## Sheet1
| Parent | ProvidesBoundaries | ConnectedTo | Wrapping at Ends | Tag | HasOpenings | Phase Created | Base Constraint | Top Extension Distance | Top is Attached | ContainedInStructure | ObjectPlacement | Representation | Reference | Wrapping at Inserts | ObjectType | Size | HasAssociations | IsDefinedBy | Manufacturer | Top Offset | GlobalId | OwnerHistory | Name | Description | InstallationDate | ODAUniqueID | WarrantyGuarantorLabor | Related to Mass | ModelLabel | IsExternal | WarrantyDescription | LoadBearing | ExtendToStructure | ProductionYear | Base Offset | Base is Attached | Unconnected Height | Room Bounding | Base Extension Distance | Top Constraint | Finish | Location Line | Area | SerialNumber | WarrantyStartDate | BarCode | AssetIdentifier | Features | TagNumber | Structural Usage | Length | Volume | Function | Width | Coarse Scale Fill Color | WarrantyDurationParts | AccessibilityPerformance | CodePerformance | Color | Constituents | Grade | Material | ModelReference | NominalHeight | NominalLength | Shape | SustainabilityPerformance | WarrantyDurationLabor | AssetAccountingType | WarrantyGuarantorParts | ExpectedLife | ReplacementCost | NominalWidth | Classification Code | Classification Description | ConnectedFrom | FireRating | Coarse Scale Fill Pattern | Fire Rating | Center Mark Visible | Position | Corner Mullion | Angle | Decomposes | Width on side 2 | Width on side 1 | Thickness | Offset | Profile | Radius | Height | Construction Type | OverallWidth | OverallHeight | Trim Projection Ext | FillsVoids | Level | Trim Width | Door Material | Type Mark | Sill Height | Head Height | Mark | OmniClass Number | Trim Projection Int | Wall Closure | Frame Material | OmniClass Title | GlazingAreaFraction | OperationType | IsFireExit | Glazing Material | Pipe Radius | PredefinedType | Railing Height | Use Landing Height Adjustment | Rail Connections | Baluster Offset | Angled Joins | Landing Height Adjustment | Tangent Joins | Base Level | TreadLength | NumberOfRiser | RiserHeight | NumberOfTreads | TreadLengthAtInnerSide | TreadLengthAtOffset | WalkingLineOffset | WaistThickness | Window Inset | Frame Exterior Material | Frame Interior Material | Sash | Glass Pane Material | Default Sill Height | ConfigurationType | TotalThickness | Height Offset From Level | Perimeter | Cabinet Material | Elevation | Depth | Mounting Height | ADA Compliant | Type Comments | Model | Copyright | Technical Data | Material and Finish | Industry Standards | Version | Complies To Buy American Act | Warranty Information | Material Note | Schedule Level | Host | Assembly Code | Assembly Description | URL | Complies to NAFTA | Percentage of Recycled Content | Diameter | Overall Length | Instructions | Default Elevation | Triton Color Palette | Revisions Date | MasterFormat Title | Ivory | Revit Family Created by | Special Color | Radius Seat | Radius Frame | White | Series | MasterFormat Number | Architectural Design Manual | LEED | Depth of which projects | Void Width | Void Depth | Void Height | Moves With Nearby Elements | Cab Width | Cab Location | Pit Depth | Door Opening | Cab Height | Cab Depth | InteriorOrExteriorSpace | OccupancyZoneName | LongName | ElevationWithFlooring | BoundedBy | Upper Limit | CompositionType | Number | OmniClass Table 13 Category | Category Description | GSA BIM Area | Phase | Limit Offset | Unbounded Height | RoomTag | CirculationZoneName | FireAlarmZoneName | LightingZoneName | HistoricPreservationZoneName | VentilationZoneName | Category Code | Backsplash Visibility | Counter Thickness | Sink Opening Width | Sink Opening Depth | Sink Location | Sink Location To Wall | Handle Material | Plinth Depth | Plinth Height | Top Of Cabinet | Length - Leg 1 | Length - Leg 2
156 | First Floor | 206717,206725,206730,206738,206834,206840,206841,206842,206844,206846,206847,207070,207075,207249,207258,207303,207304 | 188395,188396,188397,188398,188399,188730,188731,188732,188733,188975,189009,189062,189290,189298 | 2 | 162146 | 205023,205024,205071 | New Construction | First Floor | 0.000000 | F | 209258 | 13468 | 132917 | Basic Wall:Interior - Partition (92mm Stud) | 0 | Basic Wall:Interior - Partition (92mm Stud):128360 | Size | 186808 | 192713,192714,192715,192716,192717,192718,209244,209245,209246,209247 | Manufacturer | -0.102000 | 0bk1ZfURb7DB4FOIglu8Y$ | 1 | Basic Wall:Interior - Partition (92mm Stud):162146 |  | InstallationDate | 156 | WarrantyGuarantorLabor | F | ModelLabel | F | WarrantyDescription | F | F | ProductionYear | 0.000000 | F | 4.468000 | T | 0.000000 | Up to level: Second Floor | Finish | 2 | 66.389730 | SerialNumber | WarrantyStartDate | BarCode | AssetIdentifier | Features | TagNumber | 0 | 16.135000 | 8.232327 | 0 | 0.124000 | 0 | WarrantyDurationParts | AccessibilityPerformance | CodePerformance | Color | Constituents | Grade | Material | ModelReference | NominalHeight | NominalLength | Shape | SustainabilityPerformance | WarrantyDurationLabor | FIXED | WarrantyGuarantorParts | ExpectedLife | ReplacementCost | NominalWidth | 23-25 40 11 11 11 | Metal-Framed Gypsum Board Fixed Partitions
157 | First Floor | 206308,206309,206346,206347,206349,206351,206353,206368,206370,206624,206637,206640,206653,206654,206897 | 188653,189100 | 2 | 366211 | 205244,205299,205300,205302,205335 | New Construction | First Floor | 0.000000 | F | 209258 | 9070 | 133969 | Basic Wall:Interior - Partition (92mm Stud) | 0 | Basic Wall:Interior - Partition (92mm Stud):128360 | Size | 187748 | 205629,205630,205631,205632,205633,205634,209244,209245,209246,209247 | Manufacturer | -0.102000 | 1qc5HjZvrCsga38tqxQ3nV | 1 | Basic Wall:Interior - Partition (92mm Stud):366211 |  | InstallationDate | 157 | WarrantyGuarantorLabor | F | ModelLabel | F | WarrantyDescription | F | F | ProductionYear | 0.000000 | F | 4.468000 | T | 0.000000 | Up to level: Second Floor | Finish | 2 | 56.278552 | SerialNumber | WarrantyStartDate | BarCode | AssetIdentifier | Features | TagNumber | 0 | 14.255452 | 6.942402 | 0 | 0.124000 | 0 | WarrantyDurationParts | AccessibilityPerformance | CodePerformance | Color | Constituents | Grade | Material | ModelReference | NominalHeight | NominalLength | Shape | SustainabilityPerformance | WarrantyDurationLabor | FIXED | WarrantyGuarantorParts | ExpectedLife | ReplacementCost | NominalWidth | 23-25 40 11 11 11 | Metal-Framed Gypsum Board Fixed Partitions | 188280,188281,188312,188313,188319,188320,188321,189000,189097,189098,189674,190067
163 | First Floor | 206985,206990,207004,207016,207032,207049,207054,207279,207281,207283,207285,207287,207289,207290,207397 | 188405,188406,188407,188408,188739,188740,188741,188918,189303 | 2 | 164694 | 204942,205054,205055,205067,205068,205074,205075 | New Construction | First Floor | 0.000000 | F | 209258 | 4326 | 132942 | Basic Wall:Interior - Partition (92mm Stud) | 0 | Basic Wall:Interior - Partition (92mm Stud):128360 | Size | 186833 | 205411,205412,205413,205414,205415,205416,209244,209245,209246,209247 | Manufacturer | -0.102000 | 3Egy$LBd99weR14rW4bmWa | 1 | Basic Wall:Interior - Partition (92mm Stud):164694 |  | InstallationDate | 163 | WarrantyGuarantorLabor | F | ModelLabel | F | WarrantyDescription | F | F | ProductionYear | 0.000000 | F | 4.468000 | T | 0.000000 | Up to level: Second Floor | Finish | 2 | 71.769860 | SerialNumber | WarrantyStartDate | BarCode | AssetIdentifier | Features | TagNumber | 0 | 18.766000 | 8.899463 | 0 | 0.124000 | 0 | WarrantyDurationParts | AccessibilityPerformance | CodePerformance | Color | Constituents | Grade | Material | ModelReference | NominalHeight | NominalLength | Shape | SustainabilityPerformance | WarrantyDurationLabor | FIXED | WarrantyGuarantorParts | ExpectedLife | ReplacementCost | NominalWidth | 23-25 40 11 11 11 | Metal-Framed Gypsum Board Fixed Partitions
169 | First Floor | 207165,207172,207187,207188,207204,207266,207267,207268,207270,207271,207272,207273,207274,207275 | 188490,188491,188492,188493,188494,188801,188802,189020,189109,189187,189415,189564 | 2 | 186167 | 205065 | New Construction | First Floor | 0.000000 | F | 209258 | 32225 | 133107 | Basic Wall:Interior - Partition (92mm Stud) | 0 | Basic Wall:Interior - Partition (92mm Stud):128360 | Size | 186998 | 193787,193788,193789,193790,193791,193792,209244,209245,209246,209247 | Manufacturer | -0.102000 | 3Egy$LBd99weR14rW4brn5 | 1 | Basic Wall:Interior - Partition (92mm Stud):186167 |  | InstallationDate | 169 | WarrantyGuarantorLabor | F | ModelLabel | F | WarrantyDescription | F | F | ProductionYear | 0.000000 | F | 4.468000 | T | 0.000000 | Up to level: Second Floor | Finish | 2 | 77.667150 | SerialNumber | WarrantyStartDate | BarCode | AssetIdentifier | Features | TagNumber | 0 | 17.696000 | 9.630727 | 0 | 0.124000 | 0 | WarrantyDurationParts | AccessibilityPerformance | CodePerformance | Color | Constituents | Grade | Material | ModelReference | NominalHeight | NominalLength | Shape | SustainabilityPerformance | WarrantyDurationLabor | FIXED | WarrantyGuarantorParts | ExpectedLife | ReplacementCost | NominalWidth | 23-25 40 11 11 11 | Metal-Framed Gypsum Board Fixed Partitions | 188253,188930
183 | First Floor | 206298,206299,206300,206301,206302,206303,206500,206554,206568,206586,206603 | 188125,188126,188384,188722,188723,188724,188725,188978,189007,189070,189269,189271,189561 | 2 | 158257 |  | New Construction | First Floor | 0.000000 | F | 209258 | 123497 | 132887 | Basic Wall:Interior - Partition (92mm Stud) | 0 | Basic Wall:Interior - Partition (92mm Stud):128360 | Size | 186778 | 192539,192540,192541,192542,192543,192544,209244,209245,209246,209247 | Manufacturer | -0.102000 | 3LbNSBzHHBSuzhUUvuwFIB | 1 | Basic Wall:Interior - Partition (92mm Stud):158257 |  | InstallationDate | 183 | WarrantyGuarantorLabor | F | ModelLabel | F | WarrantyDescription | F | F | ProductionYear | 0.000000 | F | 4.468000 | T | 0.000000 | Up to level: Second Floor | Finish | 2 | 54.089608 | SerialNumber | WarrantyStartDate | BarCode | AssetIdentifier | Features | TagNumber | 0 | 12.017000 | 6.707111 | 0 | 0.124000 | 0 | WarrantyDurationParts | AccessibilityPerformance | CodePerformance | Color | Constituents | Grade | Material | ModelReference | NominalHeight | NominalLength | Shape | SustainabilityPerformance | WarrantyDurationLabor | FIXED | WarrantyGuarantorParts | ExpectedLife | ReplacementCost | NominalWidth | 23-25 40 11 11 11 | Metal-Framed Gypsum Board Fixed Partitions | 188235
184 | First Floor | 206742,206744,206762,206781,206793,206804,206812,206822,206856,206858,206860,206862,206864 | 188303,188411,188412,188413,188414,188415 | 2 | 164924 | 205025,205026,205027,205028,205029 | New Construction | First Floor | 0.000000 | F | 209258 | 9062 | 132944 | Basic Wall:Interior - Partition (92mm Stud) | 0 | Basic Wall:Interior - Partition (92mm Stud):128360 | Size | 186835 | 192863,192864,192865,192866,192867,192868,209244,209245,209246,209247 | Manufacturer | -0.102000 | 3Egy$LBd99weR14rW4bmzE | 1 | Basic Wall:Interior - Partition (92mm Stud):164924 |  | InstallationDate | 184 | WarrantyGuarantorLabor | F | ModelLabel | F | WarrantyDescription | F | F | ProductionYear | 0.000000 | F | 4.468000 | T | 0.000000 | Up to level: Second Floor | Finish | 2 | 72.028158 | SerialNumber | WarrantyStartDate | BarCode | AssetIdentifier | Features | TagNumber | 0 | 18.395000 | 8.931492 | 0 | 0.124000 | 0 | WarrantyDurationParts | AccessibilityPerformance | CodePerformance | Color | Constituents | Grade | Material | ModelReference | NominalHeight | NominalLength | Shape | SustainabilityPerformance | WarrantyDurationLabor | FIXED | WarrantyGuarantorParts | ExpectedLife | ReplacementCost | NominalWidth | 23-25 40 11 11 11 | Metal-Framed Gypsum Board Fixed Partitions | 189304
195 | First Floor | 207095,207117,207146,207177,207200,207220,207230,208771,208772 | 188064,188065,188066,188067,188147,188148,188149,188150,188151,188152,188153,189193 | 1 | 141152 | 204933,205174 | New Construction | First Floor | 0.000000 | F | 209258 | 28134 | 132797 | Basic Wall:Exterior - Insul Panel on Mtl. Stud | 0 | Basic Wall:Exterior - Insul Panel on Mtl. Stud:130954 | Size | 186688 | 205357,205358,205359,205360,205361,205362,209211,209212,209213,209214 | Manufacturer | 0.457000 | 3LbNSBzHHBSuzhUUvuwBdQ | 1 | Basic Wall:Exterior - Insul Panel on Mtl. Stud:141152 |  | InstallationDate | 195 | WarrantyGuarantorLabor | F | ModelLabel | T | WarrantyDescription | F | F | ProductionYear | 0.000000 | F | 5.027000 | T | 0.000000 | Up to level: Second Floor | Finish | 2 | 153.657171 | SerialNumber | WarrantyStartDate | BarCode | AssetIdentifier | Features | TagNumber | 0 | 32.333000 | 41.026465 | 1 | 0.267000 | 0 | WarrantyDurationParts | AccessibilityPerformance | CodePerformance | Color | Constituents | Grade | Material | ModelReference | NominalHeight | NominalLength | Shape | SustainabilityPerformance | WarrantyDurationLabor | FIXED | WarrantyGuarantorParts | ExpectedLife | ReplacementCost | NominalWidth | 23-25 30 24 21 | Metal Framed Structural Walls | 189192
196 | First Floor | 206676,206690,206706,207089,207094,207623 | 188069,188136,188137,188138,188156,188164,188165,188166,188167,188168,188172,188996,189549,189550 | 1 | 142014 | 205170,205171,205187 | New Construction | First Floor | 0.000000 | F | 209258 | 13475 | 132802 | Basic Wall:Exterior - Insul Panel on Mtl. Stud | 0 | Basic Wall:Exterior - Insul Panel on Mtl. Stud:130954 | Size | 186693 | 192065,192066,192067,192068,192069,192070,209211,209212,209213,209214 | Manufacturer | 0.457000 | 3LbNSBzHHBSuzhUUvuwBG4 | 1 | Basic Wall:Exterior - Insul Panel on Mtl. Stud:142014 |  | InstallationDate | 196 | WarrantyGuarantorLabor | F | ModelLabel | T | WarrantyDescription | F | F | ProductionYear | 0.000000 | F | 5.027000 | T | 0.000000 | Up to level: Second Floor | Finish | 2 | 75.795781 | SerialNumber | WarrantyStartDate | BarCode | AssetIdentifier | Features | TagNumber | 0 | 17.081456 | 20.237473 | 1 | 0.267000 | 0 | WarrantyDurationParts | AccessibilityPerformance | CodePerformance | Color | Constituents | Grade | Material | ModelReference | NominalHeight | NominalLength | Shape | SustainabilityPerformance | WarrantyDurationLabor | FIXED | WarrantyGuarantorParts | ExpectedLife | ReplacementCost | NominalWidth | 23-25 30 24 21 | Metal Framed Structural Walls | 189196
202 | First Floor | 205967,205968,205972,205974,205978,206101,206103,206112,206113,206114,206118,206119 | 188446,188447,188770,188771,188772,189339,189340,189751,190043 | 2 | 174960 | 204993 | New Construction | First Floor | 0.000000 | F | 209258 | 32123 | 133010 | Basic Wall:Interior - Partition (92mm Stud) | 0 | Basic Wall:Interior - Partition (92mm Stud):128360 | Size | 186901 | 193241,193242,193243,193244,193245,193246,209244,209245,209246,209247 | Manufacturer | -0.102000 | 3Egy$LBd99weR14rW4bo02 | 1 | Basic Wall:Interior - Partition (92mm Stud):174960 |  | InstallationDate | 202 | WarrantyGuarantorLabor | F | ModelLabel | F | WarrantyDescription | F | F | ProductionYear | 0.000000 | F | 4.468000 | T | 0.000000 | Up to level: Second Floor | Finish | 2 | 30.051674 | SerialNumber | WarrantyStartDate | BarCode | AssetIdentifier | Features | TagNumber | 0 | 7.323500 | 3.726408 | 0 | 0.124000 | 0 | WarrantyDurationParts | AccessibilityPerformance | CodePerformance | Color | Constituents | Grade | Material | ModelReference | NominalHeight | NominalLength | Shape | SustainabilityPerformance | WarrantyDurationLabor | FIXED | WarrantyGuarantorParts | ExpectedLife | ReplacementCost | NominalWidth | 23-25 40 11 11 11 | Metal-Framed Gypsum Board Fixed Partitions | 188054
206 | First Floor | 207374,207494,207512,207531,207544,207582 | 188055,188056,188057,188058,188059,188140,188141,188142,188143,188144,188146,189191,189536,189988,189998 | 1 | 140832 | 205183 | New Construction | First Floor | 0.000000 | F | 209258 | 32387 | 132795 | Basic Wall:Exterior - Insul Panel on Mtl. Stud | 0 | Basic Wall:Exterior - Insul Panel on Mtl. Stud:130954 | Size | 186686 | 192029,192030,192031,192032,192033,192034,209211,209212,209213,209214 | Manufacturer | 0.000000 | 3LbNSBzHHBSuzhUUvuwBYQ | 1 | Basic Wall:Exterior - Insul Panel on Mtl. Stud:140832 |  | InstallationDate | 206 | WarrantyGuarantorLabor | F | ModelLabel | T | WarrantyDescription | F | F | ProductionYear | 0.000000 | F | 4.570000 | T | 0.000000 | Up to level: Second Floor | Finish | 2 | 89.939200 | SerialNumber | WarrantyStartDate | BarCode | AssetIdentifier | Features | TagNumber | 0 | 20.060000 | 24.013766 | 1 | 0.267000 | 0 | WarrantyDurationParts | AccessibilityPerformance | CodePerformance | Color | Constituents | Grade | Material | ModelReference | NominalHeight | NominalLength | Shape | SustainabilityPerformance | WarrantyDurationLabor | FIXED | WarrantyGuarantorParts | ExpectedLife | ReplacementCost | NominalWidth | 23-25 30 24 21 | Metal Framed Structural Walls
210 | First Floor | 207386,207387,207518,207550,207556,207562,207566,207571,207572,207573,207576,207577 | 188479,188480,188790,189373,189390,189843 | 2 | 182526 |  | New Construction | First Floor | 0.000000 | F | 209258 | 123655 | 133080 | Basic Wall:Interior - Partition (92mm Stud) | 0 | Basic Wall:Interior - Partition (92mm Stud):128360 | Size | 186971 | 193637,193638,193639,193640,193641,193642,209244,209245,209246,209247 | Manufacturer | -0.102000 | 3Egy$LBd99weR14rW4bqEC | 1 | Basic Wall:Interior - Partition (92mm Stud):182526 |  | InstallationDate | 210 | WarrantyGuarantorLabor | F | ModelLabel | F | WarrantyDescription | F | F | ProductionYear | 0.000000 | F | 4.468000 | T | 0.000000 | Up to level: Second Floor | Finish | 2 | 49.458079 | SerialNumber | WarrantyStartDate | BarCode | AssetIdentifier | Features | TagNumber | 0 | 11.193400 | 6.132802 | 0 | 0.124000 | 0 | WarrantyDurationParts | AccessibilityPerformance | CodePerformance | Color | Constituents | Grade | Material | ModelReference | NominalHeight | NominalLength | Shape | SustainabilityPerformance | WarrantyDurationLabor | FIXED | WarrantyGuarantorParts | ExpectedLife | ReplacementCost | NominalWidth | 23-25 40 11 11 11 | Metal-Framed Gypsum Board Fixed Partitions | 188024,188252,188478
212 | First Floor | 206337,206338,206340,206342,206344,206517,206551,206563,206581,206598 | 188378,188379,188380,188381,188382,188591,188986 | 2 | 157843 | 204939,205009,205010,205011 | New Construction | First Floor | 0.000000 | F | 209258 | 11466 | 132884 | Basic Wall:Interior - Partition (92mm Stud) | 0 | Basic Wall:Interior - Partition (92mm Stud):128360 | Size | 186775 | 205393,205394,205395,205396,205397,205398,209244,209245,209246,209247 | Manufacturer | -0.102000 | 3LbNSBzHHBSuzhUUvuwFOf | 1 | Basic Wall:Interior - Partition (92mm Stud):157843 |  | InstallationDate | 212 | WarrantyGuarantorLabor | F | ModelLabel | F | WarrantyDescription | F | F | ProductionYear | 0.000000 | F | 4.468000 | T | 0.000000 | Up to level: Second Floor | Finish | 2 | 49.295162 | SerialNumber | WarrantyStartDate | BarCode | AssetIdentifier | Features | TagNumber | 0 | 12.344000 | 6.076461 | 0 | 0.124000 | 0 | WarrantyDurationParts | AccessibilityPerformance | CodePerformance | Color | Constituents | Grade | Material | ModelReference | NominalHeight | NominalLength | Shape | SustainabilityPerformance | WarrantyDurationLabor | FIXED | WarrantyGuarantorParts | ExpectedLife | ReplacementCost | NominalWidth | 23-25 40 11 11 11 | Metal-Framed Gypsum Board Fixed Partitions
213 | First Floor | 206027,207332,207334,207336,207337,207410,207411,207428,207465,207474 | 188468,188469,188927,189388,189400,189606,190021 | 2 | 179359 | 205039,205040 | New Construction | First Floor | 0.000000 | F | 209258 | 28119 | 133044 | Basic Wall:Interior - Partition (92mm Stud) | 0 | Basic Wall:Interior - Partition (92mm Stud):128360 | Size | 186935 | 193433,193434,193435,193436,193437,193438,209244,209245,209246,209247 | Manufacturer | -0.102000 | 3Egy$LBd99weR14rW4bpVj | 1 | Basic Wall:Interior - Partition (92mm Stud):179359 |  | InstallationDate | 213 | WarrantyGuarantorLabor | F | ModelLabel | F | WarrantyDescription | F | F | ProductionYear | 0.000000 | F | 4.468000 | T | 0.000000 | Up to level: Second Floor | Finish | 2 | 32.955780 | SerialNumber | WarrantyStartDate | BarCode | AssetIdentifier | Features | TagNumber | 0 | 8.285000 | 4.086517 | 0 | 0.124000 | 0 | WarrantyDurationParts | AccessibilityPerformance | CodePerformance | Color | Constituents | Grade | Material | ModelReference | NominalHeight | NominalLength | Shape | SustainabilityPerformance | WarrantyDurationLabor | FIXED | WarrantyGuarantorParts | ExpectedLife | ReplacementCost | NominalWidth | 23-25 40 11 11 11 | Metal-Framed Gypsum Board Fixed Partitions | 188246,188247
214 | First Floor | 206024,207340,207342,207344,207346,207521,207523,207538,207553,207558 | 188481,188791,188792,188793,189046,189050 | 2 | 183218 | 205031,205032,205049,205050 | New Construction | First Floor | 0.000000 | F | 209258 | 11467 | 133084 | Basic Wall:Interior - Partition (92mm Stud) | 0 | Basic Wall:Interior - Partition (92mm Stud):128360 | Size | 186975 | 193655,193656,193657,193658,193659,193660,209244,209245,209246,209247 | Manufacturer | -0.102000 | 3Egy$LBd99weR14rW4bq30 | 1 | Basic Wall:Interior - Partition (92mm Stud):183218 |  | InstallationDate | 214 | WarrantyGuarantorLabor | F | ModelLabel | F | WarrantyDescription | F | F | ProductionYear | 0.000000 | F | 4.468000 | T | 0.000000 | Up to level: Second Floor | Finish | 2 | 52.258810 | SerialNumber | WarrantyStartDate | BarCode | AssetIdentifier | Features | TagNumber | 0 | 13.625000 | 6.480092 | 0 | 0.124000 | 0 | WarrantyDurationParts | AccessibilityPerformance | CodePerformance | Color | Constituents | Grade | Material | ModelReference | NominalHeight | NominalLength | Shape | SustainabilityPerformance | WarrantyDurationLabor | FIXED | WarrantyGuarantorParts | ExpectedLife | ReplacementCost | NominalWidth | 23-25 40 11 11 11 | Metal-Framed Gypsum Board Fixed Partitions | 188928
215 | First Floor | 206160,206171,206185,207590 | 188073,188074,188075,188076,188157,188158,188175,188176,188211,188962,189203,189204,189556 | 1 | 142601 | 204934,205177,205178 | New Construction | First Floor | 0.000000 | F | 209258 | 13473 | 132808 | Basic Wall:Exterior - Insul Panel on Mtl. Stud | 0 | Basic Wall:Exterior - Insul Panel on Mtl. Stud:130954 | Size | 186699 | 205363,205364,205365,205366,205367,205368,209211,209212,209213,209214 | Manufacturer | 0.000000 | 3LbNSBzHHBSuzhUUvuwBEp | 1 | Basic Wall:Exterior - Insul Panel on Mtl. Stud:142601 |  | InstallationDate | 215 | WarrantyGuarantorLabor | F | ModelLabel | T | WarrantyDescription | F | F | ProductionYear | 0.000000 | F | 4.570000 | T | 0.000000 | Up to level: Second Floor | Finish | 2 | 56.430144 | SerialNumber | WarrantyStartDate | BarCode | AssetIdentifier | Features | TagNumber | 0 | 13.338000 | 15.030709 | 1 | 0.267000 | 0 | WarrantyDurationParts | AccessibilityPerformance | CodePerformance | Color | Constituents | Grade | Material | ModelReference | NominalHeight | NominalLength | Shape | SustainabilityPerformance | WarrantyDurationLabor | FIXED | WarrantyGuarantorParts | ExpectedLife | ReplacementCost | NominalWidth | 23-25 30 24 21 | Metal Framed Structural Walls | 189201
216 | First Floor | 205966,206116,206122,206126,206138,206152 | 188015,188016,188017,188018,188019,188020,188052,188053,188054,188897,189986 | 1 | 140707 | 205179,205180,205181,205182 | New Construction | First Floor | 0.000000 | F | 209258 | 11471 | 132794 | Basic Wall:Exterior - Insul Panel on Mtl. Stud | 0 | Basic Wall:Exterior - Insul Panel on Mtl. Stud:130954 | Size | 186685 | 192023,192024,192025,192026,192027,192028,209211,209212,209213,209214 | Manufacturer | 0.000000 | 3LbNSBzHHBSuzhUUvuwBiP | 1 | Basic Wall:Exterior - Insul Panel on Mtl. Stud:140707 |  | InstallationDate | 216 | WarrantyGuarantorLabor | F | ModelLabel | T | WarrantyDescription | F | F | ProductionYear | 0.000000 | F | 4.570000 | T | 0.000000 | Up to level: Second Floor | Finish | 2 | 70.018800 | SerialNumber | WarrantyStartDate | BarCode | AssetIdentifier | Features | TagNumber | 0 | 16.706500 | 18.695020 | 1 | 0.267000 | 0 | WarrantyDurationParts | AccessibilityPerformance | CodePerformance | Color | Constituents | Grade | Material | ModelReference | NominalHeight | NominalLength | Shape | SustainabilityPerformance | WarrantyDurationLabor | FIXED | WarrantyGuarantorParts | ExpectedLife | ReplacementCost | NominalWidth | 23-25 30 24 21 | Metal Framed Structural Walls
231 | First Floor | 206075,206077,206079,206081,206082,206179,206203 | 188228,188436,188759,188760,189324,190059 | 2 | 171321 | 204983,204984,204997 | New Construction | First Floor | 0.000000 | F | 209258 | 13465 | 132989 | Basic Wall:Interior - Partition (92mm Stud) | 0 | Basic Wall:Interior - Partition (92mm Stud):128360 | Size | 186880 | 193121,193122,193123,193124,193125,193126,209244,209245,209246,209247 | Manufacturer | -0.102000 | 3Egy$LBd99weR14rW4bnPB | 1 | Basic Wall:Interior - Partition (92mm Stud):171321 |  | InstallationDate | 231 | WarrantyGuarantorLabor | F | ModelLabel | F | WarrantyDescription | F | F | ProductionYear | 0.000000 | F | 4.468000 | T | 0.000000 | Up to level: Second Floor | Finish | 2 | 28.002871 | SerialNumber | WarrantyStartDate | BarCode | AssetIdentifier | Features | TagNumber | 0 | 7.758499 | 3.472356 | 0 | 0.124000 | 0 | WarrantyDurationParts | AccessibilityPerformance | CodePerformance | Color | Constituents | Grade | Material | ModelReference | NominalHeight | NominalLength | Shape | SustainabilityPerformance | WarrantyDurationLabor | FIXED | WarrantyGuarantorParts | ExpectedLife | ReplacementCost | NominalWidth | 23-25 40 11 11 11 | Metal-Framed Gypsum Board Fixed Partitions | 188208,188209,188922,189529
232 | First Floor | 206040,207328,207330,207403,207413,207425,207434,207441,207442 | 188459,188460,188778,188779,188926,189018,189042,189355 | 2 | 178094 | 205034,205035 | New Construction | First Floor | 0.000000 | F | 209258 | 28118 | 133033 | Basic Wall:Interior - Partition (92mm Stud) | 0 | Basic Wall:Interior - Partition (92mm Stud):128360 | Size | 186924 | 193367,193368,193369,193370,193371,193372,209244,209245,209246,209247 | Manufacturer | -0.102000 | 3Egy$LBd99weR14rW4bppS | 1 | Basic Wall:Interior - Partition (92mm Stud):178094 |  | InstallationDate | 232 | WarrantyGuarantorLabor | F | ModelLabel | F | WarrantyDescription | F | F | ProductionYear | 0.000000 | F | 4.468000 | T | 0.000000 | Up to level: Second Floor | Finish | 2 | 18.997748 | SerialNumber | WarrantyStartDate | BarCode | AssetIdentifier | Features | TagNumber | 0 | 5.126000 | 2.355721 | 0 | 0.124000 | 0 | WarrantyDurationParts | AccessibilityPerformance | CodePerformance | Color | Constituents | Grade | Material | ModelReference | NominalHeight | NominalLength | Shape | SustainabilityPerformance | WarrantyDurationLabor | FIXED | WarrantyGuarantorParts | ExpectedLife | ReplacementCost | NominalWidth | 23-25 40 11 11 11 | Metal-Framed Gypsum Board Fixed Partitions | 188021
233 | First Floor | 206069,206371,206373,206375,206377,206420,206425,206454,206455,206489 | 188373,188374,188375 | 2 | 156775 | 204979,204980,204981,205243 | New Construction | First Floor | 0.000000 | F | 209258 | 11477 | 132878 | Basic Wall:Interior - Partition (92mm Stud) | 0 | Basic Wall:Interior - Partition (92mm Stud):128360 | Size | 186769 | 192491,192492,192493,192494,192495,192496,209244,209245,209246,209247 | Manufacturer | -0.102000 | 3LbNSBzHHBSuzhUUvuwFhT | 1 | Basic Wall:Interior - Partition (92mm Stud):156775 |  | InstallationDate | 233 | WarrantyGuarantorLabor | F | ModelLabel | F | WarrantyDescription | F | F | ProductionYear | 0.000000 | F | 4.468000 | T | 0.000000 | Up to level: Second Floor | Finish | 2 | 60.375708 | SerialNumber | WarrantyStartDate | BarCode | AssetIdentifier | Features | TagNumber | 0 | 15.323000 | 7.486588 | 0 | 0.124000 | 0 | WarrantyDurationParts | AccessibilityPerformance | CodePerformance | Color | Constituents | Grade | Material | ModelReference | NominalHeight | NominalLength | Shape | SustainabilityPerformance | WarrantyDurationLabor | FIXED | WarrantyGuarantorParts | ExpectedLife | ReplacementCost | NominalWidth | 23-25 40 11 11 11 | Metal-Framed Gypsum Board Fixed Partitions | 188221,188906,188909
234 | First Floor | 206750,206751,206755,206779,206791,206803,206869,206870,206872,206874,206876 |  | 2 | 354436 | 205305,205306,205307 | New Construction | First Floor | 0.000000 | F | 209258 | 13495 | 133823 | Basic Wall:Interior - Partition (92mm Stud) | 0 | Basic Wall:Interior - Partition (92mm Stud):128360 | Size | 187607 | 200430,200431,200432,200433,200434,200435,209244,209245,209246,209247 | Manufacturer | -0.102000 | 0tIhQ6hmz02e5gznEed43R | 1 | Basic Wall:Interior - Partition (92mm Stud):354436 |  | InstallationDate | 234 | WarrantyGuarantorLabor | F | ModelLabel | F | WarrantyDescription | F | F | ProductionYear | 0.000000 | F | 4.468000 | T | 0.000000 | Up to level: Second Floor | Finish | 2 | 50.617690 | SerialNumber | WarrantyStartDate | BarCode | AssetIdentifier | Features | TagNumber | 0 | 12.578000 | 6.276594 | 0 | 0.124000 | 0 | WarrantyDurationParts | AccessibilityPerformance | CodePerformance | Color | Constituents | Grade | Material | ModelReference | NominalHeight | NominalLength | Shape | SustainabilityPerformance | WarrantyDurationLabor | FIXED | WarrantyGuarantorParts | ExpectedLife | ReplacementCost | NominalWidth | 23-25 40 11 11 11 | Metal-Framed Gypsum Board Fixed Partitions | 188296,188300,188301,188302,189013,189057
235 | First Floor | 206050,207424,207459,207463,207473 |  | 1 | 263032 | 205326,205327,205328,205329,205330 | New Construction | First Floor | 0.000000 | F | 209258 | 9069 | 133655 | Basic Wall:Exterior - Insul Panel on Mtl. Stud | 0 | Basic Wall:Exterior - Insul Panel on Mtl. Stud:130954 | Size | 187260 | 197072,197073,197074,197075,197076,197077,209211,209212,209213,209214 | Manufacturer | 0.000000 | 0otfaO0qPDAhynjJ6DnL_y | 1 | Basic Wall:Exterior - Insul Panel on Mtl. Stud:263032 |  | InstallationDate | 235 | WarrantyGuarantorLabor | F | ModelLabel | T | WarrantyDescription | F | F | ProductionYear | 0.000000 | F | 4.570000 | T | 0.000000 | Up to level: Second Floor | Finish | 2 | 83.182000 | SerialNumber | WarrantyStartDate | BarCode | AssetIdentifier | Features | TagNumber | 0 | 19.966500 | 22.209594 | 1 | 0.267000 | 0 | WarrantyDurationParts | AccessibilityPerformance | CodePerformance | Color | Constituents | Grade | Material | ModelReference | NominalHeight | NominalLength | Shape | SustainabilityPerformance | WarrantyDurationLabor | FIXED | WarrantyGuarantorParts | ExpectedLife | ReplacementCost | NominalWidth | 23-25 30 24 21 | Metal Framed Structural Walls | 188144,188274,188275,188276,188289,188290,188291,188292,188293,189998
236 | First Floor | 206615,206921,206929,206933,206960 | 188563,188564,188565,188871,188872,188954,188955,188956 | 1 | 258588 | 205332,205333,205334 | New Construction | First Floor | 0.000000 | F | 209258 | 13497 | 133616 | Basic Wall:Exterior - Insul Panel on Mtl. Stud | 0 | Basic Wall:Exterior - Insul Panel on Mtl. Stud:130954 | Size | 187257 | 196827,196828,196829,196830,196831,196832,209211,209212,209213,209214 | Manufacturer | 0.457000 | 0$T_kKFfj6eQu9LjJc1L4V | 1 | Basic Wall:Exterior - Insul Panel on Mtl. Stud:258588 |  | InstallationDate | 236 | WarrantyGuarantorLabor | F | ModelLabel | T | WarrantyDescription | F | F | ProductionYear | 0.000000 | F | 5.027000 | T | 0.000000 | Up to level: Second Floor | Finish | 2 | 62.106770 | SerialNumber | WarrantyStartDate | BarCode | AssetIdentifier | Features | TagNumber | 0 | 13.256548 | 16.582508 | 1 | 0.267000 | 0 | WarrantyDurationParts | AccessibilityPerformance | CodePerformance | Color | Constituents | Grade | Material | ModelReference | NominalHeight | NominalLength | Shape | SustainabilityPerformance | WarrantyDurationLabor | FIXED | WarrantyGuarantorParts | ExpectedLife | ReplacementCost | NominalWidth | 23-25 30 24 21 | Metal Framed Structural Walls | 188214,188273,188894,188958
262 | First Floor | 206328,206330,206332,206334,206542,206558,206572,206591,206592 | 188908 | 2 | 156128 | 205004,205005,205006,205007 | New Construction | First Floor | 0.000000 | F | 209258 | 11465 | 132874 | Basic Wall:Interior - Partition (92mm Stud) | 0 | Basic Wall:Interior - Partition (92mm Stud):128360 | Size | 186765 | 192467,192468,192469,192470,192471,192472,209244,209245,209246,209247 | Manufacturer | -0.102000 | 3LbNSBzHHBSuzhUUvuwFzQ | 1 | Basic Wall:Interior - Partition (92mm Stud):156128 |  | InstallationDate | 262 | WarrantyGuarantorLabor | F | ModelLabel | F | WarrantyDescription | F | F | ProductionYear | 0.000000 | F | 4.468000 | T | 0.000000 | Up to level: Second Floor | Finish | 2 | 46.725964 | SerialNumber | WarrantyStartDate | BarCode | AssetIdentifier | Features | TagNumber | 0 | 12.205999 | 5.794020 | 0 | 0.124000 | 0 | WarrantyDurationParts | AccessibilityPerformance | CodePerformance | Color | Constituents | Grade | Material | ModelReference | NominalHeight | NominalLength | Shape | SustainabilityPerformance | WarrantyDurationLabor | FIXED | WarrantyGuarantorParts | ExpectedLife | ReplacementCost | NominalWidth | 23-25 40 11 11 11 | Metal-Framed Gypsum Board Fixed Partitions | 188218,188219,188220,188907
263 | First Floor | 206233,206234,206236,206649,206658 | 188133,188368,188709,188968,188999,189000,189097,189236,189516,189523,190035 | 2 | 147540 | 205013,205014 | New Construction | First Floor | 0.000000 | F | 209258 | 28117 | 132834 | Basic Wall:Interior - Partition (92mm Stud) | 0 | Basic Wall:Interior - Partition (92mm Stud):128360 | Size | 186725 | 192233,192234,192235,192236,192237,192238,209244,209245,209246,209247 | Manufacturer | -0.102000 | 3LbNSBzHHBSuzhUUvuwDxk | 1 | Basic Wall:Interior - Partition (92mm Stud):147540 |  | InstallationDate | 263 | WarrantyGuarantorLabor | F | ModelLabel | F | WarrantyDescription | F | F | ProductionYear | 0.000000 | F | 4.468000 | T | 0.000000 | Up to level: Second Floor | Finish | 2 | 23.425536 | SerialNumber | WarrantyStartDate | BarCode | AssetIdentifier | Features | TagNumber | 0 | 6.117000 | 2.904766 | 0 | 0.124000 | 0 | WarrantyDurationParts | AccessibilityPerformance | CodePerformance | Color | Constituents | Grade | Material | ModelReference | NominalHeight | NominalLength | Shape | SustainabilityPerformance | WarrantyDurationLabor | FIXED | WarrantyGuarantorParts | ExpectedLife | ReplacementCost | NominalWidth | 23-25 40 11 11 11 | Metal-Framed Gypsum Board Fixed Partitions
264 | First Floor | 206262,206264,206265,206773,206789,206816 | 188429,188749,188971,189014,189055,189312,189316,189624,190030 | 2 | 167763 | 205022 | New Construction | First Floor | 0.000000 | F | 209258 | 32167 | 132960 | Basic Wall:Interior - Partition (92mm Stud) | 0 | Basic Wall:Interior - Partition (92mm Stud):128360 | Size | 186851 | 192959,192960,192961,192962,192963,192964,209244,209245,209246,209247 | Manufacturer | -0.102000 | 3Egy$LBd99weR14rW4bmGX | 1 | Basic Wall:Interior - Partition (92mm Stud):167763 |  | InstallationDate | 264 | WarrantyGuarantorLabor | F | ModelLabel | F | WarrantyDescription | F | F | ProductionYear | 0.000000 | F | 4.468000 | T | 0.000000 | Up to level: Second Floor | Finish | 2 | 28.121498 | SerialNumber | WarrantyStartDate | BarCode | AssetIdentifier | Features | TagNumber | 0 | 6.704000 | 3.487066 | 0 | 0.124000 | 0 | WarrantyDurationParts | AccessibilityPerformance | CodePerformance | Color | Constituents | Grade | Material | ModelReference | NominalHeight | NominalLength | Shape | SustainabilityPerformance | WarrantyDurationLabor | FIXED | WarrantyGuarantorParts | ExpectedLife | ReplacementCost | NominalWidth | 23-25 40 11 11 11 | Metal-Framed Gypsum Board Fixed Partitions | 188226,188237
265 | First Floor | 207106,207108,207134,207261,207263,207264 | 188487,188798,189407,189408,189414,189563 | 2 | 185718 | 205079,205080 | New Construction | First Floor | 0.000000 | F | 209258 | 28126 | 133098 | Basic Wall:Interior - Partition (92mm Stud) | 0 | Basic Wall:Interior - Partition (92mm Stud):128360 | Size | 186989 | 193733,193734,193735,193736,193737,193738,209244,209245,209246,209247 | Manufacturer | -0.102000 | 3Egy$LBd99weR14rW4bru4 | 1 | Basic Wall:Interior - Partition (92mm Stud):185718 |  | InstallationDate | 265 | WarrantyGuarantorLabor | F | ModelLabel | F | WarrantyDescription | F | F | ProductionYear | 0.000000 | F | 4.468000 | T | 0.000000 | Up to level: Second Floor | Finish | 2 | 27.768432 | SerialNumber | WarrantyStartDate | BarCode | AssetIdentifier | Features | TagNumber | 0 | 7.160500 | 3.443286 | 0 | 0.124000 | 0 | WarrantyDurationParts | AccessibilityPerformance | CodePerformance | Color | Constituents | Grade | Material | ModelReference | NominalHeight | NominalLength | Shape | SustainabilityPerformance | WarrantyDurationLabor | FIXED | WarrantyGuarantorParts | ExpectedLife | ReplacementCost | NominalWidth | 23-25 40 11 11 11 | Metal-Framed Gypsum Board Fixed Partitions | 188128,188135,188929,189533
269 | First Floor | 206888,206902,206913,206927,206948,206949,206951,206961 | 188705,188706,188707,188894,189231,189515 | 2 | 146380 | 204967,204968,204969 | New Construction | First Floor | 0.000000 | F | 209258 | 13463 | 132827 | Basic Wall:Interior - Partition (92mm Stud) | 0 | Basic Wall:Interior - Partition (92mm Stud):128360 | Size | 186718 | 192197,192198,192199,192200,192201,192202,209244,209245,209246,209247 | Manufacturer | -0.102000 | 3LbNSBzHHBSuzhUUvuwALs | 1 | Basic Wall:Interior - Partition (92mm Stud):146380 |  | InstallationDate | 269 | WarrantyGuarantorLabor | F | ModelLabel | F | WarrantyDescription | F | F | ProductionYear | 0.000000 | F | 4.468000 | T | 0.000000 | Up to level: Second Floor | Finish | 3 | 45.970970 | SerialNumber | WarrantyStartDate | BarCode | AssetIdentifier | Features | TagNumber | 0 | 11.671500 | 5.700400 | 0 | 0.124000 | 0 | WarrantyDurationParts | AccessibilityPerformance | CodePerformance | Color | Constituents | Grade | Material | ModelReference | NominalHeight | NominalLength | Shape | SustainabilityPerformance | WarrantyDurationLabor | FIXED | WarrantyGuarantorParts | ExpectedLife | ReplacementCost | NominalWidth | 23-25 40 11 11 11 | Metal-Framed Gypsum Board Fixed Partitions
270 | First Floor | 206058,206059,206073,206084,206085,206086,206216,206217,207622 | 188299,188448,189347 | 2 | 176083 | 204946,204996,204998 | New Construction | First Floor | 0.000000 | F | 209258 | 13466 | 133017 | Basic Wall:Interior - Partition (92mm Stud) | 0 | Basic Wall:Interior - Partition (92mm Stud):128360 | Size | 186908 | 205435,205436,205437,205438,205439,205440,209244,209245,209246,209247 | Manufacturer | 0.000000 | 3Egy$LBd99weR14rW4boIX | 1 | Basic Wall:Interior - Partition (92mm Stud):176083 |  | InstallationDate | 270 | WarrantyGuarantorLabor | F | ModelLabel | F | WarrantyDescription | F | F | ProductionYear | 0.000000 | F | 4.570000 | T | 0.000000 | Up to level: Second Floor | Finish | 2 | 27.993380 | SerialNumber | WarrantyStartDate | BarCode | AssetIdentifier | Features | TagNumber | 0 | 6.945000 | 3.435040 | 0 | 0.124000 | 0 | WarrantyDurationParts | AccessibilityPerformance | CodePerformance | Color | Constituents | Grade | Material | ModelReference | NominalHeight | NominalLength | Shape | SustainabilityPerformance | WarrantyDurationLabor | FIXED | WarrantyGuarantorParts | ExpectedLife | ReplacementCost | NominalWidth | 23-25 40 11 11 11 | Metal-Framed Gypsum Board Fixed Partitions | 188228,188243
273 | First Floor | 207348,207350,207366,207368,207515,207533,207535,207546 |  | 2 | 369550 | 205308,205309,205310 | New Construction | First Floor | 0.000000 | F | 209258 | 13496 | 134007 | Basic Wall:Interior - Partition (92mm Stud) | 0 | Basic Wall:Interior - Partition (92mm Stud):128360 | Size | 187785 | 201531,201532,201533,201534,201535,201536,209244,209245,209246,209247 | Manufacturer | -0.102000 | 2j55VthSj3Lu0J6fyrpN4I | 1 | Basic Wall:Interior - Partition (92mm Stud):369550 |  | InstallationDate | 273 | WarrantyGuarantorLabor | F | ModelLabel | F | WarrantyDescription | F | F | ProductionYear | 0.000000 | F | 4.468000 | T | 0.000000 | Up to level: Second Floor | Finish | 2 | 11.880241 | SerialNumber | WarrantyStartDate | BarCode | AssetIdentifier | Features | TagNumber | 0 | 4.094025 | 1.473150 | 0 | 0.124000 | 0 | WarrantyDurationParts | AccessibilityPerformance | CodePerformance | Color | Constituents | Grade | Material | ModelReference | NominalHeight | NominalLength | Shape | SustainabilityPerformance | WarrantyDurationLabor | FIXED | WarrantyGuarantorParts | ExpectedLife | ReplacementCost | NominalWidth | 23-25 40 11 11 11 | Metal-Framed Gypsum Board Fixed Partitions | 188042,188043,188656,188785,189389,189846
284 | First Floor | 206055,206056,206212,206219,206229,206231,207618,207620,207621 | 188243,188452,188774,188775,189015 | 2 | 175951 | 204995 | New Construction | First Floor | 0.000000 | F | 209258 | 32127 | 133016 | Basic Wall:Interior - Partition (92mm Stud) | 0 | Basic Wall:Interior - Partition (92mm Stud):128360 | Size | 186907 | 193277,193278,193279,193280,193281,193282,209244,209245,209246,209247 | Manufacturer | -0.102000 | 3Egy$LBd99weR14rW4boGz | 1 | Basic Wall:Interior - Partition (92mm Stud):175951 |  | InstallationDate | 284 | WarrantyGuarantorLabor | F | ModelLabel | F | WarrantyDescription | F | F | ProductionYear | 0.000000 | F | 4.468000 | T | 0.000000 | Up to level: Second Floor | Finish | 2 | 28.948081 | SerialNumber | WarrantyStartDate | BarCode | AssetIdentifier | Features | TagNumber | 0 | 7.074001 | 3.589562 | 0 | 0.124000 | 0 | WarrantyDurationParts | AccessibilityPerformance | CodePerformance | Color | Constituents | Grade | Material | ModelReference | NominalHeight | NominalLength | Shape | SustainabilityPerformance | WarrantyDurationLabor | FIXED | WarrantyGuarantorParts | ExpectedLife | ReplacementCost | NominalWidth | 23-25 40 11 11 11 | Metal-Framed Gypsum Board Fixed Partitions | 189346
285 | First Floor | 206043,206044,207323,207324,207418,207419,207438 | 188456,188457,188458,189386,189604 | 2 | 177813 | 205037 | New Construction | First Floor | 0.000000 | F | 209258 | 32186 | 133031 | Basic Wall:Interior - Partition (92mm Stud) | 0 | Basic Wall:Interior - Partition (92mm Stud):128360 | Size | 186922 | 193355,193356,193357,193358,193359,193360,209244,209245,209246,209247 | Manufacturer | -0.102000 | 3Egy$LBd99weR14rW4bptd | 1 | Basic Wall:Interior - Partition (92mm Stud):177813 |  | InstallationDate | 285 | WarrantyGuarantorLabor | F | ModelLabel | F | WarrantyDescription | F | F | ProductionYear | 0.000000 | F | 4.468000 | T | 0.000000 | Up to level: Second Floor | Finish | 2 | 15.678118 | SerialNumber | WarrantyStartDate | BarCode | AssetIdentifier | Features | TagNumber | 0 | 4.070000 | 1.944087 | 0 | 0.124000 | 0 | WarrantyDurationParts | AccessibilityPerformance | CodePerformance | Color | Constituents | Grade | Material | ModelReference | NominalHeight | NominalLength | Shape | SustainabilityPerformance | WarrantyDurationLabor | FIXED | WarrantyGuarantorParts | ExpectedLife | ReplacementCost | NominalWidth | 23-25 40 11 11 11 | Metal-Framed Gypsum Board Fixed Partitions | 188244,188925,189353
286 | First Floor | 207353,207453,207455,207457,207469,207481,207498,207500 | 188291,188472,188786 | 2 | 179860 | 205043,205044,205045 | New Construction | First Floor | 0.000000 | F | 209258 | 13467 | 133049 | Basic Wall:Interior - Partition (92mm Stud) | 0 | Basic Wall:Interior - Partition (92mm Stud):128360 | Size | 186940 | 193457,193458,193459,193460,193461,193462,209244,209245,209246,209247 | Manufacturer | -0.102000 | 3Egy$LBd99weR14rW4bpNc | 1 | Basic Wall:Interior - Partition (92mm Stud):179860 |  | InstallationDate | 286 | WarrantyGuarantorLabor | F | ModelLabel | F | WarrantyDescription | F | F | ProductionYear | 0.000000 | F | 4.468000 | T | 0.000000 | Up to level: Second Floor | Finish | 2 | 27.960350 | SerialNumber | WarrantyStartDate | BarCode | AssetIdentifier | Features | TagNumber | 0 | 7.764475 | 3.467083 | 0 | 0.124000 | 0 | WarrantyDurationParts | AccessibilityPerformance | CodePerformance | Color | Constituents | Grade | Material | ModelReference | NominalHeight | NominalLength | Shape | SustainabilityPerformance | WarrantyDurationLabor | FIXED | WarrantyGuarantorParts | ExpectedLife | ReplacementCost | NominalWidth | 23-25 40 11 11 11 | Metal-Framed Gypsum Board Fixed Partitions | 188022,189359
288 | First Floor | 206900,206911,206916,206957 | 188078,188178,188179,188214,188339,188340,188341,188958,189210,189211,189554 | 1 | 142977 | 205175 | New Construction | First Floor | 0.000000 | F | 209258 | 32377 | 132813 | Basic Wall:Exterior - Insul Panel on Mtl. Stud | 0 | Basic Wall:Exterior - Insul Panel on Mtl. Stud:130954 | Size | 186704 | 192125,192126,192127,192128,192129,192130,209211,209212,209213,209214 | Manufacturer | 0.457000 | 3LbNSBzHHBSuzhUUvuwB0x | 1 | Basic Wall:Exterior - Insul Panel on Mtl. Stud:142977 |  | InstallationDate | 288 | WarrantyGuarantorLabor | F | ModelLabel | T | WarrantyDescription | F | F | ProductionYear | 0.000000 | F | 5.027000 | T | 0.000000 | Up to level: Second Floor | Finish | 2 | 57.153215 | SerialNumber | WarrantyStartDate | BarCode | AssetIdentifier | Features | TagNumber | 0 | 11.743000 | 15.259908 | 1 | 0.267000 | 0 | WarrantyDurationParts | AccessibilityPerformance | CodePerformance | Color | Constituents | Grade | Material | ModelReference | NominalHeight | NominalLength | Shape | SustainabilityPerformance | WarrantyDurationLabor | FIXED | WarrantyGuarantorParts | ExpectedLife | ReplacementCost | NominalWidth | 23-25 30 24 21 | Metal Framed Structural Walls
297 | First Floor | 206094,206096,206098,206099,206132,206144,206165 | 188443,188444,188768,189335 | 2 | 173558 | 204988,204991,204992 | New Construction | First Floor | 0.000000 | F | 209258 | 13464 | 133001 | Basic Wall:Interior - Partition (92mm Stud) | 0 | Basic Wall:Interior - Partition (92mm Stud):128360 | Size | 186892 | 193187,193188,193189,193190,193191,193192,209244,209245,209246,209247 | Manufacturer | -0.102000 | 3Egy$LBd99weR14rW4bow4 | 1 | Basic Wall:Interior - Partition (92mm Stud):173558 |  | InstallationDate | 297 | WarrantyGuarantorLabor | F | ModelLabel | F | WarrantyDescription | F | F | ProductionYear | 0.000000 | F | 4.468000 | T | 0.000000 | Up to level: Second Floor | Finish | 2 | 32.625054 | SerialNumber | WarrantyStartDate | BarCode | AssetIdentifier | Features | TagNumber | 0 | 8.684500 | 4.045507 | 0 | 0.124000 | 0 | WarrantyDurationParts | AccessibilityPerformance | CodePerformance | Color | Constituents | Grade | Material | ModelReference | NominalHeight | NominalLength | Shape | SustainabilityPerformance | WarrantyDurationLabor | FIXED | WarrantyGuarantorParts | ExpectedLife | ReplacementCost | NominalWidth | 23-25 40 11 11 11 | Metal-Framed Gypsum Board Fixed Partitions | 188159
298 | First Floor | 207150,207161,207169,207191,207192,207193,207194,207196,207245 |  | 2 | 188486 | 205064 | New Construction | First Floor | 0.000000 | F | 209258 | 32223 | 133130 | Basic Wall:Interior - Partition (92mm Stud) | 0 | Basic Wall:Interior - Partition (92mm Stud):128360 | Size | 187021 | 193925,193926,193927,193928,193929,193930,209244,209245,209246,209247 | Manufacturer | -0.102000 | 3Egy$LBd99weR14rW4bsiq | 1 | Basic Wall:Interior - Partition (92mm Stud):188486 |  | InstallationDate | 298 | WarrantyGuarantorLabor | F | ModelLabel | F | WarrantyDescription | F | F | ProductionYear | 0.000000 | F | 4.468000 | T | 0.000000 | Up to level: Second Floor | Finish | 2 | 41.942236 | SerialNumber | WarrantyStartDate | BarCode | AssetIdentifier | Features | TagNumber | 0 | 9.948272 | 5.200837 | 0 | 0.124000 | 0 | WarrantyDurationParts | AccessibilityPerformance | CodePerformance | Color | Constituents | Grade | Material | ModelReference | NominalHeight | NominalLength | Shape | SustainabilityPerformance | WarrantyDurationLabor | FIXED | WarrantyGuarantorParts | ExpectedLife | ReplacementCost | NominalWidth | 23-25 40 11 11 11 | Metal-Framed Gypsum Board Fixed Partitions | 188025,188026,188254,188491,188935
299 | First Floor | 206739,206851,206852,207058,207059,207060,207069,207305,207306 | 188409,188410,188742,189304 | 2 | 164812 | 205070 | New Construction | First Floor | 0.000000 | F | 209258 | 32230 | 132943 | Basic Wall:Interior - Partition (92mm Stud) | 0 | Basic Wall:Interior - Partition (92mm Stud):128360 | Size | 186834 | 192857,192858,192859,192860,192861,192862,209244,209245,209246,209247 | Manufacturer | -0.102000 | 3Egy$LBd99weR14rW4bmY_ | 1 | Basic Wall:Interior - Partition (92mm Stud):164812 |  | InstallationDate | 299 | WarrantyGuarantorLabor | F | ModelLabel | F | WarrantyDescription | F | F | ProductionYear | 0.000000 | F | 4.468000 | T | 0.000000 | Up to level: Second Floor | Finish | 2 | 45.524358 | SerialNumber | WarrantyStartDate | BarCode | AssetIdentifier | Features | TagNumber | 0 | 10.626000 | 5.645020 | 0 | 0.124000 | 0 | WarrantyDurationParts | AccessibilityPerformance | CodePerformance | Color | Constituents | Grade | Material | ModelReference | NominalHeight | NominalLength | Shape | SustainabilityPerformance | WarrantyDurationLabor | FIXED | WarrantyGuarantorParts | ExpectedLife | ReplacementCost | NominalWidth | 23-25 40 11 11 11 | Metal-Framed Gypsum Board Fixed Partitions | 189303
302 | First Floor | 207210,207226,207233 | 188060,188061,188062,188063,188145,188936,189192,189987 | 1 | 140972 | 205184,205185,205186 | New Construction | First Floor | 0.000000 | F | 209258 | 13474 | 132796 | Basic Wall:Exterior - Insul Panel on Mtl. Stud | 0 | Basic Wall:Exterior - Insul Panel on Mtl. Stud:130954 | Size | 186687 | 192035,192036,192037,192038,192039,192040,209211,209212,209213,209214 | Manufacturer | 0.457000 | 3LbNSBzHHBSuzhUUvuwBWM | 1 | Basic Wall:Exterior - Insul Panel on Mtl. Stud:140972 |  | InstallationDate | 302 | WarrantyGuarantorLabor | F | ModelLabel | T | WarrantyDescription | F | F | ProductionYear | 0.000000 | F | 5.027000 | T | 0.000000 | Up to level: Second Floor | Finish | 2 | 45.266080 | SerialNumber | WarrantyStartDate | BarCode | AssetIdentifier | Features | TagNumber | 0 | 10.040000 | 12.086043 | 1 | 0.267000 | 0 | WarrantyDurationParts | AccessibilityPerformance | CodePerformance | Color | Constituents | Grade | Material | ModelReference | NominalHeight | NominalLength | Shape | SustainabilityPerformance | WarrantyDurationLabor | FIXED | WarrantyGuarantorParts | ExpectedLife | ReplacementCost | NominalWidth | 23-25 30 24 21 | Metal Framed Structural Walls | 189191
303 | First Floor | 206986,206992,206997,207392,207394,207396 | 188423,188424,188425,188973,189012,189058 | 2 | 166136 | 205053,205239 | New Construction | First Floor | 0.000000 | F | 209258 | 28138 | 132950 | Basic Wall:Interior - Partition (92mm Stud) | 0 | Basic Wall:Interior - Partition (92mm Stud):128360 | Size | 186841 | 192899,192900,192901,192902,192903,192904,209244,209245,209246,209247 | Manufacturer | -0.102000 | 3Egy$LBd99weR14rW4bmEA | 1 | Basic Wall:Interior - Partition (92mm Stud):166136 |  | InstallationDate | 303 | WarrantyGuarantorLabor | F | ModelLabel | F | WarrantyDescription | F | F | ProductionYear | 0.000000 | F | 4.468000 | T | 0.000000 | Up to level: Second Floor | Finish | 2 | 24.256584 | SerialNumber | WarrantyStartDate | BarCode | AssetIdentifier | Features | TagNumber | 0 | 6.365000 | 3.007816 | 0 | 0.124000 | 0 | WarrantyDurationParts | AccessibilityPerformance | CodePerformance | Color | Constituents | Grade | Material | ModelReference | NominalHeight | NominalLength | Shape | SustainabilityPerformance | WarrantyDurationLabor | FIXED | WarrantyGuarantorParts | ExpectedLife | ReplacementCost | NominalWidth | 23-25 40 11 11 11 | Metal-Framed Gypsum Board Fixed Partitions | 188918
317 | First Floor | 206441,206447,206477,206485 | 188079,188080,188180,188215,188343,188344,188895,188899,188997 | 1 | 143236 |  | New Construction | First Floor | 0.000000 | F | 209258 | 123448 | 132817 | Basic Wall:Exterior - Insul Panel on Mtl. Stud | 0 | Basic Wall:Exterior - Insul Panel on Mtl. Stud:130954 | Size | 186708 | 192149,192150,192151,192152,192153,192154,209211,209212,209213,209214 | Manufacturer | 0.457000 | 3LbNSBzHHBSuzhUUvuwB4_ | 1 | Basic Wall:Exterior - Insul Panel on Mtl. Stud:143236 |  | InstallationDate | 317 | WarrantyGuarantorLabor | F | ModelLabel | T | WarrantyDescription | F | F | ProductionYear | 0.000000 | F | 5.027000 | T | 0.000000 | Up to level: Second Floor | Finish | 2 | 44.862776 | SerialNumber | WarrantyStartDate | BarCode | AssetIdentifier | Features | TagNumber | 0 | 9.070000 | 11.978361 | 1 | 0.267000 | 0 | WarrantyDurationParts | AccessibilityPerformance | CodePerformance | Color | Constituents | Grade | Material | ModelReference | NominalHeight | NominalLength | Shape | SustainabilityPerformance | WarrantyDurationLabor | FIXED | WarrantyGuarantorParts | ExpectedLife | ReplacementCost | NominalWidth | 23-25 30 24 21 | Metal Framed Structural Walls | 188898
318 | First Floor | 206620,206645,206646,206657,206660,206661,206662 | 188727,188728,189280,189522,190048 | 2 | 159731 |  | New Construction | First Floor | 0.000000 | F | 209258 | 123505 | 132898 | Basic Wall:Interior - Partition (92mm Stud) | 0 | Basic Wall:Interior - Partition (92mm Stud):128360 | Size | 186789 | 192605,192606,192607,192608,192609,192610,209244,209245,209246,209247 | Manufacturer | -0.102000 | 3LbNSBzHHBSuzhUUvuwF59 | 1 | Basic Wall:Interior - Partition (92mm Stud):159731 |  | InstallationDate | 318 | WarrantyGuarantorLabor | F | ModelLabel | F | WarrantyDescription | F | F | ProductionYear | 0.000000 | F | 4.468000 | T | 0.000000 | Up to level: Second Floor | Finish | 2 | 25.858103 | SerialNumber | WarrantyStartDate | BarCode | AssetIdentifier | Features | TagNumber | 0 | 5.765400 | 3.206405 | 0 | 0.124000 | 0 | WarrantyDurationParts | AccessibilityPerformance | CodePerformance | Color | Constituents | Grade | Material | ModelReference | NominalHeight | NominalLength | Shape | SustainabilityPerformance | WarrantyDurationLabor | FIXED | WarrantyGuarantorParts | ExpectedLife | ReplacementCost | NominalWidth | 23-25 40 11 11 11 | Metal-Framed Gypsum Board Fixed Partitions | 188222,188368
319 | First Floor | 206015 | 188483,188484,188794,188795,189052,189402,189403,189404,190008,190022 | 0 | 184583 | 204951 | New Construction | First Floor | 0.000000 | F | 209258 | 32076 | 133092 | Basic Wall:Interior - Furring (152 mm Stud) | 0 | Basic Wall:Interior - Furring (152 mm Stud):138413 | Size | 186983 | 205465,205466,205467,205468,205469,205470,209191,209192,209193,209194 | Manufacturer | -0.102000 | 3Egy$LBd99weR14rW4brfr | 1 | Basic Wall:Interior - Furring (152 mm Stud):184583 |  | InstallationDate | 319 | WarrantyGuarantorLabor | F | ModelLabel | F | WarrantyDescription | F | F | ProductionYear | 0.000000 | F | 4.468000 | T | 0.000000 | Up to level: Second Floor | Finish | 3 | 25.977463 | SerialNumber | WarrantyStartDate | BarCode | AssetIdentifier | Features | TagNumber | 0 | 9.157151 | 4.364214 | 0 | 0.168000 | 0 | WarrantyDurationParts | AccessibilityPerformance | CodePerformance | Color | Constituents | Grade | Material | ModelReference | NominalHeight | NominalLength | Shape | SustainabilityPerformance | WarrantyDurationLabor | FIXED | WarrantyGuarantorParts | ExpectedLife | ReplacementCost | NominalWidth | 23-25 40 11 11 11 | Metal-Framed Gypsum Board Fixed Partitions | 189311,189380
320 | First Floor | 206892,206906,206941,206943 | 188134,188369,188990,189001,189099,189235,189237,189810,190066 | 2 | 148027 | 205017 | New Construction | First Floor | 0.000000 | F | 209258 | 32157 | 132835 | Basic Wall:Interior - Partition (92mm Stud) | 0 | Basic Wall:Interior - Partition (92mm Stud):128360 | Size | 186726 | 192239,192240,192241,192242,192243,192244,209244,209245,209246,209247 | Manufacturer | -0.102000 | 3LbNSBzHHBSuzhUUvuwDo1 | 1 | Basic Wall:Interior - Partition (92mm Stud):148027 |  | InstallationDate | 320 | WarrantyGuarantorLabor | F | ModelLabel | F | WarrantyDescription | F | F | ProductionYear | 0.000000 | F | 4.468000 | T | 0.000000 | Up to level: Second Floor | Finish | 2 | 24.681138 | SerialNumber | WarrantyStartDate | BarCode | AssetIdentifier | Features | TagNumber | 0 | 5.934000 | 3.060461 | 0 | 0.124000 | 0 | WarrantyDurationParts | AccessibilityPerformance | CodePerformance | Color | Constituents | Grade | Material | ModelReference | NominalHeight | NominalLength | Shape | SustainabilityPerformance | WarrantyDurationLabor | FIXED | WarrantyGuarantorParts | ExpectedLife | ReplacementCost | NominalWidth | 23-25 40 11 11 11 | Metal-Framed Gypsum Board Fixed Partitions
321 | First Floor | 206274,206828,206829,206868,206879,206880,206881 | 188418,188419,188746,189310,189527,190026 | 2 | 165494 | 205030 | New Construction | First Floor | 0.000000 | F | 209258 | 32176 | 132947 | Basic Wall:Interior - Partition (92mm Stud) | 0 | Basic Wall:Interior - Partition (92mm Stud):128360 | Size | 186838 | 192881,192882,192883,192884,192885,192886,209244,209245,209246,209247 | Manufacturer | -0.102000 | 3Egy$LBd99weR14rW4bmq4 | 1 | Basic Wall:Interior - Partition (92mm Stud):165494 |  | InstallationDate | 321 | WarrantyGuarantorLabor | F | ModelLabel | F | WarrantyDescription | F | F | ProductionYear | 0.000000 | F | 4.468000 | T | 0.000000 | Up to level: Second Floor | Finish | 2 | 15.374294 | SerialNumber | WarrantyStartDate | BarCode | AssetIdentifier | Features | TagNumber | 0 | 3.794000 | 1.906412 | 0 | 0.124000 | 0 | WarrantyDurationParts | AccessibilityPerformance | CodePerformance | Color | Constituents | Grade | Material | ModelReference | NominalHeight | NominalLength | Shape | SustainabilityPerformance | WarrantyDurationLabor | FIXED | WarrantyGuarantorParts | ExpectedLife | ReplacementCost | NominalWidth | 23-25 40 11 11 11 | Metal-Framed Gypsum Board Fixed Partitions
322 | First Floor | 207183,207201,207209,207211,207212,207214,207241,207298 | 188485,188486,188796,189406 | 2 | 185166 | 205058 | New Construction | First Floor | 0.000000 | F | 209258 | 32215 | 133096 | Basic Wall:Interior - Partition (92mm Stud) | 0 | Basic Wall:Interior - Partition (92mm Stud):128360 | Size | 186987 | 193721,193722,193723,193724,193725,193726,209244,209245,209246,209247 | Manufacturer | -0.102000 | 3Egy$LBd99weR14rW4brWy | 1 | Basic Wall:Interior - Partition (92mm Stud):185166 |  | InstallationDate | 322 | WarrantyGuarantorLabor | F | ModelLabel | F | WarrantyDescription | F | F | ProductionYear | 0.000000 | F | 4.468000 | T | 0.000000 | Up to level: Second Floor | Finish | 2 | 29.964101 | SerialNumber | WarrantyStartDate | BarCode | AssetIdentifier | Features | TagNumber | 0 | 7.214900 | 3.715549 | 0 | 0.124000 | 0 | WarrantyDurationParts | AccessibilityPerformance | CodePerformance | Color | Constituents | Grade | Material | ModelReference | NominalHeight | NominalLength | Shape | SustainabilityPerformance | WarrantyDurationLabor | FIXED | WarrantyGuarantorParts | ExpectedLife | ReplacementCost | NominalWidth | 23-25 40 11 11 11 | Metal-Framed Gypsum Board Fixed Partitions | 188060
323 | First Floor | 207074,207078,207292,207293,207294,207296,207297 | 188403,188737,188738 | 2 | 164156 | 205077 | New Construction | First Floor | 0.000000 | F | 209258 | 32239 | 132937 | Basic Wall:Interior - Partition (92mm Stud) | 0 | Basic Wall:Interior - Partition (92mm Stud):128360 | Size | 186828 | 192827,192828,192829,192830,192831,192832,209244,209245,209246,209247 | Manufacturer | -0.102000 | 0bk1ZfURb7DB4FOIglu73X | 1 | Basic Wall:Interior - Partition (92mm Stud):164156 |  | InstallationDate | 323 | WarrantyGuarantorLabor | F | ModelLabel | F | WarrantyDescription | F | F | ProductionYear | 0.000000 | F | 4.468000 | T | 0.000000 | Up to level: Second Floor | Finish | 2 | 44.939050 | SerialNumber | WarrantyStartDate | BarCode | AssetIdentifier | Features | TagNumber | 0 | 10.690500 | 5.572442 | 0 | 0.124000 | 0 | WarrantyDurationParts | AccessibilityPerformance | CodePerformance | Color | Constituents | Grade | Material | ModelReference | NominalHeight | NominalLength | Shape | SustainabilityPerformance | WarrantyDurationLabor | FIXED | WarrantyGuarantorParts | ExpectedLife | ReplacementCost | NominalWidth | 23-25 40 11 11 11 | Metal-Framed Gypsum Board Fixed Partitions | 188160,189290,189298
328 | First Floor |  | 188873 | 1 | 268199 |  | New Construction | First Floor | 0.000000 | F | 209258 | 124299 | 133662 | Basic Wall:Exterior - Insul Panel on Mtl. Stud | 0 | Basic Wall:Exterior - Insul Panel on Mtl. Stud:130954 | Size | 187265 | 197237,197238,197239,197240,197241,197242,209211,209212,209213,209214 | Manufacturer | 0.000000 | 1VhuFNNWX7efxltD2ZAo93 | 1 | Basic Wall:Exterior - Insul Panel on Mtl. Stud:268199 |  | InstallationDate | 328 | WarrantyGuarantorLabor | F | ModelLabel | T | WarrantyDescription | F | F | ProductionYear | 0.000000 | F | 4.570000 | T | 0.000000 | Up to level: Second Floor | Finish | 2 | 15.390052 | SerialNumber | WarrantyStartDate | BarCode | AssetIdentifier | Features | TagNumber | 0 | 3.483000 | 4.109144 | 1 | 0.267000 | 0 | WarrantyDurationParts | AccessibilityPerformance | CodePerformance | Color | Constituents | Grade | Material | ModelReference | NominalHeight | NominalLength | Shape | SustainabilityPerformance | WarrantyDurationLabor | FIXED | WarrantyGuarantorParts | ExpectedLife | ReplacementCost | NominalWidth | 23-25 30 24 21 | Metal Framed Structural Walls | 188132,188215,188217,188965,188997,188998,189217,189226,189229,189558,189559,189560,190004
329 | First Floor | 205989,206282 | 188576,188666,188880,189741 | 0 | 358657 | 205242 | New Construction | First Floor | 0.000000 | F | 209258 | 32440 | 133866 | Basic Wall:Interior - Furring (38 mm Stud) | 0 | Basic Wall:Interior - Furring (38 mm Stud):128404 | Size | 187648 | 205623,205624,205625,205626,205627,205628,209240,209241,209242,209243 | Manufacturer | -0.102000 | 0tIhQ6hmz02e5gznEed55U | 1 | Basic Wall:Interior - Furring (38 mm Stud):358657 |  | InstallationDate | 329 | WarrantyGuarantorLabor | F | ModelLabel | F | WarrantyDescription | F | F | ProductionYear | 0.000000 | F | 4.468000 | T | 0.000000 | Up to level: Second Floor | Finish | 3 | 40.601629 | SerialNumber | WarrantyStartDate | BarCode | AssetIdentifier | Features | TagNumber | 0 | 12.505000 | 2.192488 | 0 | 0.054000 | 0 | WarrantyDurationParts | AccessibilityPerformance | CodePerformance | Color | Constituents | Grade | Material | ModelReference | NominalHeight | NominalLength | Shape | SustainabilityPerformance | WarrantyDurationLabor | FIXED | WarrantyGuarantorParts | ExpectedLife | ReplacementCost | NominalWidth | 23-25 40 11 11 11 | Metal-Framed Gypsum Board Fixed Partitions | 188279,188307,188308,188640,188643,189733,190040
346 | First Floor | 206468,206480,206981,206982,206983,206984 | 188123,188713,189003,189103 | 0 | 150741 |  | New Construction | First Floor | 0.000000 | F | 209258 | 123467 | 132848 | Basic Wall:Interior - Rated 1-HR (92mm Stud) | 0 | Basic Wall:Interior - Rated 1-HR (92mm Stud):128426 | Size | 186739 | 192317,192318,192319,192320,192321,192322,209185,209186,209187,209188 | Manufacturer | -0.102000 | 3LbNSBzHHBSuzhUUvuwD9l | 1 | Basic Wall:Interior - Rated 1-HR (92mm Stud):150741 |  | InstallationDate | 346 | WarrantyGuarantorLabor | F | ModelLabel | F | WarrantyDescription | F | F | ProductionYear | 0.000000 | F | 4.468000 | T | 0.000000 | Up to level: Second Floor | Finish | 2 | 25.355902 | SerialNumber | WarrantyStartDate | BarCode | AssetIdentifier | Features | TagNumber | 0 | 5.799000 | 3.144132 | 0 | 0.124000 | 8421504 | WarrantyDurationParts | AccessibilityPerformance | CodePerformance | Color | Constituents | Grade | Material | ModelReference | NominalHeight | NominalLength | Shape | SustainabilityPerformance | WarrantyDurationLabor | FIXED | WarrantyGuarantorParts | ExpectedLife | ReplacementCost | NominalWidth | 23-25 40 11 11 11 | Metal-Framed Gypsum Board Fixed Partitions | 188901,188903,189242 | 1 HR | Solid fill | 1 HR
347 | First Floor | 206770,206784,206785,206796,207026,207027,207039,207040 | 188242,188431 | 2 | 169076 |  | New Construction | First Floor | 0.000000 | F | 209258 | 123564 | 132970 | Basic Wall:Interior - Partition (92mm Stud) | 0 | Basic Wall:Interior - Partition (92mm Stud):128360 | Size | 186861 | 193019,193020,193021,193022,193023,193024,209244,209245,209246,209247 | Manufacturer | -0.102000 | 3Egy$LBd99weR14rW4bny6 | 1 | Basic Wall:Interior - Partition (92mm Stud):169076 |  | InstallationDate | 347 | WarrantyGuarantorLabor | F | ModelLabel | F | WarrantyDescription | F | F | ProductionYear | 0.000000 | F | 4.468000 | T | 0.000000 | Up to level: Second Floor | Finish | 2 | 29.712200 | SerialNumber | WarrantyStartDate | BarCode | AssetIdentifier | Features | TagNumber | 0 | 6.704000 | 3.684313 | 0 | 0.124000 | 0 | WarrantyDurationParts | AccessibilityPerformance | CodePerformance | Color | Constituents | Grade | Material | ModelReference | NominalHeight | NominalLength | Shape | SustainabilityPerformance | WarrantyDurationLabor | FIXED | WarrantyGuarantorParts | ExpectedLife | ReplacementCost | NominalWidth | 23-25 40 11 11 11 | Metal-Framed Gypsum Board Fixed Partitions | 188239,188240,188430
348 | First Floor | 206988,206989,206995,207002,207006,207013,207014,207015 | 188756,188757,188758 | 2 | 170601 |  | New Construction | First Floor | 0.000000 | F | 209258 | 123577 | 132985 | Basic Wall:Interior - Partition (92mm Stud) | 0 | Basic Wall:Interior - Partition (92mm Stud):128360 | Size | 186876 | 193097,193098,193099,193100,193101,193102,209244,209245,209246,209247 | Manufacturer | -0.102000 | 3Egy$LBd99weR14rW4bn4R | 1 | Basic Wall:Interior - Partition (92mm Stud):170601 |  | InstallationDate | 348 | WarrantyGuarantorLabor | F | ModelLabel | F | WarrantyDescription | F | F | ProductionYear | 0.000000 | F | 4.468000 | T | 0.000000 | Up to level: Second Floor | Finish | 2 | 28.845408 | SerialNumber | WarrantyStartDate | BarCode | AssetIdentifier | Features | TagNumber | 0 | 6.580000 | 3.576831 | 0 | 0.124000 | 0 | WarrantyDurationParts | AccessibilityPerformance | CodePerformance | Color | Constituents | Grade | Material | ModelReference | NominalHeight | NominalLength | Shape | SustainabilityPerformance | WarrantyDurationLabor | FIXED | WarrantyGuarantorParts | ExpectedLife | ReplacementCost | NominalWidth | 23-25 40 11 11 11 | Metal-Framed Gypsum Board Fixed Partitions | 188407,188752
349 | First Floor | 206382,206384,206448,206472,206474,206482,206484 | 188370,188714 | 2 | 151575 | 204974,204975 | New Construction | First Floor | 0.000000 | F | 209258 | 28112 | 132850 | Basic Wall:Interior - Partition (92mm Stud) | 0 | Basic Wall:Interior - Partition (92mm Stud):128360 | Size | 186741 | 192329,192330,192331,192332,192333,192334,209244,209245,209246,209247 | Manufacturer | -0.102000 | 3LbNSBzHHBSuzhUUvuwCwj | 1 | Basic Wall:Interior - Partition (92mm Stud):151575 |  | InstallationDate | 349 | WarrantyGuarantorLabor | F | ModelLabel | F | WarrantyDescription | F | F | ProductionYear | 0.000000 | F | 4.468000 | T | 0.000000 | Up to level: Second Floor | Finish | 2 | 24.104672 | SerialNumber | WarrantyStartDate | BarCode | AssetIdentifier | Features | TagNumber | 0 | 6.464500 | 2.988979 | 0 | 0.124000 | 0 | WarrantyDurationParts | AccessibilityPerformance | CodePerformance | Color | Constituents | Grade | Material | ModelReference | NominalHeight | NominalLength | Shape | SustainabilityPerformance | WarrantyDurationLabor | FIXED | WarrantyGuarantorParts | ExpectedLife | ReplacementCost | NominalWidth | 23-25 40 11 11 11 | Metal-Framed Gypsum Board Fixed Partitions | 188343,188904
350 | First Floor | 206088,206090,206091,206190,206192,206205,207596 | 188440,188765,188923 | 2 | 172351 | 204945,204985 | New Construction | First Floor | 0.000000 | F | 209258 | 28113 | 132994 | Basic Wall:Interior - Partition (92mm Stud) | 0 | Basic Wall:Interior - Partition (92mm Stud):128360 | Size | 186885 | 205429,205430,205431,205432,205433,205434,209244,209245,209246,209247 | Manufacturer | -0.102000 | 3Egy$LBd99weR14rW4bofD | 1 | Basic Wall:Interior - Partition (92mm Stud):172351 |  | InstallationDate | 350 | WarrantyGuarantorLabor | F | ModelLabel | F | WarrantyDescription | F | F | ProductionYear | 0.000000 | F | 4.468000 | T | 0.000000 | Up to level: Second Floor | Finish | 2 | 30.779958 | SerialNumber | WarrantyStartDate | BarCode | AssetIdentifier | Features | TagNumber | 0 | 7.326000 | 3.780576 | 0 | 0.124000 | 0 | WarrantyDurationParts | AccessibilityPerformance | CodePerformance | Color | Constituents | Grade | Material | ModelReference | NominalHeight | NominalLength | Shape | SustainabilityPerformance | WarrantyDurationLabor | FIXED | WarrantyGuarantorParts | ExpectedLife | ReplacementCost | NominalWidth | 23-25 40 11 11 11 | Metal-Framed Gypsum Board Fixed Partitions | 188760
351 | First Floor | 206321,206323,206523,206524,206531,206533 | 188310,188720,189253,189255 | 2 | 154875 | 205001,205002 | New Construction | First Floor | 0.000000 | F | 209258 | 28116 | 132867 | Basic Wall:Interior - Partition (92mm Stud) | 0 | Basic Wall:Interior - Partition (92mm Stud):128360 | Size | 186758 | 192425,192426,192427,192428,192429,192430,209244,209245,209246,209247 | Manufacturer | -0.102000 | 3LbNSBzHHBSuzhUUvuwC91 | 1 | Basic Wall:Interior - Partition (92mm Stud):154875 |  | InstallationDate | 351 | WarrantyGuarantorLabor | F | ModelLabel | F | WarrantyDescription | F | F | ProductionYear | 0.000000 | F | 4.468000 | T | 0.000000 | Up to level: Second Floor | Finish | 2 | 21.231748 | SerialNumber | WarrantyStartDate | BarCode | AssetIdentifier | Features | TagNumber | 0 | 5.715000 | 2.632737 | 0 | 0.124000 | 0 | WarrantyDurationParts | AccessibilityPerformance | CodePerformance | Color | Constituents | Grade | Material | ModelReference | NominalHeight | NominalLength | Shape | SustainabilityPerformance | WarrantyDurationLabor | FIXED | WarrantyGuarantorParts | ExpectedLife | ReplacementCost | NominalWidth | 23-25 40 11 11 11 | Metal-Framed Gypsum Board Fixed Partitions | 188233
352 | First Floor | 206248,206678,206695,206697 | 188394,188977,189068,189288,189289,189687,190033 | 2 | 161970 | 205020 | New Construction | First Floor | 0.000000 | F | 209258 | 32163 | 132916 | Basic Wall:Interior - Partition (92mm Stud) | 0 | Basic Wall:Interior - Partition (92mm Stud):128360 | Size | 186807 | 192707,192708,192709,192710,192711,192712,209244,209245,209246,209247 | Manufacturer | -0.102000 | 0bk1ZfURb7DB4FOIglu8bl | 1 | Basic Wall:Interior - Partition (92mm Stud):161970 |  | InstallationDate | 352 | WarrantyGuarantorLabor | F | ModelLabel | F | WarrantyDescription | F | F | ProductionYear | 0.000000 | F | 4.468000 | T | 0.000000 | Up to level: Second Floor | Finish | 2 | 18.126582 | SerialNumber | WarrantyStartDate | BarCode | AssetIdentifier | Features | TagNumber | 0 | 4.494000 | 2.247696 | 0 | 0.124000 | 0 | WarrantyDurationParts | AccessibilityPerformance | CodePerformance | Color | Constituents | Grade | Material | ModelReference | NominalHeight | NominalLength | Shape | SustainabilityPerformance | WarrantyDurationLabor | FIXED | WarrantyGuarantorParts | ExpectedLife | ReplacementCost | NominalWidth | 23-25 40 11 11 11 | Metal-Framed Gypsum Board Fixed Partitions | 188223
358 | First Floor | 206509,206522,206525 | 188881,189766 | 0 | 361861 |  | New Construction | First Floor | 0.000000 | F | 209258 | 125154 | 133905 | Basic Wall:Interior - Furring (38 mm Stud) | 0 | Basic Wall:Interior - Furring (38 mm Stud):128404 | Size | 187687 | 200930,200931,200932,200933,200934,200935,209240,209241,209242,209243 | Manufacturer | -0.102000 | 1uDBQ9y7vCyxXlpVEuen_h | 1 | Basic Wall:Interior - Furring (38 mm Stud):361861 |  | InstallationDate | 358 | WarrantyGuarantorLabor | F | ModelLabel | F | WarrantyDescription | F | F | ProductionYear | 0.000000 | F | 4.468000 | T | 0.000000 | Up to level: Second Floor | Finish | 3 | 36.266500 | SerialNumber | WarrantyStartDate | BarCode | AssetIdentifier | Features | TagNumber | 0 | 8.205150 | 1.958193 | 0 | 0.054000 | 0 | WarrantyDurationParts | AccessibilityPerformance | CodePerformance | Color | Constituents | Grade | Material | ModelReference | NominalHeight | NominalLength | Shape | SustainabilityPerformance | WarrantyDurationLabor | FIXED | WarrantyGuarantorParts | ExpectedLife | ReplacementCost | NominalWidth | 23-25 40 11 11 11 | Metal-Framed Gypsum Board Fixed Partitions | 188310,188314,189006,189082,189252,189266,189764,189765
360 | First Floor | 207166,207167,207247,207317,207318,207320 |  | 2 | 404985 | 205312 | New Construction | First Floor | 0.000000 | F | 209258 | 32492 | 134202 | Basic Wall:Interior - Partition (92mm Stud) | 0 | Basic Wall:Interior - Partition (92mm Stud):128360 | Size | 187989 | 203454,203455,203456,203457,203458,203459,209244,209245,209246,209247 | Manufacturer | -0.102000 | 0ztdC3L1HAzhbhMHypqcSl | 1 | Basic Wall:Interior - Partition (92mm Stud):404985 |  | InstallationDate | 360 | WarrantyGuarantorLabor | F | ModelLabel | F | WarrantyDescription | F | F | ProductionYear | 0.000000 | F | 4.468000 | T | 0.000000 | Up to level: Second Floor | Finish | 2 | 17.005114 | SerialNumber | WarrantyStartDate | BarCode | AssetIdentifier | Features | TagNumber | 0 | 4.438500 | 2.108634 | 0 | 0.124000 | 0 | WarrantyDurationParts | AccessibilityPerformance | CodePerformance | Color | Constituents | Grade | Material | ModelReference | NominalHeight | NominalLength | Shape | SustainabilityPerformance | WarrantyDurationLabor | FIXED | WarrantyGuarantorParts | ExpectedLife | ReplacementCost | NominalWidth | 23-25 40 11 11 11 | Metal-Framed Gypsum Board Fixed Partitions | 188336,188495,189109,189187,189688,190117
361 | First Floor | 206617,206667,206688 | 188562,188870,188951,188952,188953,189551,189552,189553 | 1 | 257918 | 205331 | New Construction | First Floor | 0.000000 | F | 209258 | 32516 | 133613 | Basic Wall:Exterior - Insul Panel on Mtl. Stud | 0 | Basic Wall:Exterior - Insul Panel on Mtl. Stud:130954 | Size | 187254 | 196750,196751,196752,196753,196754,196755,209211,209212,209213,209214 | Manufacturer | 0.457000 | 0$T_kKFfj6eQu9LjJc1Knz | 1 | Basic Wall:Exterior - Insul Panel on Mtl. Stud:257918 |  | InstallationDate | 361 | WarrantyGuarantorLabor | F | ModelLabel | T | WarrantyDescription | F | F | ProductionYear | 0.000000 | F | 5.027000 | T | 0.000000 | Up to level: Second Floor | Finish | 2 | 23.073227 | SerialNumber | WarrantyStartDate | BarCode | AssetIdentifier | Features | TagNumber | 0 | 4.934996 | 6.160552 | 1 | 0.267000 | 0 | WarrantyDurationParts | AccessibilityPerformance | CodePerformance | Color | Constituents | Grade | Material | ModelReference | NominalHeight | NominalLength | Shape | SustainabilityPerformance | WarrantyDurationLabor | FIXED | WarrantyGuarantorParts | ExpectedLife | ReplacementCost | NominalWidth | 23-25 30 24 21 | Metal Framed Structural Walls | 188229
370 | First Floor | 206461,206462,206463,206464,206526,206527 | 188376,188989,189266,189765 | 2 | 157155 |  | New Construction | First Floor | 0.000000 | F | 209258 | 123492 | 132882 | Basic Wall:Interior - Partition (92mm Stud) | 0 | Basic Wall:Interior - Partition (92mm Stud):128360 | Size | 186773 | 192515,192516,192517,192518,192519,192520,209244,209245,209246,209247 | Manufacturer | -0.102000 | 3LbNSBzHHBSuzhUUvuwFjP | 1 | Basic Wall:Interior - Partition (92mm Stud):157155 |  | InstallationDate | 370 | WarrantyGuarantorLabor | F | ModelLabel | F | WarrantyDescription | F | F | ProductionYear | 0.000000 | F | 4.468000 | T | 0.000000 | Up to level: Second Floor | Finish | 2 | 31.960964 | SerialNumber | WarrantyStartDate | BarCode | AssetIdentifier | Features | TagNumber | 0 | 7.122290 | 3.944183 | 0 | 0.124000 | 0 | WarrantyDurationParts | AccessibilityPerformance | CodePerformance | Color | Constituents | Grade | Material | ModelReference | NominalHeight | NominalLength | Shape | SustainabilityPerformance | WarrantyDurationLabor | FIXED | WarrantyGuarantorParts | ExpectedLife | ReplacementCost | NominalWidth | 23-25 40 11 11 11 | Metal-Framed Gypsum Board Fixed Partitions | 189264,189519
371 | First Floor | 206701,206720,206721,206722,206728,206735,206736 | 188304,188401,188735 | 2 | 162757 |  | New Construction | First Floor | 0.000000 | F | 209258 | 123523 | 132921 | Basic Wall:Interior - Partition (92mm Stud) | 0 | Basic Wall:Interior - Partition (92mm Stud):128360 | Size | 186812 | 192737,192738,192739,192740,192741,192742,209244,209245,209246,209247 | Manufacturer | -0.102000 | 0bk1ZfURb7DB4FOIglu8eO | 1 | Basic Wall:Interior - Partition (92mm Stud):162757 |  | InstallationDate | 371 | WarrantyGuarantorLabor | F | ModelLabel | F | WarrantyDescription | F | F | ProductionYear | 0.000000 | F | 4.468000 | T | 0.000000 | Up to level: Second Floor | Finish | 2 | 26.370136 | SerialNumber | WarrantyStartDate | BarCode | AssetIdentifier | Features | TagNumber | 0 | 6.026000 | 3.269897 | 0 | 0.124000 | 0 | WarrantyDurationParts | AccessibilityPerformance | CodePerformance | Color | Constituents | Grade | Material | ModelReference | NominalHeight | NominalLength | Shape | SustainabilityPerformance | WarrantyDurationLabor | FIXED | WarrantyGuarantorParts | ExpectedLife | ReplacementCost | NominalWidth | 23-25 40 11 11 11 | Metal-Framed Gypsum Board Fixed Partitions | 188224,189291
372 | First Floor | 206808,206809,206810,207001,207009,207021,207022 | 188297,188751,188752,189319 | 2 | 168819 |  | New Construction | First Floor | 0.000000 | F | 209258 | 123561 | 132967 | Basic Wall:Interior - Partition (92mm Stud) | 0 | Basic Wall:Interior - Partition (92mm Stud):128360 | Size | 186858 | 193001,193002,193003,193004,193005,193006,209244,209245,209246,209247 | Manufacturer | -0.102000 | 3Egy$LBd99weR14rW4bnW1 | 1 | Basic Wall:Interior - Partition (92mm Stud):168819 |  | InstallationDate | 372 | WarrantyGuarantorLabor | F | ModelLabel | F | WarrantyDescription | F | F | ProductionYear | 0.000000 | F | 4.468000 | T | 0.000000 | Up to level: Second Floor | Finish | 2 | 26.450560 | SerialNumber | WarrantyStartDate | BarCode | AssetIdentifier | Features | TagNumber | 0 | 5.974000 | 3.279869 | 0 | 0.124000 | 0 | WarrantyDurationParts | AccessibilityPerformance | CodePerformance | Color | Constituents | Grade | Material | ModelReference | NominalHeight | NominalLength | Shape | SustainabilityPerformance | WarrantyDurationLabor | FIXED | WarrantyGuarantorParts | ExpectedLife | ReplacementCost | NominalWidth | 23-25 40 11 11 11 | Metal-Framed Gypsum Board Fixed Partitions | 188238
373 | First Floor | 206182,206210 | 188437,188438,188439,188441,188650,188762,189086,189090 | 0 | 171798 |  | New Construction | First Floor | 0.000000 | F | 209258 | 123583 | 132992 | Basic Wall:Interior - Furring (152 mm Stud) | 0 | Basic Wall:Interior - Furring (152 mm Stud):138413 | Size | 186883 | 193139,193140,193141,193142,193143,193144,209191,209192,209193,209194 | Manufacturer | -0.102000 | 3Egy$LBd99weR14rW4bnHa | 1 | Basic Wall:Interior - Furring (152 mm Stud):171798 |  | InstallationDate | 373 | WarrantyGuarantorLabor | F | ModelLabel | F | WarrantyDescription | F | F | ProductionYear | 0.000000 | F | 4.468000 | T | 0.000000 | Up to level: Second Floor | Finish | 0 | 20.928112 | SerialNumber | WarrantyStartDate | BarCode | AssetIdentifier | Features | TagNumber | 0 | 4.844500 | 3.515923 | 0 | 0.168000 | 0 | WarrantyDurationParts | AccessibilityPerformance | CodePerformance | Color | Constituents | Grade | Material | ModelReference | NominalHeight | NominalLength | Shape | SustainabilityPerformance | WarrantyDurationLabor | FIXED | WarrantyGuarantorParts | ExpectedLife | ReplacementCost | NominalWidth | 23-25 40 11 11 11 | Metal-Framed Gypsum Board Fixed Partitions | 188175,189326
374 | First Floor | 207445,207446,207447,207448,207478,207486,207505 | 188470,188781,188782,189358 | 2 | 179554 |  | New Construction | First Floor | 0.000000 | F | 209258 | 123626 | 133045 | Basic Wall:Interior - Partition (92mm Stud) | 0 | Basic Wall:Interior - Partition (92mm Stud):128360 | Size | 186936 | 193439,193440,193441,193442,193443,193444,209244,209245,209246,209247 | Manufacturer | -0.102000 | 3Egy$LBd99weR14rW4bpOG | 1 | Basic Wall:Interior - Partition (92mm Stud):179554 |  | InstallationDate | 374 | WarrantyGuarantorLabor | F | ModelLabel | F | WarrantyDescription | F | F | ProductionYear | 0.000000 | F | 4.468000 | T | 0.000000 | Up to level: Second Floor | Finish | 2 | 33.599360 | SerialNumber | WarrantyStartDate | BarCode | AssetIdentifier | Features | TagNumber | 0 | 7.520000 | 4.166321 | 0 | 0.124000 | 0 | WarrantyDurationParts | AccessibilityPerformance | CodePerformance | Color | Constituents | Grade | Material | ModelReference | NominalHeight | NominalLength | Shape | SustainabilityPerformance | WarrantyDurationLabor | FIXED | WarrantyGuarantorParts | ExpectedLife | ReplacementCost | NominalWidth | 23-25 40 11 11 11 | Metal-Framed Gypsum Board Fixed Partitions | 188461
376 | First Floor | 206175,206194,206198,207591,207593,207595 | 188442,188766 | 2 | 172683 | 204986,204987 | New Construction | First Floor | 0.000000 | F | 209258 | 28114 | 132995 | Basic Wall:Interior - Partition (92mm Stud) | 0 | Basic Wall:Interior - Partition (92mm Stud):128360 | Size | 186886 | 193151,193152,193153,193154,193155,193156,209244,209245,209246,209247 | Manufacturer | -0.102000 | 3Egy$LBd99weR14rW4bodv | 1 | Basic Wall:Interior - Partition (92mm Stud):172683 |  | InstallationDate | 376 | WarrantyGuarantorLabor | F | ModelLabel | F | WarrantyDescription | F | F | ProductionYear | 0.000000 | F | 4.468000 | T | 0.000000 | Up to level: Second Floor | Finish | 2 | 23.300432 | SerialNumber | WarrantyStartDate | BarCode | AssetIdentifier | Features | TagNumber | 0 | 6.284500 | 2.889254 | 0 | 0.124000 | 0 | WarrantyDurationParts | AccessibilityPerformance | CodePerformance | Color | Constituents | Grade | Material | ModelReference | NominalHeight | NominalLength | Shape | SustainabilityPerformance | WarrantyDurationLabor | FIXED | WarrantyGuarantorParts | ExpectedLife | ReplacementCost | NominalWidth | 23-25 40 11 11 11 | Metal-Framed Gypsum Board Fixed Partitions | 188158,188923
377 | First Floor | 206288,206310,206312,206317,206512,206514 | 188355,188718,188719,188980 | 2 | 153789 | 204999 | New Construction | First Floor | 0.000000 | F | 209258 | 32132 | 132863 | Basic Wall:Interior - Partition (92mm Stud) | 0 | Basic Wall:Interior - Partition (92mm Stud):128360 | Size | 186754 | 192407,192408,192409,192410,192411,192412,209244,209245,209246,209247 | Manufacturer | -0.102000 | 3LbNSBzHHBSuzhUUvuwCO7 | 1 | Basic Wall:Interior - Partition (92mm Stud):153789 |  | InstallationDate | 377 | WarrantyGuarantorLabor | F | ModelLabel | F | WarrantyDescription | F | F | ProductionYear | 0.000000 | F | 4.468000 | T | 0.000000 | Up to level: Second Floor | Finish | 2 | 14.623670 | SerialNumber | WarrantyStartDate | BarCode | AssetIdentifier | Features | TagNumber | 0 | 3.794000 | 1.813335 | 0 | 0.124000 | 0 | WarrantyDurationParts | AccessibilityPerformance | CodePerformance | Color | Constituents | Grade | Material | ModelReference | NominalHeight | NominalLength | Shape | SustainabilityPerformance | WarrantyDurationLabor | FIXED | WarrantyGuarantorParts | ExpectedLife | ReplacementCost | NominalWidth | 23-25 40 11 11 11 | Metal-Framed Gypsum Board Fixed Partitions | 188589
381 | First Floor | 206291,206313,206503,206504 | 188127,189272,189273,189724,190075 | 2 | 158475 | 205259 | New Construction | First Floor | 0.000000 | F | 209258 | 32457 | 132889 | Basic Wall:Interior - Partition (92mm Stud) | 0 | Basic Wall:Interior - Partition (92mm Stud):128360 | Size | 186780 | 192551,192552,192553,192554,192555,192556,209244,209245,209246,209247 | Manufacturer | -0.102000 | 3LbNSBzHHBSuzhUUvuwFMn | 1 | Basic Wall:Interior - Partition (92mm Stud):158475 |  | InstallationDate | 381 | WarrantyGuarantorLabor | F | ModelLabel | F | WarrantyDescription | F | F | ProductionYear | 0.000000 | F | 4.468000 | T | 0.000000 | Up to level: Second Floor | Finish | 2 | 5.196190 | SerialNumber | WarrantyStartDate | BarCode | AssetIdentifier | Features | TagNumber | 0 | 1.635000 | 0.644328 | 0 | 0.124000 | 0 | WarrantyDurationParts | AccessibilityPerformance | CodePerformance | Color | Constituents | Grade | Material | ModelReference | NominalHeight | NominalLength | Shape | SustainabilityPerformance | WarrantyDurationLabor | FIXED | WarrantyGuarantorParts | ExpectedLife | ReplacementCost | NominalWidth | 23-25 40 11 11 11 | Metal-Framed Gypsum Board Fixed Partitions | 189268,189270
414 | First Floor |  | 188081,188991,189216,189217,189218,189219,189224,189513,189558,189999 | 1 | 143132 |  | New Construction | First Floor | 0.000000 | F | 209258 | 123447 | 132816 | Basic Wall:Exterior - Insul Panel on Mtl. Stud | 0 | Basic Wall:Exterior - Insul Panel on Mtl. Stud:130954 | Size | 186707 | 192143,192144,192145,192146,192147,192148,209211,209212,209213,209214 | Manufacturer | -0.620500 | 3LbNSBzHHBSuzhUUvuwB6c | 1 | Basic Wall:Exterior - Insul Panel on Mtl. Stud:143132 |  | InstallationDate | 414 | WarrantyGuarantorLabor | F | ModelLabel | T | WarrantyDescription | F | F | ProductionYear | 0.000000 | F | 3.949500 | T | 0.000000 | Up to level: Second Floor | Finish | 2 | 3.557751 | SerialNumber | WarrantyStartDate | BarCode | AssetIdentifier | Features | TagNumber | 0 | 0.965000 | 0.949920 | 1 | 0.267000 | 0 | WarrantyDurationParts | AccessibilityPerformance | CodePerformance | Color | Constituents | Grade | Material | ModelReference | NominalHeight | NominalLength | Shape | SustainabilityPerformance | WarrantyDurationLabor | FIXED | WarrantyGuarantorParts | ExpectedLife | ReplacementCost | NominalWidth | 23-25 30 24 21 | Metal Framed Structural Walls | 189214
416 | First Floor | 206413,206414,206570,206595,206596 | 188721,189256,189257,189797,190062 | 2 | 155123 |  | New Construction | First Floor | 0.000000 | F | 209258 | 123481 | 132869 | Basic Wall:Interior - Partition (92mm Stud) | 0 | Basic Wall:Interior - Partition (92mm Stud):128360 | Size | 186760 | 192437,192438,192439,192440,192441,192442,209244,209245,209246,209247 | Manufacturer | -0.102000 | 3LbNSBzHHBSuzhUUvuwCD9 | 1 | Basic Wall:Interior - Partition (92mm Stud):155123 |  | InstallationDate | 416 | WarrantyGuarantorLabor | F | ModelLabel | F | WarrantyDescription | F | F | ProductionYear | 0.000000 | F | 4.468000 | T | 0.000000 | Up to level: Second Floor | Finish | 2 | 15.106308 | SerialNumber | WarrantyStartDate | BarCode | AssetIdentifier | Features | TagNumber | 0 | 3.470000 | 1.873182 | 0 | 0.124000 | 0 | WarrantyDurationParts | AccessibilityPerformance | CodePerformance | Color | Constituents | Grade | Material | ModelReference | NominalHeight | NominalLength | Shape | SustainabilityPerformance | WarrantyDurationLabor | FIXED | WarrantyGuarantorParts | ExpectedLife | ReplacementCost | NominalWidth | 23-25 40 11 11 11 | Metal-Framed Gypsum Board Fixed Partitions | 189254
417 | First Floor | 206325,206539,206540,206546 | 188372,189259,189260,189793,190060 | 2 | 156253 |  | New Construction | First Floor | 0.000000 | F | 209258 | 123486 | 132875 | Basic Wall:Interior - Partition (92mm Stud) | 0 | Basic Wall:Interior - Partition (92mm Stud):128360 | Size | 186766 | 192473,192474,192475,192476,192477,192478,209244,209245,209246,209247 | Manufacturer | -0.102000 | 3LbNSBzHHBSuzhUUvuwFpd | 1 | Basic Wall:Interior - Partition (92mm Stud):156253 |  | InstallationDate | 417 | WarrantyGuarantorLabor | F | ModelLabel | F | WarrantyDescription | F | F | ProductionYear | 0.000000 | F | 4.468000 | T | 0.000000 | Up to level: Second Floor | Finish | 2 | 17.501156 | SerialNumber | WarrantyStartDate | BarCode | AssetIdentifier | Features | TagNumber | 0 | 3.855000 | 2.170143 | 0 | 0.124000 | 0 | WarrantyDurationParts | AccessibilityPerformance | CodePerformance | Color | Constituents | Grade | Material | ModelReference | NominalHeight | NominalLength | Shape | SustainabilityPerformance | WarrantyDurationLabor | FIXED | WarrantyGuarantorParts | ExpectedLife | ReplacementCost | NominalWidth | 23-25 40 11 11 11 | Metal-Framed Gypsum Board Fixed Partitions | 189253,189255
418 | First Floor | 207429,207430,207431,207443,207444,207464 | 188246,188461,188780 | 2 | 178246 |  | New Construction | First Floor | 0.000000 | F | 209258 | 123618 | 133036 | Basic Wall:Interior - Partition (92mm Stud) | 0 | Basic Wall:Interior - Partition (92mm Stud):128360 | Size | 186927 | 193385,193386,193387,193388,193389,193390,209244,209245,209246,209247 | Manufacturer | -0.102000 | 3Egy$LBd99weR14rW4bpCq | 1 | Basic Wall:Interior - Partition (92mm Stud):178246 |  | InstallationDate | 418 | WarrantyGuarantorLabor | F | ModelLabel | F | WarrantyDescription | F | F | ProductionYear | 0.000000 | F | 4.468000 | T | 0.000000 | Up to level: Second Floor | Finish | 2 | 16.361816 | SerialNumber | WarrantyStartDate | BarCode | AssetIdentifier | Features | TagNumber | 0 | 3.786000 | 2.028865 | 0 | 0.124000 | 0 | WarrantyDurationParts | AccessibilityPerformance | CodePerformance | Color | Constituents | Grade | Material | ModelReference | NominalHeight | NominalLength | Shape | SustainabilityPerformance | WarrantyDurationLabor | FIXED | WarrantyGuarantorParts | ExpectedLife | ReplacementCost | NominalWidth | 23-25 40 11 11 11 | Metal-Framed Gypsum Board Fixed Partitions | 188245,189355
419 | First Floor | 207370,207371,207380,207557,207567,207575,207581 | 188478,188928,189371 | 2 | 182084 |  | New Construction | First Floor | 0.000000 | F | 209258 | 123652 | 133076 | Basic Wall:Interior - Partition (92mm Stud) | 0 | Basic Wall:Interior - Partition (92mm Stud):128360 | Size | 186967 | 193613,193614,193615,193616,193617,193618,209244,209245,209246,209247 | Manufacturer | -0.102000 | 3Egy$LBd99weR14rW4bqms | 1 | Basic Wall:Interior - Partition (92mm Stud):182084 |  | InstallationDate | 419 | WarrantyGuarantorLabor | F | ModelLabel | F | WarrantyDescription | F | F | ProductionYear | 0.000000 | F | 4.468000 | T | 0.000000 | Up to level: Second Floor | Finish | 2 | 38.156832 | SerialNumber | WarrantyStartDate | BarCode | AssetIdentifier | Features | TagNumber | 0 | 8.416025 | 4.731447 | 0 | 0.124000 | 0 | WarrantyDurationParts | AccessibilityPerformance | CodePerformance | Color | Constituents | Grade | Material | ModelReference | NominalHeight | NominalLength | Shape | SustainabilityPerformance | WarrantyDurationLabor | FIXED | WarrantyGuarantorParts | ExpectedLife | ReplacementCost | NominalWidth | 23-25 40 11 11 11 | Metal-Framed Gypsum Board Fixed Partitions | 188251
424 | First Floor | 206393,206889,206891 | 189232 | 2 | 147026 | 204937,204970 | New Construction | First Floor | 0.000000 | F | 209258 | 28111 | 132832 | Basic Wall:Interior - Partition (92mm Stud) | 0 | Basic Wall:Interior - Partition (92mm Stud):128360 | Size | 186723 | 205381,205382,205383,205384,205385,205386,209244,209245,209246,209247 | Manufacturer | -0.102000 | 3LbNSBzHHBSuzhUUvuwA3e | 1 | Basic Wall:Interior - Partition (92mm Stud):147026 |  | InstallationDate | 424 | WarrantyGuarantorLabor | F | ModelLabel | F | WarrantyDescription | F | F | ProductionYear | 0.000000 | F | 4.468000 | T | 0.000000 | Up to level: Second Floor | Finish | 3 | 7.090622 | SerialNumber | WarrantyStartDate | BarCode | AssetIdentifier | Features | TagNumber | 0 | 2.219500 | 0.843098 | 0 | 0.124000 | 0 | WarrantyDurationParts | AccessibilityPerformance | CodePerformance | Color | Constituents | Grade | Material | ModelReference | NominalHeight | NominalLength | Shape | SustainabilityPerformance | WarrantyDurationLabor | FIXED | WarrantyGuarantorParts | ExpectedLife | ReplacementCost | NominalWidth | 23-25 40 11 11 11 | Metal-Framed Gypsum Board Fixed Partitions | 188587,188896,189213,189514,189515
425 | First Floor | 206746,206747,206749,206837,206853 | 188427,188747,189013,189057 | 2 | 166897 | 205021 | New Construction | First Floor | 0.000000 | F | 209258 | 32165 | 132954 | Basic Wall:Interior - Partition (92mm Stud) | 0 | Basic Wall:Interior - Partition (92mm Stud):128360 | Size | 186845 | 192923,192924,192925,192926,192927,192928,209244,209245,209246,209247 | Manufacturer | -0.102000 | 3Egy$LBd99weR14rW4bm23 | 1 | Basic Wall:Interior - Partition (92mm Stud):166897 |  | InstallationDate | 425 | WarrantyGuarantorLabor | F | ModelLabel | F | WarrantyDescription | F | F | ProductionYear | 0.000000 | F | 4.468000 | T | 0.000000 | Up to level: Second Floor | Finish | 2 | 15.570886 | SerialNumber | WarrantyStartDate | BarCode | AssetIdentifier | Features | TagNumber | 0 | 4.046000 | 1.930790 | 0 | 0.124000 | 0 | WarrantyDurationParts | AccessibilityPerformance | CodePerformance | Color | Constituents | Grade | Material | ModelReference | NominalHeight | NominalLength | Shape | SustainabilityPerformance | WarrantyDurationLabor | FIXED | WarrantyGuarantorParts | ExpectedLife | ReplacementCost | NominalWidth | 23-25 40 11 11 11 | Metal-Framed Gypsum Board Fixed Partitions | 188919
426 | First Floor | 207356,207357,207449,207509,207510 | 188783,188784,189362 | 2 | 179634 | 204948,205042 | New Construction | First Floor | 0.000000 | F | 209258 | 28120 | 133046 | Basic Wall:Interior - Partition (92mm Stud) | 0 | Basic Wall:Interior - Partition (92mm Stud):128360 | Size | 186937 | 205447,205448,205449,205450,205451,205452,209244,209245,209246,209247 | Manufacturer | -0.102000 | 3Egy$LBd99weR14rW4bpR0 | 1 | Basic Wall:Interior - Partition (92mm Stud):179634 |  | InstallationDate | 426 | WarrantyGuarantorLabor | F | ModelLabel | F | WarrantyDescription | F | F | ProductionYear | 0.000000 | F | 4.468000 | T | 0.000000 | Up to level: Second Floor | Finish | 2 | 10.271838 | SerialNumber | WarrantyStartDate | BarCode | AssetIdentifier | Features | TagNumber | 0 | 2.714000 | 1.237569 | 0 | 0.124000 | 0 | WarrantyDurationParts | AccessibilityPerformance | CodePerformance | Color | Constituents | Grade | Material | ModelReference | NominalHeight | NominalLength | Shape | SustainabilityPerformance | WarrantyDurationLabor | FIXED | WarrantyGuarantorParts | ExpectedLife | ReplacementCost | NominalWidth | 23-25 40 11 11 11 | Metal-Framed Gypsum Board Fixed Partitions | 189358
427 | First Floor | 206271,206813,206820,206877 | 188417,188745,188970,189011,189053,189306 | 2 | 165239 | 205084 | New Construction | First Floor | 0.000000 | F | 209258 | 32251 | 132946 | Basic Wall:Interior - Partition (92mm Stud) | 0 | Basic Wall:Interior - Partition (92mm Stud):128360 | Size | 186837 | 192875,192876,192877,192878,192879,192880,209244,209245,209246,209247 | Manufacturer | -0.102000 | 3Egy$LBd99weR14rW4bmu5 | 1 | Basic Wall:Interior - Partition (92mm Stud):165239 |  | InstallationDate | 427 | WarrantyGuarantorLabor | F | ModelLabel | F | WarrantyDescription | F | F | ProductionYear | 0.000000 | F | 4.468000 | T | 0.000000 | Up to level: Second Floor | Finish | 2 | 5.750222 | SerialNumber | WarrantyStartDate | BarCode | AssetIdentifier | Features | TagNumber | 0 | 1.635000 | 0.713028 | 0 | 0.124000 | 0 | WarrantyDurationParts | AccessibilityPerformance | CodePerformance | Color | Constituents | Grade | Material | ModelReference | NominalHeight | NominalLength | Shape | SustainabilityPerformance | WarrantyDurationLabor | FIXED | WarrantyGuarantorParts | ExpectedLife | ReplacementCost | NominalWidth | 23-25 40 11 11 11 | Metal-Framed Gypsum Board Fixed Partitions
432 | First Floor | 206358 | 188070,188139,188171,188173,188993,189106,189198,189555 | 1 | 142394 | 205176 | New Construction | First Floor | 0.000000 | F | 209258 | 32379 | 132804 | Basic Wall:Exterior - Insul Panel on Mtl. Stud | 0 | Basic Wall:Exterior - Insul Panel on Mtl. Stud:130954 | Size | 186695 | 192077,192078,192079,192080,192081,192082,209211,209212,209213,209214 | Manufacturer | 0.000000 | 3LbNSBzHHBSuzhUUvuwBA0 | 1 | Basic Wall:Exterior - Insul Panel on Mtl. Stud:142394 |  | InstallationDate | 432 | WarrantyGuarantorLabor | F | ModelLabel | T | WarrantyDescription | F | F | ProductionYear | 0.000000 | F | 4.570000 | T | 0.000000 | Up to level: Second Floor | Finish | 2 | 26.275107 | SerialNumber | WarrantyStartDate | BarCode | AssetIdentifier | Features | TagNumber | 0 | 6.378000 | 7.015454 | 1 | 0.267000 | 0 | WarrantyDurationParts | AccessibilityPerformance | CodePerformance | Color | Constituents | Grade | Material | ModelReference | NominalHeight | NominalLength | Shape | SustainabilityPerformance | WarrantyDurationLabor | FIXED | WarrantyGuarantorParts | ExpectedLife | ReplacementCost | NominalWidth | 23-25 30 24 21 | Metal Framed Structural Walls | 189197
433 | First Floor |  | 189560 | 1 | 267324 |  | New Construction | First Floor | 0.000000 | F | 209258 | 124295 | 133658 | Basic Wall:Exterior - Insul Panel on Mtl. Stud | 0 | Basic Wall:Exterior - Insul Panel on Mtl. Stud:130954 | Size | 187261 | 197213,197214,197215,197216,197217,197218,209211,209212,209213,209214 | Manufacturer | 0.457000 | 0niaWDKEXA48tluuFcC0op | 1 | Basic Wall:Exterior - Insul Panel on Mtl. Stud:267324 |  | InstallationDate | 433 | WarrantyGuarantorLabor | F | ModelLabel | T | WarrantyDescription | F | F | ProductionYear | 3.000000 | F | 2.027000 | T | 0.000000 | Up to level: Second Floor | Finish | 2 | 3.348000 | SerialNumber | WarrantyStartDate | BarCode | AssetIdentifier | Features | TagNumber | 0 | 1.767000 | 0.893916 | 1 | 0.267000 | 0 | WarrantyDurationParts | AccessibilityPerformance | CodePerformance | Color | Constituents | Grade | Material | ModelReference | NominalHeight | NominalLength | Shape | SustainabilityPerformance | WarrantyDurationLabor | FIXED | WarrantyGuarantorParts | ExpectedLife | ReplacementCost | NominalWidth | 23-25 30 24 21 | Metal Framed Structural Walls | 188131,188216,188957,188959,189211,189219,189227,189554,189999,190000
434 | First Floor | 206409,206964 | 188351,188992,189002,189104,189239,189240,189820,190069 | 2 | 149814 | 205245 | New Construction | First Floor | 0.000000 | F | 209258 | 32444 | 132841 | Basic Wall:Interior - Partition (92mm Stud) | 0 | Basic Wall:Interior - Partition (92mm Stud):128360 | Size | 186732 | 192275,192276,192277,192278,192279,192280,209244,209245,209246,209247 | Manufacturer | -0.102000 | 3LbNSBzHHBSuzhUUvuwDUC | 1 | Basic Wall:Interior - Partition (92mm Stud):149814 |  | InstallationDate | 434 | WarrantyGuarantorLabor | F | ModelLabel | F | WarrantyDescription | F | F | ProductionYear | 0.000000 | F | 4.468000 | T | 0.000000 | Up to level: Second Floor | Finish | 2 | 4.037820 | SerialNumber | WarrantyStartDate | BarCode | AssetIdentifier | Features | TagNumber | 0 | 1.784000 | 0.500690 | 0 | 0.124000 | 0 | WarrantyDurationParts | AccessibilityPerformance | CodePerformance | Color | Constituents | Grade | Material | ModelReference | NominalHeight | NominalLength | Shape | SustainabilityPerformance | WarrantyDurationLabor | FIXED | WarrantyGuarantorParts | ExpectedLife | ReplacementCost | NominalWidth | 23-25 40 11 11 11 | Metal-Framed Gypsum Board Fixed Partitions
435 | First Floor | 206292 |  | 0 | 370199 |  | New Construction | First Floor | 0.000000 | F | 209258 | 125256 | 134010 | Basic Wall:Interior - Furring (38 mm Stud) | 0 | Basic Wall:Interior - Furring (38 mm Stud):128404 | Size | 187788 | 201549,201550,201551,201552,201553,201554,209240,209241,209242,209243 | Manufacturer | -0.102000 | 2j55VthSj3Lu0J6fyrpNIB | 1 | Basic Wall:Interior - Furring (38 mm Stud):370199 |  | InstallationDate | 435 | WarrantyGuarantorLabor | F | ModelLabel | F | WarrantyDescription | F | F | ProductionYear | 0.000000 | F | 4.468000 | T | 0.000000 | Up to level: Second Floor | Finish | 3 | 1.633995 | SerialNumber | WarrantyStartDate | BarCode | AssetIdentifier | Features | TagNumber | 0 | 0.406452 | 0.088236 | 0 | 0.054000 | 0 | WarrantyDurationParts | AccessibilityPerformance | CodePerformance | Color | Constituents | Grade | Material | ModelReference | NominalHeight | NominalLength | Shape | SustainabilityPerformance | WarrantyDurationLabor | FIXED | WarrantyGuarantorParts | ExpectedLife | ReplacementCost | NominalWidth | 23-25 40 11 11 11 | Metal-Framed Gypsum Board Fixed Partitions | 189123,189126,189273,189701,189727,189731,189849,189850,189851,190075
437 | First Floor | 206251,206253,206702,206733 | 188641,189066 | 2 | 355734 | 205303,205304 | New Construction | First Floor | 0.000000 | F | 209258 | 28153 | 133836 | Basic Wall:Interior - Partition (92mm Stud) | 0 | Basic Wall:Interior - Partition (92mm Stud):128360 | Size | 187619 | 200507,200508,200509,200510,200511,200512,209244,209245,209246,209247 | Manufacturer | -0.102000 | 0tIhQ6hmz02e5gznEed4N9 | 1 | Basic Wall:Interior - Partition (92mm Stud):355734 |  | InstallationDate | 437 | WarrantyGuarantorLabor | F | ModelLabel | F | WarrantyDescription | F | F | ProductionYear | 0.000000 | F | 4.468000 | T | 0.000000 | Up to level: Second Floor | Finish | 2 | 21.430574 | SerialNumber | WarrantyStartDate | BarCode | AssetIdentifier | Features | TagNumber | 0 | 5.697500 | 2.657391 | 0 | 0.124000 | 0 | WarrantyDurationParts | AccessibilityPerformance | CodePerformance | Color | Constituents | Grade | Material | ModelReference | NominalHeight | NominalLength | Shape | SustainabilityPerformance | WarrantyDurationLabor | FIXED | WarrantyGuarantorParts | ExpectedLife | ReplacementCost | NominalWidth | 23-25 40 11 11 11 | Metal-Framed Gypsum Board Fixed Partitions | 188304,189064,190032
468 | First Floor | 206430,206438 | 188071,188169,188170,188230,188898,189197,189838,190072 | 1 | 142286 |  | New Construction | First Floor | 0.000000 | F | 209258 | 123439 | 132803 | Basic Wall:Exterior - Insul Panel on Mtl. Stud | 0 | Basic Wall:Exterior - Insul Panel on Mtl. Stud:130954 | Size | 186694 | 192071,192072,192073,192074,192075,192076,209211,209212,209213,209214 | Manufacturer | 0.457000 | 3LbNSBzHHBSuzhUUvuwBLq | 1 | Basic Wall:Exterior - Insul Panel on Mtl. Stud:142286 |  | InstallationDate | 468 | WarrantyGuarantorLabor | F | ModelLabel | T | WarrantyDescription | F | F | ProductionYear | 0.000000 | F | 5.027000 | T | 0.000000 | Up to level: Second Floor | Finish | 2 | 31.755559 | SerialNumber | WarrantyStartDate | BarCode | AssetIdentifier | Features | TagNumber | 0 | 6.050000 | 8.478734 | 1 | 0.267000 | 0 | WarrantyDurationParts | AccessibilityPerformance | CodePerformance | Color | Constituents | Grade | Material | ModelReference | NominalHeight | NominalLength | Shape | SustainabilityPerformance | WarrantyDurationLabor | FIXED | WarrantyGuarantorParts | ExpectedLife | ReplacementCost | NominalWidth | 23-25 30 24 21 | Metal Framed Structural Walls
469 | First Floor | 206968,206972,206973,206974,206975 | 188121,188710,188711,189517 | 0 | 150101 |  | New Construction | First Floor | 0.000000 | F | 209258 | 123463 | 132843 | Basic Wall:Interior - Rated 1-HR (92mm Stud) | 0 | Basic Wall:Interior - Rated 1-HR (92mm Stud):128426 | Size | 186734 | 192287,192288,192289,192290,192291,192292,209185,209186,209187,209188 | Manufacturer | -0.102000 | 3LbNSBzHHBSuzhUUvuwDJl | 1 | Basic Wall:Interior - Rated 1-HR (92mm Stud):150101 |  | InstallationDate | 469 | WarrantyGuarantorLabor | F | ModelLabel | F | WarrantyDescription | F | F | ProductionYear | 0.000000 | F | 4.468000 | T | 0.000000 | Up to level: Second Floor | Finish | 2 | 18.787942 | SerialNumber | WarrantyStartDate | BarCode | AssetIdentifier | Features | TagNumber | 0 | 4.205000 | 2.329705 | 0 | 0.124000 | 8421504 | WarrantyDurationParts | AccessibilityPerformance | CodePerformance | Color | Constituents | Grade | Material | ModelReference | NominalHeight | NominalLength | Shape | SustainabilityPerformance | WarrantyDurationLabor | FIXED | WarrantyGuarantorParts | ExpectedLife | ReplacementCost | NominalWidth | 23-25 40 11 11 11 | Metal-Framed Gypsum Board Fixed Partitions | 189241 | 1 HR | Solid fill | 1 HR
470 | First Floor | 206256,206257,206745,206753 | 188416,188743,188744,188919,189305,189309 | 2 | 165137 |  | New Construction | First Floor | 0.000000 | F | 209258 | 123544 | 132945 | Basic Wall:Interior - Partition (92mm Stud) | 0 | Basic Wall:Interior - Partition (92mm Stud):128360 | Size | 186836 | 192869,192870,192871,192872,192873,192874,209244,209245,209246,209247 | Manufacturer | -0.102000 | 3Egy$LBd99weR14rW4bmvZ | 1 | Basic Wall:Interior - Partition (92mm Stud):165137 |  | InstallationDate | 470 | WarrantyGuarantorLabor | F | ModelLabel | F | WarrantyDescription | F | F | ProductionYear | 0.000000 | F | 4.468000 | T | 0.000000 | Up to level: Second Floor | Finish | 2 | 19.954088 | SerialNumber | WarrantyStartDate | BarCode | AssetIdentifier | Features | TagNumber | 0 | 4.466000 | 2.474307 | 0 | 0.124000 | 0 | WarrantyDurationParts | AccessibilityPerformance | CodePerformance | Color | Constituents | Grade | Material | ModelReference | NominalHeight | NominalLength | Shape | SustainabilityPerformance | WarrantyDurationLabor | FIXED | WarrantyGuarantorParts | ExpectedLife | ReplacementCost | NominalWidth | 23-25 40 11 11 11 | Metal-Framed Gypsum Board Fixed Partitions
471 | First Floor | 206278,206279 | 188420,188421,188967,188969,189311,189314,189380,190025 | 0 | 165650 |  | New Construction | First Floor | 0.000000 | F | 209258 | 123545 | 132948 | Basic Wall:Interior - Furring (152 mm Stud) | 0 | Basic Wall:Interior - Furring (152 mm Stud):138413 | Size | 186839 | 192887,192888,192889,192890,192891,192892,209191,209192,209193,209194 | Manufacturer | -0.102000 | 3Egy$LBd99weR14rW4bmnW | 1 | Basic Wall:Interior - Furring (152 mm Stud):165650 |  | InstallationDate | 471 | WarrantyGuarantorLabor | F | ModelLabel | F | WarrantyDescription | F | F | ProductionYear | 0.000000 | F | 4.468000 | T | 0.000000 | Up to level: Second Floor | Finish | 0 | 18.610372 | SerialNumber | WarrantyStartDate | BarCode | AssetIdentifier | Features | TagNumber | 0 | 4.129000 | 3.126542 | 0 | 0.168000 | 0 | WarrantyDurationParts | AccessibilityPerformance | CodePerformance | Color | Constituents | Grade | Material | ModelReference | NominalHeight | NominalLength | Shape | SustainabilityPerformance | WarrantyDurationLabor | FIXED | WarrantyGuarantorParts | ExpectedLife | ReplacementCost | NominalWidth | 23-25 40 11 11 11 | Metal-Framed Gypsum Board Fixed Partitions
472 | First Floor | 206740,206765,206766,207044,207067,207068 | 188227,188432 | 2 | 169411 |  | New Construction | First Floor | 0.000000 | F | 209258 | 123567 | 132973 | Basic Wall:Interior - Partition (92mm Stud) | 0 | Basic Wall:Interior - Partition (92mm Stud):128360 | Size | 186864 | 193037,193038,193039,193040,193041,193042,209244,209245,209246,209247 | Manufacturer | -0.102000 | 3Egy$LBd99weR14rW4bnwn | 1 | Basic Wall:Interior - Partition (92mm Stud):169411 |  | InstallationDate | 472 | WarrantyGuarantorLabor | F | ModelLabel | F | WarrantyDescription | F | F | ProductionYear | 0.000000 | F | 4.468000 | T | 0.000000 | Up to level: Second Floor | Finish | 2 | 21.517888 | SerialNumber | WarrantyStartDate | BarCode | AssetIdentifier | Features | TagNumber | 0 | 4.905000 | 2.668218 | 0 | 0.124000 | 0 | WarrantyDurationParts | AccessibilityPerformance | CodePerformance | Color | Constituents | Grade | Material | ModelReference | NominalHeight | NominalLength | Shape | SustainabilityPerformance | WarrantyDurationLabor | FIXED | WarrantyGuarantorParts | ExpectedLife | ReplacementCost | NominalWidth | 23-25 40 11 11 11 | Metal-Framed Gypsum Board Fixed Partitions | 188241,188742
473 | First Floor | 207037,207038,207045,207051,207065,207066 | 188433,188753 | 2 | 169827 |  | New Construction | First Floor | 0.000000 | F | 209258 | 123572 | 132978 | Basic Wall:Interior - Partition (92mm Stud) | 0 | Basic Wall:Interior - Partition (92mm Stud):128360 | Size | 186869 | 193067,193068,193069,193070,193071,193072,209244,209245,209246,209247 | Manufacturer | -0.102000 | 3Egy$LBd99weR14rW4bnmH | 1 | Basic Wall:Interior - Partition (92mm Stud):169827 |  | InstallationDate | 473 | WarrantyGuarantorLabor | F | ModelLabel | F | WarrantyDescription | F | F | ProductionYear | 0.000000 | F | 4.468000 | T | 0.000000 | Up to level: Second Floor | Finish | 2 | 28.845408 | SerialNumber | WarrantyStartDate | BarCode | AssetIdentifier | Features | TagNumber | 0 | 6.580000 | 3.576831 | 0 | 0.124000 | 0 | WarrantyDurationParts | AccessibilityPerformance | CodePerformance | Color | Constituents | Grade | Material | ModelReference | NominalHeight | NominalLength | Shape | SustainabilityPerformance | WarrantyDurationLabor | FIXED | WarrantyGuarantorParts | ExpectedLife | ReplacementCost | NominalWidth | 23-25 40 11 11 11 | Metal-Framed Gypsum Board Fixed Partitions | 188432,188739
474 | First Floor | 206109,206130,207612,207613 | 188298,188767,189332,189333,189778,190054 | 2 | 173265 |  | New Construction | First Floor | 0.000000 | F | 209258 | 123590 | 133000 | Basic Wall:Interior - Partition (92mm Stud) | 0 | Basic Wall:Interior - Partition (92mm Stud):128360 | Size | 186891 | 193181,193182,193183,193184,193185,193186,209244,209245,209246,209247 | Manufacturer | -0.102000 | 3Egy$LBd99weR14rW4bo_Z | 1 | Basic Wall:Interior - Partition (92mm Stud):173265 |  | InstallationDate | 474 | WarrantyGuarantorLabor | F | ModelLabel | F | WarrantyDescription | F | F | ProductionYear | 0.000000 | F | 4.468000 | T | 0.000000 | Up to level: Second Floor | Finish | 2 | 39.765200 | SerialNumber | WarrantyStartDate | BarCode | AssetIdentifier | Features | TagNumber | 0 | 8.954000 | 4.930885 | 0 | 0.124000 | 0 | WarrantyDurationParts | AccessibilityPerformance | CodePerformance | Color | Constituents | Grade | Material | ModelReference | NominalHeight | NominalLength | Shape | SustainabilityPerformance | WarrantyDurationLabor | FIXED | WarrantyGuarantorParts | ExpectedLife | ReplacementCost | NominalWidth | 23-25 40 11 11 11 | Metal-Framed Gypsum Board Fixed Partitions
475 | First Floor | 206008,206009,207630,207631 | 189392,189401,189844,190073 | 0 | 182976 | 204950 | New Construction | First Floor | 0.000000 | F | 209258 | 32075 | 133083 | Basic Wall:Interior - Rated 1-HR (92mm Stud) | 0 | Basic Wall:Interior - Rated 1-HR (92mm Stud):128426 | Size | 186974 | 205459,205460,205461,205462,205463,205464,209185,209186,209187,209188 | Manufacturer | -0.102000 | 3Egy$LBd99weR14rW4bq6o | 1 | Basic Wall:Interior - Rated 1-HR (92mm Stud):182976 |  | InstallationDate | 475 | WarrantyGuarantorLabor | F | ModelLabel | F | WarrantyDescription | F | F | ProductionYear | 0.000000 | F | 4.468000 | T | 0.000000 | Up to level: Second Floor | Finish | 2 | 8.634256 | SerialNumber | WarrantyStartDate | BarCode | AssetIdentifier | Features | TagNumber | 0 | 2.369200 | 1.070648 | 0 | 0.124000 | 8421504 | WarrantyDurationParts | AccessibilityPerformance | CodePerformance | Color | Constituents | Grade | Material | ModelReference | NominalHeight | NominalLength | Shape | SustainabilityPerformance | WarrantyDurationLabor | FIXED | WarrantyGuarantorParts | ExpectedLife | ReplacementCost | NominalWidth | 23-25 40 11 11 11 | Metal-Framed Gypsum Board Fixed Partitions | 189375 | 1 HR | Solid fill | 1 HR
476 | First Floor | 207159,207163,207242,207243,207244 | 188254,188805 | 2 | 187711 |  | New Construction | First Floor | 0.000000 | F | 209258 | 123689 | 133123 | Basic Wall:Interior - Partition (92mm Stud) | 0 | Basic Wall:Interior - Partition (92mm Stud):128360 | Size | 187014 | 193883,193884,193885,193886,193887,193888,209244,209245,209246,209247 | Manufacturer | -0.102000 | 3Egy$LBd99weR14rW4brPD | 1 | Basic Wall:Interior - Partition (92mm Stud):187711 |  | InstallationDate | 476 | WarrantyGuarantorLabor | F | ModelLabel | F | WarrantyDescription | F | F | ProductionYear | 0.000000 | F | 4.468000 | T | 0.000000 | Up to level: Second Floor | Finish | 2 | 15.162608 | SerialNumber | WarrantyStartDate | BarCode | AssetIdentifier | Features | TagNumber | 0 | 3.589101 | 1.880163 | 0 | 0.124000 | 0 | WarrantyDurationParts | AccessibilityPerformance | CodePerformance | Color | Constituents | Grade | Material | ModelReference | NominalHeight | NominalLength | Shape | SustainabilityPerformance | WarrantyDurationLabor | FIXED | WarrantyGuarantorParts | ExpectedLife | ReplacementCost | NominalWidth | 23-25 40 11 11 11 | Metal-Framed Gypsum Board Fixed Partitions | 188601,189423,189426
477 | First Floor | 207236,207237,207276,207400 | 188806,189021,189431,189537,189594 | 2 | 188883 |  | New Construction | First Floor | 0.000000 | F | 209258 | 123699 | 133135 | Basic Wall:Interior - Partition (92mm Stud) | 0 | Basic Wall:Interior - Partition (92mm Stud):128360 | Size | 187026 | 193955,193956,193957,193958,193959,193960,209244,209245,209246,209247 | Manufacturer | -0.102000 | 3Egy$LBd99weR14rW4bsgX | 1 | Basic Wall:Interior - Partition (92mm Stud):188883 |  | InstallationDate | 477 | WarrantyGuarantorLabor | F | ModelLabel | F | WarrantyDescription | F | F | ProductionYear | 0.000000 | F | 4.468000 | T | 0.000000 | Up to level: Second Floor | Finish | 2 | 9.485564 | SerialNumber | WarrantyStartDate | BarCode | AssetIdentifier | Features | TagNumber | 0 | 2.185000 | 1.176210 | 0 | 0.124000 | 0 | WarrantyDurationParts | AccessibilityPerformance | CodePerformance | Color | Constituents | Grade | Material | ModelReference | NominalHeight | NominalLength | Shape | SustainabilityPerformance | WarrantyDurationLabor | FIXED | WarrantyGuarantorParts | ExpectedLife | ReplacementCost | NominalWidth | 23-25 40 11 11 11 | Metal-Framed Gypsum Board Fixed Partitions | 189430
481 | First Floor | 207096,207097,207098,207121,207124 | 188488,188489,189409 | 2 | 185879 | 205081 | New Construction | First Floor | 0.000000 | F | 209258 | 32245 | 133100 | Basic Wall:Interior - Partition (92mm Stud) | 0 | Basic Wall:Interior - Partition (92mm Stud):128360 | Size | 186991 | 193745,193746,193747,193748,193749,193750,209244,209245,209246,209247 | Manufacturer | -0.102000 | 3Egy$LBd99weR14rW4brrb | 1 | Basic Wall:Interior - Partition (92mm Stud):185879 |  | InstallationDate | 481 | WarrantyGuarantorLabor | F | ModelLabel | F | WarrantyDescription | F | F | ProductionYear | 0.000000 | F | 4.468000 | T | 0.000000 | Up to level: Second Floor | Finish | 2 | 29.676362 | SerialNumber | WarrantyStartDate | BarCode | AssetIdentifier | Features | TagNumber | 0 | 7.274500 | 3.679869 | 0 | 0.124000 | 0 | WarrantyDurationParts | AccessibilityPerformance | CodePerformance | Color | Constituents | Grade | Material | ModelReference | NominalHeight | NominalLength | Shape | SustainabilityPerformance | WarrantyDurationLabor | FIXED | WarrantyGuarantorParts | ExpectedLife | ReplacementCost | NominalWidth | 23-25 40 11 11 11 | Metal-Framed Gypsum Board Fixed Partitions | 188064
484 | First Floor | 206063 | 188072,188174,188208,188988,189200,189529,190058 | 1 | 142496 | 205172 | New Construction | First Floor | 0.000000 | F | 209258 | 32372 | 132806 | Basic Wall:Exterior - Insul Panel on Mtl. Stud | 0 | Basic Wall:Exterior - Insul Panel on Mtl. Stud:130954 | Size | 186697 | 192089,192090,192091,192092,192093,192094,209211,209212,209213,209214 | Manufacturer | -0.620500 | 3LbNSBzHHBSuzhUUvuwB8Q | 1 | Basic Wall:Exterior - Insul Panel on Mtl. Stud:142496 |  | InstallationDate | 484 | WarrantyGuarantorLabor | F | ModelLabel | T | WarrantyDescription | F | F | ProductionYear | 0.000000 | F | 3.949500 | T | 0.000000 | Up to level: Second Floor | Finish | 2 | 4.019034 | SerialNumber | WarrantyStartDate | BarCode | AssetIdentifier | Features | TagNumber | 0 | 1.779000 | 1.073082 | 1 | 0.267000 | 0 | WarrantyDurationParts | AccessibilityPerformance | CodePerformance | Color | Constituents | Grade | Material | ModelReference | NominalHeight | NominalLength | Shape | SustainabilityPerformance | WarrantyDurationLabor | FIXED | WarrantyGuarantorParts | ExpectedLife | ReplacementCost | NominalWidth | 23-25 30 24 21 | Metal Framed Structural Walls | 189199
485 | First Floor | 206286,206287 | 189733,189740,189848 | 0 | 358542 |  | New Construction | First Floor | 0.000000 | F | 209258 | 125110 | 133863 | Basic Wall:Interior - Furring (38 mm Stud) | 0 | Basic Wall:Interior - Furring (38 mm Stud):128404 | Size | 187645 | 200674,200675,200676,200677,200678,200679,209240,209241,209242,209243 | Manufacturer | -0.102000 | 0tIhQ6hmz02e5gznEed53H | 1 | Basic Wall:Interior - Furring (38 mm Stud):358542 |  | InstallationDate | 485 | WarrantyGuarantorLabor | F | ModelLabel | F | WarrantyDescription | F | F | ProductionYear | 0.000000 | F | 4.468000 | T | 0.000000 | Up to level: Second Floor | Finish | 3 | 1.304656 | SerialNumber | WarrantyStartDate | BarCode | AssetIdentifier | Features | TagNumber | 0 | 0.349000 | 0.070451 | 0 | 0.054000 | 0 | WarrantyDurationParts | AccessibilityPerformance | CodePerformance | Color | Constituents | Grade | Material | ModelReference | NominalHeight | NominalLength | Shape | SustainabilityPerformance | WarrantyDurationLabor | FIXED | WarrantyGuarantorParts | ExpectedLife | ReplacementCost | NominalWidth | 23-25 40 11 11 11 | Metal-Framed Gypsum Board Fixed Partitions | 188354,188355,188979,188980,189074
486 | First Floor | 206061,206071,206072 | 188578,189083 | 0 | 361698 |  | New Construction | First Floor | 0.000000 | F | 209258 | 125152 | 133903 | Basic Wall:Interior - Furring (38 mm Stud) | 0 | Basic Wall:Interior - Furring (38 mm Stud):128404 | Size | 187685 | 200918,200919,200920,200921,200922,200923,209240,209241,209242,209243 | Manufacturer | -0.102000 | 1uDBQ9y7vCyxXlpVEuenxC | 1 | Basic Wall:Interior - Furring (38 mm Stud):361698 |  | InstallationDate | 486 | WarrantyGuarantorLabor | F | ModelLabel | F | WarrantyDescription | F | F | ProductionYear | 0.000000 | F | 4.468000 | T | 0.000000 | Up to level: Second Floor | Finish | 3 | 39.430100 | SerialNumber | WarrantyStartDate | BarCode | AssetIdentifier | Features | TagNumber | 0 | 8.860000 | 2.129225 | 0 | 0.054000 | 0 | WarrantyDurationParts | AccessibilityPerformance | CodePerformance | Color | Constituents | Grade | Material | ModelReference | NominalHeight | NominalLength | Shape | SustainabilityPerformance | WarrantyDurationLabor | FIXED | WarrantyGuarantorParts | ExpectedLife | ReplacementCost | NominalWidth | 23-25 40 11 11 11 | Metal-Framed Gypsum Board Fixed Partitions | 188299,189005,189081,189250,190046
487 | First Floor | 206493,206494,206550,206561 | 188652 | 2 | 365229 |  | New Construction | First Floor | 0.000000 | F | 209258 | 125198 | 133950 | Basic Wall:Interior - Partition (92mm Stud) | 0 | Basic Wall:Interior - Partition (92mm Stud):128360 | Size | 187729 | 201196,201197,201198,201199,201200,201201,209244,209245,209246,209247 | Manufacturer | -0.102000 | 3pms57Ad5AVAb74jf4yKgf | 1 | Basic Wall:Interior - Partition (92mm Stud):365229 |  | InstallationDate | 487 | WarrantyGuarantorLabor | F | ModelLabel | F | WarrantyDescription | F | F | ProductionYear | 0.000000 | F | 4.468000 | T | 0.000000 | Up to level: Second Floor | Finish | 2 | 15.709488 | SerialNumber | WarrantyStartDate | BarCode | AssetIdentifier | Features | TagNumber | 0 | 3.605000 | 1.947977 | 0 | 0.124000 | 0 | WarrantyDurationParts | AccessibilityPerformance | CodePerformance | Color | Constituents | Grade | Material | ModelReference | NominalHeight | NominalLength | Shape | SustainabilityPerformance | WarrantyDurationLabor | FIXED | WarrantyGuarantorParts | ExpectedLife | ReplacementCost | NominalWidth | 23-25 40 11 11 11 | Metal-Framed Gypsum Board Fixed Partitions | 188316,189094,189276,189801,190063
490 | First Floor | 206239,206670,206671,206686 | 188642,189069,189716,190034 | 2 | 356578 | 205301 | New Construction | First Floor | 0.000000 | F | 209258 | 32479 | 133844 | Basic Wall:Interior - Partition (92mm Stud) | 0 | Basic Wall:Interior - Partition (92mm Stud):128360 | Size | 187627 | 200566,200567,200568,200569,200570,200571,209244,209245,209246,209247 | Manufacturer | -0.102000 | 0tIhQ6hmz02e5gznEed5Yz | 1 | Basic Wall:Interior - Partition (92mm Stud):356578 |  | InstallationDate | 490 | WarrantyGuarantorLabor | F | ModelLabel | F | WarrantyDescription | F | F | ProductionYear | 0.000000 | F | 4.468000 | T | 0.000000 | Up to level: Second Floor | Finish | 2 | 18.126582 | SerialNumber | WarrantyStartDate | BarCode | AssetIdentifier | Features | TagNumber | 0 | 4.494000 | 2.247696 | 0 | 0.124000 | 0 | WarrantyDurationParts | AccessibilityPerformance | CodePerformance | Color | Constituents | Grade | Material | ModelReference | NominalHeight | NominalLength | Shape | SustainabilityPerformance | WarrantyDurationLabor | FIXED | WarrantyGuarantorParts | ExpectedLife | ReplacementCost | NominalWidth | 23-25 40 11 11 11 | Metal-Framed Gypsum Board Fixed Partitions | 188305
503 | First Floor | 207109 | 188093,188135,188154,188155,188964,188995,189194,189533 | 1 | 141681 |  | New Construction | First Floor | 0.000000 | F | 209258 | 123437 | 132799 | Basic Wall:Exterior - Insul Panel on Mtl. Stud | 0 | Basic Wall:Exterior - Insul Panel on Mtl. Stud:130954 | Size | 186690 | 192047,192048,192049,192050,192051,192052,209211,209212,209213,209214 | Manufacturer | -0.620500 | 3LbNSBzHHBSuzhUUvuwBVB | 1 | Basic Wall:Exterior - Insul Panel on Mtl. Stud:141681 |  | InstallationDate | 503 | WarrantyGuarantorLabor | F | ModelLabel | T | WarrantyDescription | F | F | ProductionYear | 0.000000 | F | 3.949500 | T | 0.000000 | Up to level: Second Floor | Finish | 2 | 3.807318 | SerialNumber | WarrantyStartDate | BarCode | AssetIdentifier | Features | TagNumber | 0 | 0.964000 | 1.016554 | 1 | 0.267000 | 0 | WarrantyDurationParts | AccessibilityPerformance | CodePerformance | Color | Constituents | Grade | Material | ModelReference | NominalHeight | NominalLength | Shape | SustainabilityPerformance | WarrantyDurationLabor | FIXED | WarrantyGuarantorParts | ExpectedLife | ReplacementCost | NominalWidth | 23-25 30 24 21 | Metal Framed Structural Walls
504 | First Floor | 206177 | 188209,188210,188922,189092,189201,189202,190001 | 1 | 142525 |  | New Construction | First Floor | 0.000000 | F | 209258 | 123441 | 132807 | Basic Wall:Exterior - Insul Panel on Mtl. Stud | 0 | Basic Wall:Exterior - Insul Panel on Mtl. Stud:130954 | Size | 186698 | 192095,192096,192097,192098,192099,192100,209211,209212,209213,209214 | Manufacturer | -0.620500 | 3LbNSBzHHBSuzhUUvuwB87 | 1 | Basic Wall:Exterior - Insul Panel on Mtl. Stud:142525 |  | InstallationDate | 504 | WarrantyGuarantorLabor | F | ModelLabel | T | WarrantyDescription | F | F | ProductionYear | 0.000000 | F | 3.949500 | T | 0.000000 | Up to level: Second Floor | Finish | 2 | 2.476337 | SerialNumber | WarrantyStartDate | BarCode | AssetIdentifier | Features | TagNumber | 0 | 0.360000 | 0.661182 | 1 | 0.267000 | 0 | WarrantyDurationParts | AccessibilityPerformance | CodePerformance | Color | Constituents | Grade | Material | ModelReference | NominalHeight | NominalLength | Shape | SustainabilityPerformance | WarrantyDurationLabor | FIXED | WarrantyGuarantorParts | ExpectedLife | ReplacementCost | NominalWidth | 23-25 30 24 21 | Metal Framed Structural Walls | 189200
506 | First Floor | 206052,206508,206516 | 188353,188717,188981,189006,189082,189518 | 2 | 153264 |  | New Construction | First Floor | 0.000000 | F | 209258 | 123475 | 132861 | Basic Wall:Interior - Partition (92mm Stud) | 0 | Basic Wall:Interior - Partition (92mm Stud):128360 | Size | 186752 | 192395,192396,192397,192398,192399,192400,209244,209245,209246,209247 | Manufacturer | -0.102000 | 3LbNSBzHHBSuzhUUvuwCWA | 1 | Basic Wall:Interior - Partition (92mm Stud):153264 |  | InstallationDate | 506 | WarrantyGuarantorLabor | F | ModelLabel | F | WarrantyDescription | F | F | ProductionYear | 0.000000 | F | 4.468000 | T | 0.000000 | Up to level: Second Floor | Finish | 2 | 6.777956 | SerialNumber | WarrantyStartDate | BarCode | AssetIdentifier | Features | TagNumber | 0 | 1.406000 | 0.840467 | 0 | 0.124000 | 0 | WarrantyDurationParts | AccessibilityPerformance | CodePerformance | Color | Constituents | Grade | Material | ModelReference | NominalHeight | NominalLength | Shape | SustainabilityPerformance | WarrantyDurationLabor | FIXED | WarrantyGuarantorParts | ExpectedLife | ReplacementCost | NominalWidth | 23-25 40 11 11 11 | Metal-Framed Gypsum Board Fixed Partitions
507 | First Floor | 206319,206320,206520 | 188233,188357,188371,188983 | 2 | 154324 | 204938 | New Construction | First Floor | 0.000000 | F | 209258 | 32068 | 132865 | Basic Wall:Interior - Partition (92mm Stud) | 0 | Basic Wall:Interior - Partition (92mm Stud):128360 | Size | 186756 | 205387,205388,205389,205390,205391,205392,209244,209245,209246,209247 | Manufacturer | -0.102000 | 3LbNSBzHHBSuzhUUvuwCHk | 1 | Basic Wall:Interior - Partition (92mm Stud):154324 |  | InstallationDate | 507 | WarrantyGuarantorLabor | F | ModelLabel | F | WarrantyDescription | F | F | ProductionYear | 0.000000 | F | 4.468000 | T | 0.000000 | Up to level: Second Floor | Finish | 2 | 11.554248 | SerialNumber | WarrantyStartDate | BarCode | AssetIdentifier | Features | TagNumber | 0 | 2.745000 | 1.396588 | 0 | 0.124000 | 0 | WarrantyDurationParts | AccessibilityPerformance | CodePerformance | Color | Constituents | Grade | Material | ModelReference | NominalHeight | NominalLength | Shape | SustainabilityPerformance | WarrantyDurationLabor | FIXED | WarrantyGuarantorParts | ExpectedLife | ReplacementCost | NominalWidth | 23-25 40 11 11 11 | Metal-Framed Gypsum Board Fixed Partitions | 188590
508 | First Floor | 206664,206665,206675 | 188392,189283,190036 | 2 | 160242 |  | New Construction | First Floor | 0.000000 | F | 209258 | 123511 | 132904 | Basic Wall:Interior - Partition (92mm Stud) | 0 | Basic Wall:Interior - Partition (92mm Stud):128360 | Size | 186795 | 192641,192642,192643,192644,192645,192646,209244,209245,209246,209247 | Manufacturer | -0.102000 | 3LbNSBzHHBSuzhUUvuwEz8 | 1 | Basic Wall:Interior - Partition (92mm Stud):160242 |  | InstallationDate | 508 | WarrantyGuarantorLabor | F | ModelLabel | F | WarrantyDescription | F | F | ProductionYear | 0.000000 | F | 4.468000 | T | 0.000000 | Up to level: Second Floor | Finish | 2 | 15.200136 | SerialNumber | WarrantyStartDate | BarCode | AssetIdentifier | Features | TagNumber | 0 | 3.561000 | 1.884817 | 0 | 0.124000 | 0 | WarrantyDurationParts | AccessibilityPerformance | CodePerformance | Color | Constituents | Grade | Material | ModelReference | NominalHeight | NominalLength | Shape | SustainabilityPerformance | WarrantyDurationLabor | FIXED | WarrantyGuarantorParts | ExpectedLife | ReplacementCost | NominalWidth | 23-25 40 11 11 11 | Metal-Framed Gypsum Board Fixed Partitions | 188391,189516,189523
509 | First Floor | 206429,206491,206492 | 188729,189276,189277,189801,189802 | 2 | 160673 |  | New Construction | First Floor | 0.000000 | F | 209258 | 123513 | 132906 | Basic Wall:Interior - Partition (92mm Stud) | 0 | Basic Wall:Interior - Partition (92mm Stud):128360 | Size | 186797 | 192653,192654,192655,192656,192657,192658,209244,209245,209246,209247 | Manufacturer | -0.102000 | 3LbNSBzHHBSuzhUUvuwEqR | 1 | Basic Wall:Interior - Partition (92mm Stud):160673 |  | InstallationDate | 509 | WarrantyGuarantorLabor | F | ModelLabel | F | WarrantyDescription | F | F | ProductionYear | 0.000000 | F | 4.468000 | T | 0.000000 | Up to level: Second Floor | Finish | 2 | 14.833760 | SerialNumber | WarrantyStartDate | BarCode | AssetIdentifier | Features | TagNumber | 0 | 3.355000 | 1.839386 | 0 | 0.124000 | 0 | WarrantyDurationParts | AccessibilityPerformance | CodePerformance | Color | Constituents | Grade | Material | ModelReference | NominalHeight | NominalLength | Shape | SustainabilityPerformance | WarrantyDurationLabor | FIXED | WarrantyGuarantorParts | ExpectedLife | ReplacementCost | NominalWidth | 23-25 40 11 11 11 | Metal-Framed Gypsum Board Fixed Partitions | 188375
510 | First Floor | 207052,207057,207062,207063,207064 | 188434,188754 | 2 | 169940 |  | New Construction | First Floor | 0.000000 | F | 209258 | 123573 | 132979 | Basic Wall:Interior - Partition (92mm Stud) | 0 | Basic Wall:Interior - Partition (92mm Stud):128360 | Size | 186870 | 193073,193074,193075,193076,193077,193078,209244,209245,209246,209247 | Manufacturer | -0.102000 | 3Egy$LBd99weR14rW4bnoc | 1 | Basic Wall:Interior - Partition (92mm Stud):169940 |  | InstallationDate | 510 | WarrantyGuarantorLabor | F | ModelLabel | F | WarrantyDescription | F | F | ProductionYear | 0.000000 | F | 4.468000 | T | 0.000000 | Up to level: Second Floor | Finish | 2 | 16.629896 | SerialNumber | WarrantyStartDate | BarCode | AssetIdentifier | Features | TagNumber | 0 | 3.846000 | 2.062107 | 0 | 0.124000 | 0 | WarrantyDurationParts | AccessibilityPerformance | CodePerformance | Color | Constituents | Grade | Material | ModelReference | NominalHeight | NominalLength | Shape | SustainabilityPerformance | WarrantyDurationLabor | FIXED | WarrantyGuarantorParts | ExpectedLife | ReplacementCost | NominalWidth | 23-25 40 11 11 11 | Metal-Framed Gypsum Board Fixed Partitions | 188409,188753
511 | First Floor | 206136,206150,206151 | 188445,189336,189337,189780,190055 | 2 | 173576 |  | New Construction | First Floor | 0.000000 | F | 209258 | 123591 | 133002 | Basic Wall:Interior - Partition (92mm Stud) | 0 | Basic Wall:Interior - Partition (92mm Stud):128360 | Size | 186893 | 193193,193194,193195,193196,193197,193198,209244,209245,209246,209247 | Manufacturer | -0.102000 | 3Egy$LBd99weR14rW4borw | 1 | Basic Wall:Interior - Partition (92mm Stud):173576 |  | InstallationDate | 511 | WarrantyGuarantorLabor | F | ModelLabel | F | WarrantyDescription | F | F | ProductionYear | 0.000000 | F | 4.468000 | T | 0.000000 | Up to level: Second Floor | Finish | 2 | 11.732968 | SerialNumber | WarrantyStartDate | BarCode | AssetIdentifier | Features | TagNumber | 0 | 2.715000 | 1.454888 | 0 | 0.124000 | 0 | WarrantyDurationParts | AccessibilityPerformance | CodePerformance | Color | Constituents | Grade | Material | ModelReference | NominalHeight | NominalLength | Shape | SustainabilityPerformance | WarrantyDurationLabor | FIXED | WarrantyGuarantorParts | ExpectedLife | ReplacementCost | NominalWidth | 23-25 40 11 11 11 | Metal-Framed Gypsum Board Fixed Partitions | 188443
512 | First Floor | 207608 | 188450,188624,189345,189381,189382,190017,190041 | 0 | 175530 |  | New Construction | First Floor | 0.000000 | F | 209258 | 123600 | 133013 | Basic Wall:Interior - Furring (38 mm Stud) | 0 | Basic Wall:Interior - Furring (38 mm Stud):128404 | Size | 186904 | 193259,193260,193261,193262,193263,193264,209240,209241,209242,209243 | Manufacturer | -0.102000 | 3Egy$LBd99weR14rW4boRO | 1 | Basic Wall:Interior - Furring (38 mm Stud):175530 |  | InstallationDate | 512 | WarrantyGuarantorLabor | F | ModelLabel | F | WarrantyDescription | F | F | ProductionYear | 0.000000 | F | 4.468000 | T | 0.000000 | Up to level: Second Floor | Finish | 0 | 1.814008 | SerialNumber | WarrantyStartDate | BarCode | AssetIdentifier | Features | TagNumber | 0 | 0.406000 | 0.097956 | 0 | 0.054000 | 0 | WarrantyDurationParts | AccessibilityPerformance | CodePerformance | Color | Constituents | Grade | Material | ModelReference | NominalHeight | NominalLength | Shape | SustainabilityPerformance | WarrantyDurationLabor | FIXED | WarrantyGuarantorParts | ExpectedLife | ReplacementCost | NominalWidth | 23-25 40 11 11 11 | Metal-Framed Gypsum Board Fixed Partitions | 189343
513 | First Floor | 205984 | 189017,189037,189071,189078,189383,189585 | 0 | 175568 |  | New Construction | First Floor | 0.000000 | F | 209258 | 123601 | 133014 | Basic Wall:Interior - Furring (38 mm Stud) | 0 | Basic Wall:Interior - Furring (38 mm Stud):128404 | Size | 186905 | 193265,193266,193267,193268,193269,193270,209240,209241,209242,209243 | Manufacturer | -0.102000 | 3Egy$LBd99weR14rW4boQY | 1 | Basic Wall:Interior - Furring (38 mm Stud):175568 |  | InstallationDate | 513 | WarrantyGuarantorLabor | F | ModelLabel | F | WarrantyDescription | F | F | ProductionYear | 0.000000 | F | 4.468000 | T | 0.000000 | Up to level: Second Floor | Finish | 0 | 5.727976 | SerialNumber | WarrantyStartDate | BarCode | AssetIdentifier | Features | TagNumber | 0 | 1.336000 | 0.309311 | 0 | 0.054000 | 0 | WarrantyDurationParts | AccessibilityPerformance | CodePerformance | Color | Constituents | Grade | Material | ModelReference | NominalHeight | NominalLength | Shape | SustainabilityPerformance | WarrantyDurationLabor | FIXED | WarrantyGuarantorParts | ExpectedLife | ReplacementCost | NominalWidth | 23-25 40 11 11 11 | Metal-Framed Gypsum Board Fixed Partitions | 188924,189345
514 | First Floor | 206033,207406,207407 | 188465,189398,189531,190019 | 2 | 178836 |  | New Construction | First Floor | 0.000000 | F | 209258 | 123623 | 133041 | Basic Wall:Interior - Partition (92mm Stud) | 0 | Basic Wall:Interior - Partition (92mm Stud):128360 | Size | 186932 | 193415,193416,193417,193418,193419,193420,209244,209245,209246,209247 | Manufacturer | -0.102000 | 3Egy$LBd99weR14rW4bp7c | 1 | Basic Wall:Interior - Partition (92mm Stud):178836 |  | InstallationDate | 514 | WarrantyGuarantorLabor | F | ModelLabel | F | WarrantyDescription | F | F | ProductionYear | 0.000000 | F | 4.468000 | T | 0.000000 | Up to level: Second Floor | Finish | 2 | 8.123583 | SerialNumber | WarrantyStartDate | BarCode | AssetIdentifier | Features | TagNumber | 0 | 1.806277 | 1.007324 | 0 | 0.124000 | 0 | WarrantyDurationParts | AccessibilityPerformance | CodePerformance | Color | Constituents | Grade | Material | ModelReference | NominalHeight | NominalLength | Shape | SustainabilityPerformance | WarrantyDurationLabor | FIXED | WarrantyGuarantorParts | ExpectedLife | ReplacementCost | NominalWidth | 23-25 40 11 11 11 | Metal-Framed Gypsum Board Fixed Partitions | 188595,189357
515 | First Floor | 207352,207501,207502,207513,207514 | 188471,188785,189359 | 2 | 179768 |  | New Construction | First Floor | 0.000000 | F | 209258 | 123628 | 133048 | Basic Wall:Interior - Partition (92mm Stud) | 0 | Basic Wall:Interior - Partition (92mm Stud):128360 | Size | 186939 | 193451,193452,193453,193454,193455,193456,209244,209245,209246,209247 | Manufacturer | -0.102000 | 3Egy$LBd99weR14rW4bpLA | 1 | Basic Wall:Interior - Partition (92mm Stud):179768 |  | InstallationDate | 515 | WarrantyGuarantorLabor | F | ModelLabel | F | WarrantyDescription | F | F | ProductionYear | 0.000000 | F | 4.468000 | T | 0.000000 | Up to level: Second Floor | Finish | 2 | 18.779004 | SerialNumber | WarrantyStartDate | BarCode | AssetIdentifier | Features | TagNumber | 0 | 4.274500 | 2.328596 | 0 | 0.124000 | 0 | WarrantyDurationParts | AccessibilityPerformance | CodePerformance | Color | Constituents | Grade | Material | ModelReference | NominalHeight | NominalLength | Shape | SustainabilityPerformance | WarrantyDurationLabor | FIXED | WarrantyGuarantorParts | ExpectedLife | ReplacementCost | NominalWidth | 23-25 40 11 11 11 | Metal-Framed Gypsum Board Fixed Partitions | 188055
516 | First Floor | 207365,207377,207586,207587 | 188476,189370,189389,189846 | 0 | 181424 |  | New Construction | First Floor | 0.000000 | F | 209258 | 123646 | 133069 | Basic Wall:Interior - Rated 1-HR (92mm Stud) | 0 | Basic Wall:Interior - Rated 1-HR (92mm Stud):128426 | Size | 186960 | 193571,193572,193573,193574,193575,193576,209185,209186,209187,209188 | Manufacturer | 0.000000 | 3Egy$LBd99weR14rW4bq$2 | 1 | Basic Wall:Interior - Rated 1-HR (92mm Stud):181424 |  | InstallationDate | 516 | WarrantyGuarantorLabor | F | ModelLabel | F | WarrantyDescription | F | F | ProductionYear | 0.000000 | F | 4.570000 | T | 0.000000 | Up to level: Second Floor | Finish | 2 | 28.132921 | SerialNumber | WarrantyStartDate | BarCode | AssetIdentifier | Features | TagNumber | 0 | 6.156000 | 3.488482 | 0 | 0.124000 | 8421504 | WarrantyDurationParts | AccessibilityPerformance | CodePerformance | Color | Constituents | Grade | Material | ModelReference | NominalHeight | NominalLength | Shape | SustainabilityPerformance | WarrantyDurationLabor | FIXED | WarrantyGuarantorParts | ExpectedLife | ReplacementCost | NominalWidth | 23-25 40 11 11 11 | Metal-Framed Gypsum Board Fixed Partitions | 189369 | 1 HR | Solid fill | 1 HR
517 | First Floor | 207181,207182,207215,207224,207225 | 188807 | 2 | 189500 |  | New Construction | First Floor | 0.000000 | F | 209258 | 123705 | 133141 | Basic Wall:Interior - Partition (92mm Stud) | 0 | Basic Wall:Interior - Partition (92mm Stud):128360 | Size | 187032 | 193991,193992,193993,193994,193995,193996,209244,209245,209246,209247 | Manufacturer | -0.102000 | 3Egy$LBd99weR14rW4bszE | 1 | Basic Wall:Interior - Partition (92mm Stud):189500 |  | InstallationDate | 517 | WarrantyGuarantorLabor | F | ModelLabel | F | WarrantyDescription | F | F | ProductionYear | 0.000000 | F | 4.468000 | T | 0.000000 | Up to level: Second Floor | Finish | 2 | 26.910764 | SerialNumber | WarrantyStartDate | BarCode | AssetIdentifier | Features | TagNumber | 0 | 6.218500 | 3.336935 | 0 | 0.124000 | 0 | WarrantyDurationParts | AccessibilityPerformance | CodePerformance | Color | Constituents | Grade | Material | ModelReference | NominalHeight | NominalLength | Shape | SustainabilityPerformance | WarrantyDurationLabor | FIXED | WarrantyGuarantorParts | ExpectedLife | ReplacementCost | NominalWidth | 23-25 40 11 11 11 | Metal-Framed Gypsum Board Fixed Partitions | 188149,188255,188486
521 | First Floor | 207719,208694,208695 | 188869,189031,189036,189119,189149,189572 | 2 | 220699 |  | New Construction | First Floor | 0.000000 | F | 209258 | 123909 | 133341 | Basic Wall:Interior - Partition (92mm Stud) | 0 | Basic Wall:Interior - Partition (92mm Stud):128360 | Size | 187232 | 195267,195268,195269,195270,195271,195272,209244,209245,209246,209247 | Manufacturer | 3.000000 | 3NhaIUfh12PAdrGa$S3z6Y | 1 | Basic Wall:Interior - Partition (92mm Stud):220699 |  | InstallationDate | 521 | WarrantyGuarantorLabor | F | ModelLabel | F | WarrantyDescription | F | F | ProductionYear | 3.800000 | F | 3.770000 | T | 0.000000 | Up to level: Second Floor | Finish | 2 | 24.023909 | SerialNumber | WarrantyStartDate | BarCode | AssetIdentifier | Features | TagNumber | 0 | 6.421727 | 2.978965 | 0 | 0.124000 | 0 | WarrantyDurationParts | AccessibilityPerformance | CodePerformance | Color | Constituents | Grade | Material | ModelReference | NominalHeight | NominalLength | Shape | SustainabilityPerformance | WarrantyDurationLabor | FIXED | WarrantyGuarantorParts | ExpectedLife | ReplacementCost | NominalWidth | 23-25 40 11 11 11 | Metal-Framed Gypsum Board Fixed Partitions
522 | First Floor | 206395,206946 | 189233,189234,189818,190068 | 2 | 147363 | 204971 | New Construction | First Floor | 0.000000 | F | 209258 | 32094 | 132833 | Basic Wall:Interior - Partition (92mm Stud) | 0 | Basic Wall:Interior - Partition (92mm Stud):128360 | Size | 186724 | 192227,192228,192229,192230,192231,192232,209244,209245,209246,209247 | Manufacturer | -0.102000 | 3LbNSBzHHBSuzhUUvuwA4P | 1 | Basic Wall:Interior - Partition (92mm Stud):147363 |  | InstallationDate | 522 | WarrantyGuarantorLabor | F | ModelLabel | F | WarrantyDescription | F | F | ProductionYear | 0.000000 | F | 4.468000 | T | 0.000000 | Up to level: Second Floor | Finish | 2 | 10.396942 | SerialNumber | WarrantyStartDate | BarCode | AssetIdentifier | Features | TagNumber | 0 | 2.799000 | 1.289221 | 0 | 0.124000 | 0 | WarrantyDurationParts | AccessibilityPerformance | CodePerformance | Color | Constituents | Grade | Material | ModelReference | NominalHeight | NominalLength | Shape | SustainabilityPerformance | WarrantyDurationLabor | FIXED | WarrantyGuarantorParts | ExpectedLife | ReplacementCost | NominalWidth | 23-25 40 11 11 11 | Metal-Framed Gypsum Board Fixed Partitions | 189231,189232
523 | First Floor | 206386,206387,206432,206433,206444 | 188716,188905 | 2 | 152109 | 204976 | New Construction | First Floor | 0.000000 | F | 209258 | 32102 | 132854 | Basic Wall:Interior - Partition (92mm Stud) | 0 | Basic Wall:Interior - Partition (92mm Stud):128360 | Size | 186745 | 192353,192354,192355,192356,192357,192358,209244,209245,209246,209247 | Manufacturer | -0.102000 | 3LbNSBzHHBSuzhUUvuwCoN | 1 | Basic Wall:Interior - Partition (92mm Stud):152109 |  | InstallationDate | 523 | WarrantyGuarantorLabor | F | ModelLabel | F | WarrantyDescription | F | F | ProductionYear | 0.000000 | F | 4.468000 | T | 0.000000 | Up to level: Second Floor | Finish | 2 | 17.825439 | SerialNumber | WarrantyStartDate | BarCode | AssetIdentifier | Features | TagNumber | 0 | 4.426600 | 2.210354 | 0 | 0.124000 | 0 | WarrantyDurationParts | AccessibilityPerformance | CodePerformance | Color | Constituents | Grade | Material | ModelReference | NominalHeight | NominalLength | Shape | SustainabilityPerformance | WarrantyDurationLabor | FIXED | WarrantyGuarantorParts | ExpectedLife | ReplacementCost | NominalWidth | 23-25 40 11 11 11 | Metal-Framed Gypsum Board Fixed Partitions | 188715
524 | First Floor | 206105,206107,206140,206157 | 188769 | 2 | 174245 | 204989,204990 | New Construction | First Floor | 0.000000 | F | 209258 | 28115 | 133008 | Basic Wall:Interior - Partition (92mm Stud) | 0 | Basic Wall:Interior - Partition (92mm Stud):128360 | Size | 186899 | 193229,193230,193231,193232,193233,193234,209244,209245,209246,209247 | Manufacturer | -0.102000 | 3Egy$LBd99weR14rW4boFN | 1 | Basic Wall:Interior - Partition (92mm Stud):174245 |  | InstallationDate | 524 | WarrantyGuarantorLabor | F | ModelLabel | F | WarrantyDescription | F | F | ProductionYear | 0.000000 | F | 4.468000 | T | 0.000000 | Up to level: Second Floor | Finish | 2 | 21.691952 | SerialNumber | WarrantyStartDate | BarCode | AssetIdentifier | Features | TagNumber | 0 | 5.924500 | 2.689802 | 0 | 0.124000 | 0 | WarrantyDurationParts | AccessibilityPerformance | CodePerformance | Color | Constituents | Grade | Material | ModelReference | NominalHeight | NominalLength | Shape | SustainabilityPerformance | WarrantyDurationLabor | FIXED | WarrantyGuarantorParts | ExpectedLife | ReplacementCost | NominalWidth | 23-25 40 11 11 11 | Metal-Framed Gypsum Board Fixed Partitions | 188177,189338
525 | First Floor | 207381,207383,207568,207579 | 188789,189372 | 2 | 182173 | 205051,205052 | New Construction | First Floor | 0.000000 | F | 209258 | 28121 | 133077 | Basic Wall:Interior - Partition (92mm Stud) | 0 | Basic Wall:Interior - Partition (92mm Stud):128360 | Size | 186968 | 193619,193620,193621,193622,193623,193624,209244,209245,209246,209247 | Manufacturer | -0.102000 | 3Egy$LBd99weR14rW4bqpl | 1 | Basic Wall:Interior - Partition (92mm Stud):182173 |  | InstallationDate | 525 | WarrantyGuarantorLabor | F | ModelLabel | F | WarrantyDescription | F | F | ProductionYear | 0.000000 | F | 4.468000 | T | 0.000000 | Up to level: Second Floor | Finish | 2 | 33.206125 | SerialNumber | WarrantyStartDate | BarCode | AssetIdentifier | Features | TagNumber | 0 | 8.306031 | 4.117560 | 0 | 0.124000 | 0 | WarrantyDurationParts | AccessibilityPerformance | CodePerformance | Color | Constituents | Grade | Material | ModelReference | NominalHeight | NominalLength | Shape | SustainabilityPerformance | WarrantyDurationLabor | FIXED | WarrantyGuarantorParts | ExpectedLife | ReplacementCost | NominalWidth | 23-25 40 11 11 11 | Metal-Framed Gypsum Board Fixed Partitions | 189371
526 | First Floor | 207216,207218,207222,207227 | 188497 | 2 | 189690 | 205060,205061 | New Construction | First Floor | 0.000000 | F | 209258 | 28122 | 133142 | Basic Wall:Interior - Partition (92mm Stud) | 0 | Basic Wall:Interior - Partition (92mm Stud):128360 | Size | 187033 | 193997,193998,193999,194000,194001,194002,209244,209245,209246,209247 | Manufacturer | -0.102000 | 3Egy$LBd99weR14rW4bs_8 | 1 | Basic Wall:Interior - Partition (92mm Stud):189690 |  | InstallationDate | 526 | WarrantyGuarantorLabor | F | ModelLabel | F | WarrantyDescription | F | F | ProductionYear | 0.000000 | F | 4.468000 | T | 0.000000 | Up to level: Second Floor | Finish | 2 | 23.362984 | SerialNumber | WarrantyStartDate | BarCode | AssetIdentifier | Features | TagNumber | 0 | 6.298500 | 2.897010 | 0 | 0.124000 | 0 | WarrantyDurationParts | AccessibilityPerformance | CodePerformance | Color | Constituents | Grade | Material | ModelReference | NominalHeight | NominalLength | Shape | SustainabilityPerformance | WarrantyDurationLabor | FIXED | WarrantyGuarantorParts | ExpectedLife | ReplacementCost | NominalWidth | 23-25 40 11 11 11 | Metal-Framed Gypsum Board Fixed Partitions | 188061,188807
527 | First Floor | 207153,207155 | 188804,189423,189426 | 1 | 187224 | 205062,205063 | New Construction | First Floor | 0.000000 | F | 209258 | 28123 | 133117 | Basic Wall:Exterior - Insul Panel on Mtl. Stud | 0 | Basic Wall:Exterior - Insul Panel on Mtl. Stud:130954 | Size | 187008 | 193847,193848,193849,193850,193851,193852,209211,209212,209213,209214 | Manufacturer | -0.102000 | 3Egy$LBd99weR14rW4br0g | 1 | Basic Wall:Exterior - Insul Panel on Mtl. Stud:187224 |  | InstallationDate | 527 | WarrantyGuarantorLabor | F | ModelLabel | T | WarrantyDescription | F | F | ProductionYear | 0.000000 | F | 4.468000 | T | 0.000000 | Up to level: Second Floor | Finish | 2 | 23.050224 | SerialNumber | WarrantyStartDate | BarCode | AssetIdentifier | Features | TagNumber | 0 | 6.033000 | 6.154410 | 1 | 0.267000 | 0 | WarrantyDurationParts | AccessibilityPerformance | CodePerformance | Color | Constituents | Grade | Material | ModelReference | NominalHeight | NominalLength | Shape | SustainabilityPerformance | WarrantyDurationLabor | FIXED | WarrantyGuarantorParts | ExpectedLife | ReplacementCost | NominalWidth | 23-25 30 24 21 | Metal Framed Structural Walls | 188065,188932
528 | First Floor | 207028,207030,207034,207047 | 188755 | 2 | 170283 | 205072,205073 | New Construction | First Floor | 0.000000 | F | 209258 | 28125 | 132982 | Basic Wall:Interior - Partition (92mm Stud) | 0 | Basic Wall:Interior - Partition (92mm Stud):128360 | Size | 186873 | 193079,193080,193081,193082,193083,193084,209244,209245,209246,209247 | Manufacturer | -0.102000 | 3Egy$LBd99weR14rW4bn9P | 1 | Basic Wall:Interior - Partition (92mm Stud):170283 |  | InstallationDate | 528 | WarrantyGuarantorLabor | F | ModelLabel | F | WarrantyDescription | F | F | ProductionYear | 0.000000 | F | 4.468000 | T | 0.000000 | Up to level: Second Floor | Finish | 2 | 24.940188 | SerialNumber | WarrantyStartDate | BarCode | AssetIdentifier | Features | TagNumber | 0 | 6.580000 | 3.092583 | 0 | 0.124000 | 0 | WarrantyDurationParts | AccessibilityPerformance | CodePerformance | Color | Constituents | Grade | Material | ModelReference | NominalHeight | NominalLength | Shape | SustainabilityPerformance | WarrantyDurationLabor | FIXED | WarrantyGuarantorParts | ExpectedLife | ReplacementCost | NominalWidth | 23-25 40 11 11 11 | Metal-Framed Gypsum Board Fixed Partitions | 188431,188741
529 | First Floor | 207259 | 188128,188160,188162,188929,189195,189526 | 1 | 141763 | 205078 | New Construction | First Floor | 0.000000 | F | 209258 | 32241 | 132800 | Basic Wall:Exterior - Insul Panel on Mtl. Stud | 0 | Basic Wall:Exterior - Insul Panel on Mtl. Stud:130954 | Size | 186691 | 192053,192054,192055,192056,192057,192058,209211,209212,209213,209214 | Manufacturer | -0.620500 | 3LbNSBzHHBSuzhUUvuwBTv | 1 | Basic Wall:Exterior - Insul Panel on Mtl. Stud:141763 |  | InstallationDate | 529 | WarrantyGuarantorLabor | F | ModelLabel | T | WarrantyDescription | F | F | ProductionYear | 0.000000 | F | 3.949500 | T | 0.000000 | Up to level: Second Floor | Finish | 2 | 5.223632 | SerialNumber | WarrantyStartDate | BarCode | AssetIdentifier | Features | TagNumber | 0 | 1.817000 | 1.394710 | 1 | 0.267000 | 0 | WarrantyDurationParts | AccessibilityPerformance | CodePerformance | Color | Constituents | Grade | Material | ModelReference | NominalHeight | NominalLength | Shape | SustainabilityPerformance | WarrantyDurationLabor | FIXED | WarrantyGuarantorParts | ExpectedLife | ReplacementCost | NominalWidth | 23-25 30 24 21 | Metal Framed Structural Walls | 189194
531 | First Floor | 206092,206167 | 188159,188177,188212,189085,189207 | 1 | 142721 | 205173 | New Construction | First Floor | 0.000000 | F | 209258 | 32374 | 132810 | Basic Wall:Exterior - Insul Panel on Mtl. Stud | 0 | Basic Wall:Exterior - Insul Panel on Mtl. Stud:130954 | Size | 186701 | 192107,192108,192109,192110,192111,192112,209211,209212,209213,209214 | Manufacturer | -0.620500 | 3LbNSBzHHBSuzhUUvuwBCx | 1 | Basic Wall:Exterior - Insul Panel on Mtl. Stud:142721 |  | InstallationDate | 531 | WarrantyGuarantorLabor | F | ModelLabel | T | WarrantyDescription | F | F | ProductionYear | 0.000000 | F | 3.949500 | T | 0.000000 | Up to level: Second Floor | Finish | 2 | 4.070378 | SerialNumber | WarrantyStartDate | BarCode | AssetIdentifier | Features | TagNumber | 0 | 1.792000 | 1.086791 | 1 | 0.267000 | 0 | WarrantyDurationParts | AccessibilityPerformance | CodePerformance | Color | Constituents | Grade | Material | ModelReference | NominalHeight | NominalLength | Shape | SustainabilityPerformance | WarrantyDurationLabor | FIXED | WarrantyGuarantorParts | ExpectedLife | ReplacementCost | NominalWidth | 23-25 30 24 21 | Metal Framed Structural Walls | 189205
533 | First Floor | 205985,207605 | 189700,189739,190040 | 2 | 314357 |  | New Construction | First Floor | 0.000000 | F | 209258 | 124889 | 133710 | Basic Wall:Interior - Partition (92mm Stud) | 0 | Basic Wall:Interior - Partition (92mm Stud):128360 | Size | 187528 | 199641,199642,199643,199644,199645,199646,209244,209245,209246,209247 | Manufacturer | -0.102000 | 2$FBrUmUz2c9e1OcADYmDo | 1 | Basic Wall:Interior - Partition (92mm Stud):314357 |  | InstallationDate | 533 | WarrantyGuarantorLabor | F | ModelLabel | F | WarrantyDescription | F | F | ProductionYear | 0.890000 | F | 3.578000 | T | 0.000000 | Up to level: Second Floor | Finish | 2 | 2.167044 | SerialNumber | WarrantyStartDate | BarCode | AssetIdentifier | Features | TagNumber | 0 | 1.135000 | 0.268713 | 0 | 0.124000 | 0 | WarrantyDurationParts | AccessibilityPerformance | CodePerformance | Color | Constituents | Grade | Material | ModelReference | NominalHeight | NominalLength | Shape | SustainabilityPerformance | WarrantyDurationLabor | FIXED | WarrantyGuarantorParts | ExpectedLife | ReplacementCost | NominalWidth | 23-25 40 11 11 11 | Metal-Framed Gypsum Board Fixed Partitions | 188449,188635,189383,189585
534 | First Floor | 206297 | 188575,189727,189850,190039 | 0 | 358281 |  | New Construction | First Floor | 0.000000 | F | 209258 | 125106 | 133859 | Basic Wall:Interior - Furring (38 mm Stud) | 0 | Basic Wall:Interior - Furring (38 mm Stud):128404 | Size | 187641 | 200650,200651,200652,200653,200654,200655,209240,209241,209242,209243 | Manufacturer | -0.102000 | 0tIhQ6hmz02e5gznEed5$M | 1 | Basic Wall:Interior - Furring (38 mm Stud):358281 |  | InstallationDate | 534 | WarrantyGuarantorLabor | F | ModelLabel | F | WarrantyDescription | F | F | ProductionYear | 0.000000 | F | 4.468000 | T | 0.000000 | Up to level: Second Floor | Finish | 3 | 2.144640 | SerialNumber | WarrantyStartDate | BarCode | AssetIdentifier | Features | TagNumber | 0 | 0.534000 | 0.115811 | 0 | 0.054000 | 0 | WarrantyDurationParts | AccessibilityPerformance | CodePerformance | Color | Constituents | Grade | Material | ModelReference | NominalHeight | NominalLength | Shape | SustainabilityPerformance | WarrantyDurationLabor | FIXED | WarrantyGuarantorParts | ExpectedLife | ReplacementCost | NominalWidth | 23-25 40 11 11 11 | Metal-Framed Gypsum Board Fixed Partitions | 188384,188978,189726,190037
535 | First Floor | 205994,205995,206054 | 188667,188670,189736 | 0 | 358745 |  | New Construction | First Floor | 0.000000 | F | 209258 | 125116 | 133869 | Basic Wall:Interior - Furring (38 mm Stud) | 0 | Basic Wall:Interior - Furring (38 mm Stud):128404 | Size | 187651 | 200704,200705,200706,200707,200708,200709,209240,209241,209242,209243 | Manufacturer | 2.500000 | 0tIhQ6hmz02e5gznEed546 | 1 | Basic Wall:Interior - Furring (38 mm Stud):358745 |  | InstallationDate | 535 | WarrantyGuarantorLabor | F | ModelLabel | F | WarrantyDescription | F | F | ProductionYear | 0.000000 | F | 2.500000 | T | 0.000000 | Up to level: First Floor | Finish | 3 | 2.079995 | SerialNumber | WarrantyStartDate | BarCode | AssetIdentifier | Features | TagNumber | 0 | 0.832000 | 0.112320 | 0 | 0.054000 | 0 | WarrantyDurationParts | AccessibilityPerformance | CodePerformance | Color | Constituents | Grade | Material | ModelReference | NominalHeight | NominalLength | Shape | SustainabilityPerformance | WarrantyDurationLabor | FIXED | WarrantyGuarantorParts | ExpectedLife | ReplacementCost | NominalWidth | 23-25 40 11 11 11 | Metal-Framed Gypsum Board Fixed Partitions | 189072,189075,189735
536 | First Floor | 206147,206163,207615,207616 | 188649,189088 | 2 | 363189 |  | New Construction | First Floor | 0.000000 | F | 209258 | 125170 | 133922 | Basic Wall:Interior - Partition (92mm Stud) | 0 | Basic Wall:Interior - Partition (92mm Stud):128360 | Size | 187703 | 201031,201032,201033,201034,201035,201036,209244,209245,209246,209247 | Manufacturer | -0.102000 | 1uDBQ9y7vCyxXlpVEuen2R | 1 | Basic Wall:Interior - Partition (92mm Stud):363189 |  | InstallationDate | 536 | WarrantyGuarantorLabor | F | ModelLabel | F | WarrantyDescription | F | F | ProductionYear | 0.000000 | F | 4.468000 | T | 0.000000 | Up to level: Second Floor | Finish | 2 | 21.593844 | SerialNumber | WarrantyStartDate | BarCode | AssetIdentifier | Features | TagNumber | 0 | 4.887000 | 2.677637 | 0 | 0.124000 | 0 | WarrantyDurationParts | AccessibilityPerformance | CodePerformance | Color | Constituents | Grade | Material | ModelReference | NominalHeight | NominalLength | Shape | SustainabilityPerformance | WarrantyDurationLabor | FIXED | WarrantyGuarantorParts | ExpectedLife | ReplacementCost | NominalWidth | 23-25 40 11 11 11 | Metal-Framed Gypsum Board Fixed Partitions | 188315,189087,190053
537 | First Floor | 206188,206189 | 188579 | 0 | 363700 |  | New Construction | First Floor | 0.000000 | F | 209258 | 125177 | 133929 | Basic Wall:Interior - Furring (38 mm Stud) | 0 | Basic Wall:Interior - Furring (38 mm Stud):128404 | Size | 187710 | 201073,201074,201075,201076,201077,201078,209240,209241,209242,209243 | Manufacturer | -0.102000 | 1uDBQ9y7vCyxXlpVEuenQQ | 1 | Basic Wall:Interior - Furring (38 mm Stud):363700 |  | InstallationDate | 537 | WarrantyGuarantorLabor | F | ModelLabel | F | WarrantyDescription | F | F | ProductionYear | 0.000000 | F | 4.468000 | T | 0.000000 | Up to level: Second Floor | Finish | 3 | 6.036268 | SerialNumber | WarrantyStartDate | BarCode | AssetIdentifier | Features | TagNumber | 0 | 1.476000 | 0.325958 | 0 | 0.054000 | 0 | WarrantyDurationParts | AccessibilityPerformance | CodePerformance | Color | Constituents | Grade | Material | ModelReference | NominalHeight | NominalLength | Shape | SustainabilityPerformance | WarrantyDurationLabor | FIXED | WarrantyGuarantorParts | ExpectedLife | ReplacementCost | NominalWidth | 23-25 40 11 11 11 | Metal-Framed Gypsum Board Fixed Partitions | 188440,189086,189090,189091,189328,190056
538 | First Floor | 206065,206066 | 189787 | 0 | 364152 |  | New Construction | First Floor | 0.000000 | F | 209258 | 125182 | 133934 | Basic Wall:Interior - Furring (38 mm Stud) | 0 | Basic Wall:Interior - Furring (38 mm Stud):128404 | Size | 187714 | 201101,201102,201103,201104,201105,201106,209240,209241,209242,209243 | Manufacturer | -0.102000 | 1uDBQ9y7vCyxXlpVEuenHM | 1 | Basic Wall:Interior - Furring (38 mm Stud):364152 |  | InstallationDate | 538 | WarrantyGuarantorLabor | F | ModelLabel | F | WarrantyDescription | F | F | ProductionYear | 0.000000 | F | 4.468000 | T | 0.000000 | Up to level: Second Floor | Finish | 3 | 5.500108 | SerialNumber | WarrantyStartDate | BarCode | AssetIdentifier | Features | TagNumber | 0 | 1.337500 | 0.297006 | 0 | 0.054000 | 0 | WarrantyDurationParts | AccessibilityPerformance | CodePerformance | Color | Constituents | Grade | Material | ModelReference | NominalHeight | NominalLength | Shape | SustainabilityPerformance | WarrantyDurationLabor | FIXED | WarrantyGuarantorParts | ExpectedLife | ReplacementCost | NominalWidth | 23-25 40 11 11 11 | Metal-Framed Gypsum Board Fixed Partitions | 188072,188097,188988,189248,189785,190057
539 | First Floor | 206364,206365,206366 | 188580,188883,189827 | 0 | 366915 |  | New Construction | First Floor | 0.000000 | F | 209258 | 125227 | 133979 | Basic Wall:Interior - Furring (38 mm Stud) | 0 | Basic Wall:Interior - Furring (38 mm Stud):128404 | Size | 187758 | 201364,201365,201366,201367,201368,201369,209240,209241,209242,209243 | Manufacturer | -0.102000 | 1qc5HjZvrCsga38tqxQ3EV | 1 | Basic Wall:Interior - Furring (38 mm Stud):366915 |  | InstallationDate | 539 | WarrantyGuarantorLabor | F | ModelLabel | F | WarrantyDescription | F | F | ProductionYear | 0.000000 | F | 4.468000 | T | 0.000000 | Up to level: Second Floor | Finish | 3 | 23.885928 | SerialNumber | WarrantyStartDate | BarCode | AssetIdentifier | Features | TagNumber | 0 | 5.346000 | 1.289840 | 0 | 0.054000 | 0 | WarrantyDurationParts | AccessibilityPerformance | CodePerformance | Color | Constituents | Grade | Material | ModelReference | NominalHeight | NominalLength | Shape | SustainabilityPerformance | WarrantyDurationLabor | FIXED | WarrantyGuarantorParts | ExpectedLife | ReplacementCost | NominalWidth | 23-25 40 11 11 11 | Metal-Framed Gypsum Board Fixed Partitions | 189245,189823,190070
540 | First Floor | 207530,207629 | 189845 | 0 | 368590 |  | New Construction | First Floor | 0.000000 | F | 209258 | 125252 | 134005 | Basic Wall:Interior - Rated 1-HR (92mm Stud) | 0 | Basic Wall:Interior - Rated 1-HR (92mm Stud):128426 | Size | 187783 | 201519,201520,201521,201522,201523,201524,209185,209186,209187,209188 | Manufacturer | -0.102000 | 2j55VthSj3Lu0J6fyrpKrI | 1 | Basic Wall:Interior - Rated 1-HR (92mm Stud):368590 |  | InstallationDate | 540 | WarrantyGuarantorLabor | F | ModelLabel | F | WarrantyDescription | F | F | ProductionYear | 0.000000 | F | 4.468000 | T | 0.000000 | Up to level: Second Floor | Finish | 2 | 7.660386 | SerialNumber | WarrantyStartDate | BarCode | AssetIdentifier | Features | TagNumber | 0 | 1.838500 | 0.949888 | 0 | 0.124000 | 8421504 | WarrantyDurationParts | AccessibilityPerformance | CodePerformance | Color | Constituents | Grade | Material | ModelReference | NominalHeight | NominalLength | Shape | SustainabilityPerformance | WarrantyDurationLabor | FIXED | WarrantyGuarantorParts | ExpectedLife | ReplacementCost | NominalWidth | 23-25 40 11 11 11 | Metal-Framed Gypsum Board Fixed Partitions | 188651,188655,189390,189401,189843,190073 | 1 HR | Solid fill | 1 HR
567 | First Floor | 207114 | 188068,188094,188095,188096,189546,189548 | 1 | 141634 |  | New Construction | First Floor | 0.000000 | F | 209258 | 123436 | 132798 | Basic Wall:Exterior - Insul Panel on Mtl. Stud | 0 | Basic Wall:Exterior - Insul Panel on Mtl. Stud:130954 | Size | 186689 | 192041,192042,192043,192044,192045,192046,209211,209212,209213,209214 | Manufacturer | 0.457000 | 3LbNSBzHHBSuzhUUvuwBVu | 1 | Basic Wall:Exterior - Insul Panel on Mtl. Stud:141634 |  | InstallationDate | 567 | WarrantyGuarantorLabor | F | ModelLabel | T | WarrantyDescription | F | F | ProductionYear | 0.000000 | F | 5.027000 | T | 0.000000 | Up to level: Second Floor | Finish | 2 | 14.439989 | SerialNumber | WarrantyStartDate | BarCode | AssetIdentifier | Features | TagNumber | 0 | 3.005986 | 3.855477 | 1 | 0.267000 | 0 | WarrantyDurationParts | AccessibilityPerformance | CodePerformance | Color | Constituents | Grade | Material | ModelReference | NominalHeight | NominalLength | Shape | SustainabilityPerformance | WarrantyDurationLabor | FIXED | WarrantyGuarantorParts | ExpectedLife | ReplacementCost | NominalWidth | 23-25 30 24 21 | Metal Framed Structural Walls | 189193
568 | First Floor | 206885 | 188131,188342,188957,189212,189213,189514 | 1 | 143026 |  | New Construction | First Floor | 0.000000 | F | 209258 | 123446 | 132814 | Basic Wall:Exterior - Insul Panel on Mtl. Stud | 0 | Basic Wall:Exterior - Insul Panel on Mtl. Stud:130954 | Size | 186705 | 192131,192132,192133,192134,192135,192136,209211,209212,209213,209214 | Manufacturer | -0.620500 | 3LbNSBzHHBSuzhUUvuwB08 | 1 | Basic Wall:Exterior - Insul Panel on Mtl. Stud:143026 |  | InstallationDate | 568 | WarrantyGuarantorLabor | F | ModelLabel | T | WarrantyDescription | F | F | ProductionYear | 0.000000 | F | 3.949500 | T | 0.000000 | Up to level: Second Floor | Finish | 2 | 3.811268 | SerialNumber | WarrantyStartDate | BarCode | AssetIdentifier | Features | TagNumber | 0 | 0.965000 | 1.017608 | 1 | 0.267000 | 0 | WarrantyDurationParts | AccessibilityPerformance | CodePerformance | Color | Constituents | Grade | Material | ModelReference | NominalHeight | NominalLength | Shape | SustainabilityPerformance | WarrantyDurationLabor | FIXED | WarrantyGuarantorParts | ExpectedLife | ReplacementCost | NominalWidth | 23-25 30 24 21 | Metal Framed Structural Walls | 189210
569 | First Floor | 206416,206417,206576 | 188311,189258,189524,190064 | 2 | 155873 |  | New Construction | First Floor | 0.000000 | F | 209258 | 123484 | 132872 | Basic Wall:Interior - Partition (92mm Stud) | 0 | Basic Wall:Interior - Partition (92mm Stud):128360 | Size | 186763 | 192455,192456,192457,192458,192459,192460,209244,209245,209246,209247 | Manufacturer | -0.102000 | 3LbNSBzHHBSuzhUUvuwFvR | 1 | Basic Wall:Interior - Partition (92mm Stud):155873 |  | InstallationDate | 569 | WarrantyGuarantorLabor | F | ModelLabel | F | WarrantyDescription | F | F | ProductionYear | 0.000000 | F | 4.468000 | T | 0.000000 | Up to level: Second Floor | Finish | 2 | 4.892460 | SerialNumber | WarrantyStartDate | BarCode | AssetIdentifier | Features | TagNumber | 0 | 1.060000 | 0.606665 | 0 | 0.124000 | 0 | WarrantyDurationParts | AccessibilityPerformance | CodePerformance | Color | Constituents | Grade | Material | ModelReference | NominalHeight | NominalLength | Shape | SustainabilityPerformance | WarrantyDurationLabor | FIXED | WarrantyGuarantorParts | ExpectedLife | ReplacementCost | NominalWidth | 23-25 40 11 11 11 | Metal-Framed Gypsum Board Fixed Partitions | 188234
570 | First Floor | 206600,206605,206606 | 188726,189278,189520,190050 | 2 | 158879 |  | New Construction | First Floor | 0.000000 | F | 209258 | 123499 | 132891 | Basic Wall:Interior - Partition (92mm Stud) | 0 | Basic Wall:Interior - Partition (92mm Stud):128360 | Size | 186782 | 192563,192564,192565,192566,192567,192568,209244,209245,209246,209247 | Manufacturer | -0.102000 | 3LbNSBzHHBSuzhUUvuwF8b | 1 | Basic Wall:Interior - Partition (92mm Stud):158879 |  | InstallationDate | 570 | WarrantyGuarantorLabor | F | ModelLabel | F | WarrantyDescription | F | F | ProductionYear | 0.000000 | F | 4.468000 | T | 0.000000 | Up to level: Second Floor | Finish | 2 | 11.375528 | SerialNumber | WarrantyStartDate | BarCode | AssetIdentifier | Features | TagNumber | 0 | 2.581000 | 1.410565 | 0 | 0.124000 | 0 | WarrantyDurationParts | AccessibilityPerformance | CodePerformance | Color | Constituents | Grade | Material | ModelReference | NominalHeight | NominalLength | Shape | SustainabilityPerformance | WarrantyDurationLabor | FIXED | WarrantyGuarantorParts | ExpectedLife | ReplacementCost | NominalWidth | 23-25 40 11 11 11 | Metal-Framed Gypsum Board Fixed Partitions | 188386
571 | First Floor | 206305,206356,206607,206608 | 188387,189279,190051 | 2 | 158994 |  | New Construction | First Floor | 0.000000 | F | 209258 | 123500 | 132892 | Basic Wall:Interior - Partition (92mm Stud) | 0 | Basic Wall:Interior - Partition (92mm Stud):128360 | Size | 186783 | 192569,192570,192571,192572,192573,192574,209244,209245,209246,209247 | Manufacturer | -0.102000 | 3LbNSBzHHBSuzhUUvuwFEe | 1 | Basic Wall:Interior - Partition (92mm Stud):158994 |  | InstallationDate | 571 | WarrantyGuarantorLabor | F | ModelLabel | F | WarrantyDescription | F | F | ProductionYear | 0.000000 | F | 4.468000 | T | 0.000000 | Up to level: Second Floor | Finish | 2 | 2.200490 | SerialNumber | WarrantyStartDate | BarCode | AssetIdentifier | Features | TagNumber | 0 | 0.554500 | 0.272861 | 0 | 0.124000 | 0 | WarrantyDurationParts | AccessibilityPerformance | CodePerformance | Color | Constituents | Grade | Material | ModelReference | NominalHeight | NominalLength | Shape | SustainabilityPerformance | WarrantyDurationLabor | FIXED | WarrantyGuarantorParts | ExpectedLife | ReplacementCost | NominalWidth | 23-25 40 11 11 11 | Metal-Framed Gypsum Board Fixed Partitions | 189520
572 | First Floor | 206418,206419,206427 | 188393,189284,190065 | 2 | 160527 |  | New Construction | First Floor | 0.000000 | F | 209258 | 123512 | 132905 | Basic Wall:Interior - Partition (92mm Stud) | 0 | Basic Wall:Interior - Partition (92mm Stud):128360 | Size | 186796 | 192647,192648,192649,192650,192651,192652,209244,209245,209246,209247 | Manufacturer | -0.102000 | 3LbNSBzHHBSuzhUUvuwEsr | 1 | Basic Wall:Interior - Partition (92mm Stud):160527 |  | InstallationDate | 572 | WarrantyGuarantorLabor | F | ModelLabel | F | WarrantyDescription | F | F | ProductionYear | 0.000000 | F | 4.468000 | T | 0.000000 | Up to level: Second Floor | Finish | 2 | 14.279728 | SerialNumber | WarrantyStartDate | BarCode | AssetIdentifier | Features | TagNumber | 0 | 3.355000 | 1.770686 | 0 | 0.124000 | 0 | WarrantyDurationParts | AccessibilityPerformance | CodePerformance | Color | Constituents | Grade | Material | ModelReference | NominalHeight | NominalLength | Shape | SustainabilityPerformance | WarrantyDurationLabor | FIXED | WarrantyGuarantorParts | ExpectedLife | ReplacementCost | NominalWidth | 23-25 40 11 11 11 | Metal-Framed Gypsum Board Fixed Partitions | 188374,189524
573 | First Floor | 206258,206761 | 189313,189317,189628,190029 | 2 | 167959 |  | New Construction | First Floor | 0.000000 | F | 209258 | 123555 | 132961 | Basic Wall:Interior - Partition (92mm Stud) | 0 | Basic Wall:Interior - Partition (92mm Stud):128360 | Size | 186852 | 192965,192966,192967,192968,192969,192970,209244,209245,209246,209247 | Manufacturer | -0.102000 | 3Egy$LBd99weR14rW4bnjb | 1 | Basic Wall:Interior - Partition (92mm Stud):167959 |  | InstallationDate | 573 | WarrantyGuarantorLabor | F | ModelLabel | F | WarrantyDescription | F | F | ProductionYear | 0.000000 | F | 4.468000 | T | 0.000000 | Up to level: Second Floor | Finish | 2 | 1.027640 | SerialNumber | WarrantyStartDate | BarCode | AssetIdentifier | Features | TagNumber | 0 | 0.195000 | 0.127427 | 0 | 0.124000 | 0 | WarrantyDurationParts | AccessibilityPerformance | CodePerformance | Color | Constituents | Grade | Material | ModelReference | NominalHeight | NominalLength | Shape | SustainabilityPerformance | WarrantyDurationLabor | FIXED | WarrantyGuarantorParts | ExpectedLife | ReplacementCost | NominalWidth | 23-25 40 11 11 11 | Metal-Framed Gypsum Board Fixed Partitions | 189305,189309
574 | First Floor | 207606 | 188449,188635,188773,188924,189341,189342,190006 | 0 | 175457 |  | New Construction | First Floor | 0.000000 | F | 209258 | 123598 | 133011 | Basic Wall:Interior - Furring (38 mm Stud) | 0 | Basic Wall:Interior - Furring (38 mm Stud):128404 | Size | 186902 | 193247,193248,193249,193250,193251,193252,209240,209241,209242,209243 | Manufacturer | -0.102000 | 3Egy$LBd99weR14rW4boOJ | 1 | Basic Wall:Interior - Furring (38 mm Stud):175457 |  | InstallationDate | 574 | WarrantyGuarantorLabor | F | ModelLabel | F | WarrantyDescription | F | F | ProductionYear | 0.000000 | F | 4.468000 | T | 0.000000 | Up to level: Second Floor | Finish | 0 | 2.055280 | SerialNumber | WarrantyStartDate | BarCode | AssetIdentifier | Features | TagNumber | 0 | 0.406000 | 0.110985 | 0 | 0.054000 | 0 | WarrantyDurationParts | AccessibilityPerformance | CodePerformance | Color | Constituents | Grade | Material | ModelReference | NominalHeight | NominalLength | Shape | SustainabilityPerformance | WarrantyDurationLabor | FIXED | WarrantyGuarantorParts | ExpectedLife | ReplacementCost | NominalWidth | 23-25 40 11 11 11 | Metal-Framed Gypsum Board Fixed Partitions
575 | First Floor | 206032 | 188466,188467,188626,188637,189399,190020 | 0 | 179154 |  | New Construction | First Floor | 0.000000 | F | 209258 | 123625 | 133043 | Basic Wall:Interior - Furring (38 mm Stud) | 0 | Basic Wall:Interior - Furring (38 mm Stud):128404 | Size | 186934 | 193427,193428,193429,193430,193431,193432,209240,209241,209242,209243 | Manufacturer | -0.102000 | 3Egy$LBd99weR14rW4bp2W | 1 | Basic Wall:Interior - Furring (38 mm Stud):179154 |  | InstallationDate | 575 | WarrantyGuarantorLabor | F | ModelLabel | F | WarrantyDescription | F | F | ProductionYear | 0.000000 | F | 4.468000 | T | 0.000000 | Up to level: Second Floor | Finish | 3 | 1.367672 | SerialNumber | WarrantyStartDate | BarCode | AssetIdentifier | Features | TagNumber | 0 | 0.314975 | 0.073854 | 0 | 0.054000 | 0 | WarrantyDurationParts | AccessibilityPerformance | CodePerformance | Color | Constituents | Grade | Material | ModelReference | NominalHeight | NominalLength | Shape | SustainabilityPerformance | WarrantyDurationLabor | FIXED | WarrantyGuarantorParts | ExpectedLife | ReplacementCost | NominalWidth | 23-25 40 11 11 11 | Metal-Framed Gypsum Board Fixed Partitions | 189531
576 | First Floor | 207388,207628 | 188651,188655,189374,189391,189842 | 0 | 182600 |  | New Construction | First Floor | 0.000000 | F | 209258 | 123656 | 133081 | Basic Wall:Interior - Rated 1-HR (92mm Stud) | 0 | Basic Wall:Interior - Rated 1-HR (92mm Stud):128426 | Size | 186972 | 193643,193644,193645,193646,193647,193648,209185,209186,209187,209188 | Manufacturer | -0.102000 | 3Egy$LBd99weR14rW4bq8w | 1 | Basic Wall:Interior - Rated 1-HR (92mm Stud):182600 |  | InstallationDate | 576 | WarrantyGuarantorLabor | F | ModelLabel | F | WarrantyDescription | F | F | ProductionYear | 0.000000 | F | 4.468000 | T | 0.000000 | Up to level: Second Floor | Finish | 2 | 11.139618 | SerialNumber | WarrantyStartDate | BarCode | AssetIdentifier | Features | TagNumber | 0 | 2.369200 | 1.381313 | 0 | 0.124000 | 8421504 | WarrantyDurationParts | AccessibilityPerformance | CodePerformance | Color | Constituents | Grade | Material | ModelReference | NominalHeight | NominalLength | Shape | SustainabilityPerformance | WarrantyDurationLabor | FIXED | WarrantyGuarantorParts | ExpectedLife | ReplacementCost | NominalWidth | 23-25 40 11 11 11 | Metal-Framed Gypsum Board Fixed Partitions | 189373 | 1 HR | Solid fill | 1 HR
577 | First Floor | 207144,207145,207310 | 188599,188627,189416 | 2 | 186316 |  | New Construction | First Floor | 0.000000 | F | 209258 | 123677 | 133108 | Basic Wall:Interior - Partition (92mm Stud) | 0 | Basic Wall:Interior - Partition (92mm Stud):128360 | Size | 186999 | 193793,193794,193795,193796,193797,193798,209244,209245,209246,209247 | Manufacturer | -0.102000 | 3Egy$LBd99weR14rW4bro_ | 1 | Basic Wall:Interior - Partition (92mm Stud):186316 |  | InstallationDate | 577 | WarrantyGuarantorLabor | F | ModelLabel | F | WarrantyDescription | F | F | ProductionYear | 0.000000 | F | 4.468000 | T | 0.000000 | Up to level: Second Floor | Finish | 2 | 10.629372 | SerialNumber | WarrantyStartDate | BarCode | AssetIdentifier | Features | TagNumber | 0 | 2.503000 | 1.318042 | 0 | 0.124000 | 0 | WarrantyDurationParts | AccessibilityPerformance | CodePerformance | Color | Constituents | Grade | Material | ModelReference | NominalHeight | NominalLength | Shape | SustainabilityPerformance | WarrantyDurationLabor | FIXED | WarrantyGuarantorParts | ExpectedLife | ReplacementCost | NominalWidth | 23-25 40 11 11 11 | Metal-Framed Gypsum Board Fixed Partitions | 189407,189414
578 | First Floor | 207402 | 189022,189040,189433 | 0 | 188917 |  | New Construction | First Floor | 0.000000 | F | 209258 | 123700 | 133136 | Basic Wall:Interior - Furring (38 mm Stud) | 0 | Basic Wall:Interior - Furring (38 mm Stud):128404 | Size | 187027 | 193961,193962,193963,193964,193965,193966,209240,209241,209242,209243 | Manufacturer | -0.102000 | 3Egy$LBd99weR14rW4bsg7 | 1 | Basic Wall:Interior - Furring (38 mm Stud):188917 |  | InstallationDate | 578 | WarrantyGuarantorLabor | F | ModelLabel | F | WarrantyDescription | F | F | ProductionYear | 0.000000 | F | 4.468000 | T | 0.000000 | Up to level: Second Floor | Finish | 3 | 1.367208 | SerialNumber | WarrantyStartDate | BarCode | AssetIdentifier | Features | TagNumber | 0 | 0.466500 | 0.073829 | 0 | 0.054000 | 0 | WarrantyDurationParts | AccessibilityPerformance | CodePerformance | Color | Constituents | Grade | Material | ModelReference | NominalHeight | NominalLength | Shape | SustainabilityPerformance | WarrantyDurationLabor | FIXED | WarrantyGuarantorParts | ExpectedLife | ReplacementCost | NominalWidth | 23-25 40 11 11 11 | Metal-Framed Gypsum Board Fixed Partitions | 188145,188146,189987,189988
591 | First Floor | 206391 | 188587,188896,189214,189215,189832 | 1 | 143081 | 204972 | New Construction | First Floor | 0.000000 | F | 209258 | 32096 | 132815 | Basic Wall:Exterior - Insul Panel on Mtl. Stud | 0 | Basic Wall:Exterior - Insul Panel on Mtl. Stud:130954 | Size | 186706 | 192137,192138,192139,192140,192141,192142,209211,209212,209213,209214 | Manufacturer | -0.620500 | 3LbNSBzHHBSuzhUUvuwB1J | 1 | Basic Wall:Exterior - Insul Panel on Mtl. Stud:143081 |  | InstallationDate | 591 | WarrantyGuarantorLabor | F | ModelLabel | T | WarrantyDescription | F | F | ProductionYear | 0.000000 | F | 3.949500 | T | 0.000000 | Up to level: Second Floor | Finish | 2 | 4.591712 | SerialNumber | WarrantyStartDate | BarCode | AssetIdentifier | Features | TagNumber | 0 | 1.657000 | 1.225987 | 1 | 0.267000 | 0 | WarrantyDurationParts | AccessibilityPerformance | CodePerformance | Color | Constituents | Grade | Material | ModelReference | NominalHeight | NominalLength | Shape | SustainabilityPerformance | WarrantyDurationLabor | FIXED | WarrantyGuarantorParts | ExpectedLife | ReplacementCost | NominalWidth | 23-25 30 24 21 | Metal Framed Structural Walls | 189212
592 | First Floor | 206361,206434 | 188352,188994,189004,189105 | 2 | 152188 | 204977 | New Construction | First Floor | 0.000000 | F | 209258 | 32104 | 132855 | Basic Wall:Interior - Partition (92mm Stud) | 0 | Basic Wall:Interior - Partition (92mm Stud):128360 | Size | 186746 | 192359,192360,192361,192362,192363,192364,209244,209245,209246,209247 | Manufacturer | -0.102000 | 3LbNSBzHHBSuzhUUvuwCp6 | 1 | Basic Wall:Interior - Partition (92mm Stud):152188 |  | InstallationDate | 592 | WarrantyGuarantorLabor | F | ModelLabel | F | WarrantyDescription | F | F | ProductionYear | 0.000000 | F | 4.468000 | T | 0.000000 | Up to level: Second Floor | Finish | 2 | 11.880318 | SerialNumber | WarrantyStartDate | BarCode | AssetIdentifier | Features | TagNumber | 0 | 3.185000 | 1.473159 | 0 | 0.124000 | 0 | WarrantyDurationParts | AccessibilityPerformance | CodePerformance | Color | Constituents | Grade | Material | ModelReference | NominalHeight | NominalLength | Shape | SustainabilityPerformance | WarrantyDurationLabor | FIXED | WarrantyGuarantorParts | ExpectedLife | ReplacementCost | NominalWidth | 23-25 40 11 11 11 | Metal-Framed Gypsum Board Fixed Partitions | 188905
593 | First Floor | 206389,206443,206449,206451 | 188715 | 2 | 152014 | 204978 | New Construction | First Floor | 0.000000 | F | 209258 | 32106 | 132853 | Basic Wall:Interior - Partition (92mm Stud) | 0 | Basic Wall:Interior - Partition (92mm Stud):128360 | Size | 186744 | 192347,192348,192349,192350,192351,192352,209244,209245,209246,209247 | Manufacturer | -0.102000 | 3LbNSBzHHBSuzhUUvuwCzq | 1 | Basic Wall:Interior - Partition (92mm Stud):152014 |  | InstallationDate | 593 | WarrantyGuarantorLabor | F | ModelLabel | F | WarrantyDescription | F | F | ProductionYear | 0.000000 | F | 4.468000 | T | 0.000000 | Up to level: Second Floor | Finish | 2 | 9.333558 | SerialNumber | WarrantyStartDate | BarCode | AssetIdentifier | Features | TagNumber | 0 | 2.650000 | 1.157361 | 0 | 0.124000 | 0 | WarrantyDurationParts | AccessibilityPerformance | CodePerformance | Color | Constituents | Grade | Material | ModelReference | NominalHeight | NominalLength | Shape | SustainabilityPerformance | WarrantyDurationLabor | FIXED | WarrantyGuarantorParts | ExpectedLife | ReplacementCost | NominalWidth | 23-25 40 11 11 11 | Metal-Framed Gypsum Board Fixed Partitions | 188714,189246
594 | First Floor | 206067,206379 | 188221,189247,189248,189786,190057 | 2 | 152889 | 204982 | New Construction | First Floor | 0.000000 | F | 209258 | 32111 | 132857 | Basic Wall:Interior - Partition (92mm Stud) | 0 | Basic Wall:Interior - Partition (92mm Stud):128360 | Size | 186748 | 192371,192372,192373,192374,192375,192376,209244,209245,209246,209247 | Manufacturer | -0.102000 | 3LbNSBzHHBSuzhUUvuwCk3 | 1 | Basic Wall:Interior - Partition (92mm Stud):152889 |  | InstallationDate | 594 | WarrantyGuarantorLabor | F | ModelLabel | F | WarrantyDescription | F | F | ProductionYear | 0.000000 | F | 4.468000 | T | 0.000000 | Up to level: Second Floor | Finish | 2 | 5.611714 | SerialNumber | WarrantyStartDate | BarCode | AssetIdentifier | Features | TagNumber | 0 | 1.782000 | 0.695853 | 0 | 0.124000 | 0 | WarrantyDurationParts | AccessibilityPerformance | CodePerformance | Color | Constituents | Grade | Material | ModelReference | NominalHeight | NominalLength | Shape | SustainabilityPerformance | WarrantyDurationLabor | FIXED | WarrantyGuarantorParts | ExpectedLife | ReplacementCost | NominalWidth | 23-25 40 11 11 11 | Metal-Framed Gypsum Board Fixed Partitions
595 | First Floor | 206583,206585,206601,206604 | 188386 | 2 | 158808 | 205008 | New Construction | First Floor | 0.000000 | F | 209258 | 32144 | 132890 | Basic Wall:Interior - Partition (92mm Stud) | 0 | Basic Wall:Interior - Partition (92mm Stud):128360 | Size | 186781 | 192557,192558,192559,192560,192561,192562,209244,209245,209246,209247 | Manufacturer | -0.102000 | 3LbNSBzHHBSuzhUUvuwFBY | 1 | Basic Wall:Interior - Partition (92mm Stud):158808 |  | InstallationDate | 595 | WarrantyGuarantorLabor | F | ModelLabel | F | WarrantyDescription | F | F | ProductionYear | 0.000000 | F | 4.468000 | T | 0.000000 | Up to level: Second Floor | Finish | 2 | 15.572905 | SerialNumber | WarrantyStartDate | BarCode | AssetIdentifier | Features | TagNumber | 0 | 4.046452 | 1.931040 | 0 | 0.124000 | 0 | WarrantyDurationParts | AccessibilityPerformance | CodePerformance | Color | Constituents | Grade | Material | ModelReference | NominalHeight | NominalLength | Shape | SustainabilityPerformance | WarrantyDurationLabor | FIXED | WarrantyGuarantorParts | ExpectedLife | ReplacementCost | NominalWidth | 23-25 40 11 11 11 | Metal-Framed Gypsum Board Fixed Partitions | 188379,188722
596 | First Floor | 207362,207488,207490,207492 | 188023,188250 | 2 | 180522 | 205041 | New Construction | First Floor | 0.000000 | F | 209258 | 32192 | 133062 | Basic Wall:Interior - Partition (92mm Stud) | 0 | Basic Wall:Interior - Partition (92mm Stud):128360 | Size | 186953 | 193535,193536,193537,193538,193539,193540,209244,209245,209246,209247 | Manufacturer | -0.102000 | 3Egy$LBd99weR14rW4bqfO | 1 | Basic Wall:Interior - Partition (92mm Stud):180522 |  | InstallationDate | 596 | WarrantyGuarantorLabor | F | ModelLabel | F | WarrantyDescription | F | F | ProductionYear | 0.000000 | F | 4.468000 | T | 0.000000 | Up to level: Second Floor | Finish | 2 | 6.402550 | SerialNumber | WarrantyStartDate | BarCode | AssetIdentifier | Features | TagNumber | 0 | 1.994000 | 0.793916 | 0 | 0.124000 | 0 | WarrantyDurationParts | AccessibilityPerformance | CodePerformance | Color | Constituents | Grade | Material | ModelReference | NominalHeight | NominalLength | Shape | SustainabilityPerformance | WarrantyDurationLabor | FIXED | WarrantyGuarantorParts | ExpectedLife | ReplacementCost | NominalWidth | 23-25 40 11 11 11 | Metal-Framed Gypsum Board Fixed Partitions | 188249
597 | First Floor | 207238,207239,207300 | 189430,189432,190009 | 2 | 188823 | 205056 | New Construction | First Floor | 0.000000 | F | 209258 | 32211 | 133134 | Basic Wall:Interior - Partition (92mm Stud) | 0 | Basic Wall:Interior - Partition (92mm Stud):128360 | Size | 187025 | 193949,193950,193951,193952,193953,193954,209244,209245,209246,209247 | Manufacturer | -0.102000 | 3Egy$LBd99weR14rW4bshb | 1 | Basic Wall:Interior - Partition (92mm Stud):188823 |  | InstallationDate | 597 | WarrantyGuarantorLabor | F | ModelLabel | F | WarrantyDescription | F | F | ProductionYear | 0.000000 | F | 4.468000 | T | 0.000000 | Up to level: Second Floor | Finish | 2 | 17.049794 | SerialNumber | WarrantyStartDate | BarCode | AssetIdentifier | Features | TagNumber | 0 | 4.253000 | 2.114174 | 0 | 0.124000 | 0 | WarrantyDurationParts | AccessibilityPerformance | CodePerformance | Color | Constituents | Grade | Material | ModelReference | NominalHeight | NominalLength | Shape | SustainabilityPerformance | WarrantyDurationLabor | FIXED | WarrantyGuarantorParts | ExpectedLife | ReplacementCost | NominalWidth | 23-25 40 11 11 11 | Metal-Framed Gypsum Board Fixed Partitions | 188485
598 | First Floor | 207071,207255,207256 | 188560 | 2 | 231922 | 205066,205069 | New Construction | First Floor | 0.000000 | F | 209258 | 28124 | 133459 | Basic Wall:Interior - Partition (92mm Stud) | 0 | Basic Wall:Interior - Partition (92mm Stud):128360 | Size | 187237 | 205561,205562,205563,205564,205565,205566,209244,209245,209246,209247 | Manufacturer | -0.102000 | 1byTDaqS91rBnWJlv$n$IO | 1 | Basic Wall:Interior - Partition (92mm Stud):231922 |  | InstallationDate | 598 | WarrantyGuarantorLabor | F | ModelLabel | F | WarrantyDescription | F | F | ProductionYear | 0.000000 | F | 4.468000 | T | 0.000000 | Up to level: Second Floor | Finish | 2 | 10.557790 | SerialNumber | WarrantyStartDate | BarCode | AssetIdentifier | Features | TagNumber | 0 | 2.924000 | 1.273027 | 0 | 0.124000 | 0 | WarrantyDurationParts | AccessibilityPerformance | CodePerformance | Color | Constituents | Grade | Material | ModelReference | NominalHeight | NominalLength | Shape | SustainabilityPerformance | WarrantyDurationLabor | FIXED | WarrantyGuarantorParts | ExpectedLife | ReplacementCost | NominalWidth | 23-25 40 11 11 11 | Metal-Framed Gypsum Board Fixed Partitions | 188404,188732
602 | First Floor | 207113 | 188615,188616,189547,189989,189990 | 1 | 256262 |  | New Construction | First Floor | 0.000000 | F | 209258 | 124162 | 133610 | Basic Wall:Exterior - Insul Panel on Mtl. Stud | 0 | Basic Wall:Exterior - Insul Panel on Mtl. Stud:130954 | Size | 187251 | 196673,196674,196675,196676,196677,196678,209211,209212,209213,209214 | Manufacturer | 0.905000 | 2g$QZpOGbBUxSNx_ZgxJQB | 1 | Basic Wall:Exterior - Insul Panel on Mtl. Stud:256262 |  | InstallationDate | 602 | WarrantyGuarantorLabor | F | ModelLabel | T | WarrantyDescription | F | F | ProductionYear | 0.000000 | F | 0.905000 | T | 0.000000 | Up to level: First Floor | Finish | 2 | 4.525465 | SerialNumber | WarrantyStartDate | BarCode | AssetIdentifier | Features | TagNumber | 0 | 5.000514 | 1.208299 | 1 | 0.267000 | 0 | WarrantyDurationParts | AccessibilityPerformance | CodePerformance | Color | Constituents | Grade | Material | ModelReference | NominalHeight | NominalLength | Shape | SustainabilityPerformance | WarrantyDurationLabor | FIXED | WarrantyGuarantorParts | ExpectedLife | ReplacementCost | NominalWidth | 23-25 30 24 21 | Metal Framed Structural Walls | 188094,189546
603 | First Floor | 207112 | 188561,188949,188950,189557 | 1 | 256419 |  | New Construction | First Floor | 0.000000 | F | 209258 | 124163 | 133611 | Basic Wall:Exterior - Insul Panel on Mtl. Stud | 0 | Basic Wall:Exterior - Insul Panel on Mtl. Stud:130954 | Size | 187252 | 196679,196680,196681,196682,196683,196684,209211,209212,209213,209214 | Manufacturer | 0.457000 | 2g$QZpOGbBUxSNx_ZgxJOk | 1 | Basic Wall:Exterior - Insul Panel on Mtl. Stud:256419 |  | InstallationDate | 603 | WarrantyGuarantorLabor | F | ModelLabel | T | WarrantyDescription | F | F | ProductionYear | 0.000000 | F | 5.027000 | T | 0.000000 | Up to level: Second Floor | Finish | 2 | 13.278244 | SerialNumber | WarrantyStartDate | BarCode | AssetIdentifier | Features | TagNumber | 0 | 2.536500 | 3.545291 | 1 | 0.267000 | 0 | WarrantyDurationParts | AccessibilityPerformance | CodePerformance | Color | Constituents | Grade | Material | ModelReference | NominalHeight | NominalLength | Shape | SustainabilityPerformance | WarrantyDurationLabor | FIXED | WarrantyGuarantorParts | ExpectedLife | ReplacementCost | NominalWidth | 23-25 30 24 21 | Metal Framed Structural Walls | 188155,188995,189547
604 | First Floor | 206689 | 188618,188619,189992,189993 | 1 | 258057 |  | New Construction | First Floor | 0.000000 | F | 209258 | 124183 | 133614 | Basic Wall:Exterior - Insul Panel on Mtl. Stud | 0 | Basic Wall:Exterior - Insul Panel on Mtl. Stud:130954 | Size | 187255 | 196756,196757,196758,196759,196760,196761,209211,209212,209213,209214 | Manufacturer | 0.905000 | 0$T_kKFfj6eQu9LjJc1LCA | 1 | Basic Wall:Exterior - Insul Panel on Mtl. Stud:258057 |  | InstallationDate | 604 | WarrantyGuarantorLabor | F | ModelLabel | T | WarrantyDescription | F | F | ProductionYear | 0.000000 | F | 0.905000 | T | 0.000000 | Up to level: First Floor | Finish | 2 | 4.525000 | SerialNumber | WarrantyStartDate | BarCode | AssetIdentifier | Features | TagNumber | 0 | 5.000000 | 1.208175 | 1 | 0.267000 | 0 | WarrantyDurationParts | AccessibilityPerformance | CodePerformance | Color | Constituents | Grade | Material | ModelReference | NominalHeight | NominalLength | Shape | SustainabilityPerformance | WarrantyDurationLabor | FIXED | WarrantyGuarantorParts | ExpectedLife | ReplacementCost | NominalWidth | 23-25 30 24 21 | Metal Framed Structural Walls | 188136,188951,189549
605 | First Floor |  |  | 1 | 267401 |  | New Construction | First Floor | 0.000000 | F | 209258 | 124296 | 133659 | Basic Wall:Exterior - Insul Panel on Mtl. Stud | 0 | Basic Wall:Exterior - Insul Panel on Mtl. Stud:130954 | Size | 187262 | 197219,197220,197221,197222,197223,197224,209211,209212,209213,209214 | Manufacturer | 0.000000 | 0niaWDKEXA48tluuFcC0m6 | 1 | Basic Wall:Exterior - Insul Panel on Mtl. Stud:267401 |  | InstallationDate | 605 | WarrantyGuarantorLabor | F | ModelLabel | T | WarrantyDescription | F | F | ProductionYear | 3.000000 | F | 1.570000 | T | 0.000000 | Up to level: Second Floor | Finish | 2 | 2.539514 | SerialNumber | WarrantyStartDate | BarCode | AssetIdentifier | Features | TagNumber | 0 | 1.779000 | 0.678050 | 1 | 0.267000 | 0 | WarrantyDurationParts | AccessibilityPerformance | CodePerformance | Color | Constituents | Grade | Material | ModelReference | NominalHeight | NominalLength | Shape | SustainabilityPerformance | WarrantyDurationLabor | FIXED | WarrantyGuarantorParts | ExpectedLife | ReplacementCost | NominalWidth | 23-25 30 24 21 | Metal Framed Structural Walls | 188129,188139,188211,188960,188962,189202,189555,190001
606 | First Floor |  |  | 1 | 267487 |  | New Construction | First Floor | 0.000000 | F | 209258 | 124297 | 133660 | Basic Wall:Exterior - Insul Panel on Mtl. Stud | 0 | Basic Wall:Exterior - Insul Panel on Mtl. Stud:130954 | Size | 187263 | 197225,197226,197227,197228,197229,197230,209211,209212,209213,209214 | Manufacturer | 0.000000 | 0niaWDKEXA48tluuFcC0nG | 1 | Basic Wall:Exterior - Insul Panel on Mtl. Stud:267487 |  | InstallationDate | 606 | WarrantyGuarantorLabor | F | ModelLabel | T | WarrantyDescription | F | F | ProductionYear | 3.000000 | F | 1.570000 | T | 0.000000 | Up to level: Second Floor | Finish | 2 | 2.559924 | SerialNumber | WarrantyStartDate | BarCode | AssetIdentifier | Features | TagNumber | 0 | 1.792000 | 0.683500 | 1 | 0.267000 | 0 | WarrantyDurationParts | AccessibilityPerformance | CodePerformance | Color | Constituents | Grade | Material | ModelReference | NominalHeight | NominalLength | Shape | SustainabilityPerformance | WarrantyDurationLabor | FIXED | WarrantyGuarantorParts | ExpectedLife | ReplacementCost | NominalWidth | 23-25 30 24 21 | Metal Framed Structural Walls | 188130,188213,188961,188963,189204,189209,189556,190002
607 | First Floor |  | 189586,189674,190067 | 2 | 270222 |  | New Construction | First Floor | 0.000000 | F | 209258 | 124406 | 133663 | Basic Wall:Interior - Partition (92mm Stud) | 0 | Basic Wall:Interior - Partition (92mm Stud):128360 | Size | 187372 | 197773,197774,197775,197776,197777,197778,209244,209245,209246,209247 | Manufacturer | -0.102000 | 2_TmT90dD0x8tJSTjyTbM8 | 1 | Basic Wall:Interior - Partition (92mm Stud):270222 |  | InstallationDate | 607 | WarrantyGuarantorLabor | F | ModelLabel | F | WarrantyDescription | F | F | ProductionYear | 2.400000 | F | 2.068000 | T | 0.000000 | Up to level: Second Floor | Finish | 2 | 3.501124 | SerialNumber | WarrantyStartDate | BarCode | AssetIdentifier | Features | TagNumber | 0 | 1.817000 | 0.434139 | 0 | 0.124000 | 0 | WarrantyDurationParts | AccessibilityPerformance | CodePerformance | Color | Constituents | Grade | Material | ModelReference | NominalHeight | NominalLength | Shape | SustainabilityPerformance | WarrantyDurationLabor | FIXED | WarrantyGuarantorParts | ExpectedLife | ReplacementCost | NominalWidth | 23-25 40 11 11 11 | Metal-Framed Gypsum Board Fixed Partitions | 188385,188966,188999,189271,189561
608 | First Floor |  | 188566,188638,190023 | 2 | 270956 |  | New Construction | First Floor | 0.000000 | F | 209258 | 124412 | 133669 | Basic Wall:Interior - Partition (92mm Stud) | 0 | Basic Wall:Interior - Partition (92mm Stud):128360 | Size | 187378 | 197809,197810,197811,197812,197813,197814,209244,209245,209246,209247 | Manufacturer | -0.102000 | 2_TmT90dD0x8tJSTjyTcXg | 1 | Basic Wall:Interior - Partition (92mm Stud):270956 |  | InstallationDate | 608 | WarrantyGuarantorLabor | F | ModelLabel | F | WarrantyDescription | F | F | ProductionYear | 2.400000 | F | 2.068000 | T | 0.000000 | Up to level: Second Floor | Finish | 2 | 7.014739 | SerialNumber | WarrantyStartDate | BarCode | AssetIdentifier | Features | TagNumber | 0 | 3.498748 | 0.869828 | 0 | 0.124000 | 0 | WarrantyDurationParts | AccessibilityPerformance | CodePerformance | Color | Constituents | Grade | Material | ModelReference | NominalHeight | NominalLength | Shape | SustainabilityPerformance | WarrantyDurationLabor | FIXED | WarrantyGuarantorParts | ExpectedLife | ReplacementCost | NominalWidth | 23-25 40 11 11 11 | Metal-Framed Gypsum Board Fixed Partitions | 188466,188626,189019,189403,190008
610 | First Floor |  | 188640,188643,188663,189074,189701,189849,190037,190038 | 2 | 318614 |  | New Construction | First Floor | 0.000000 | F | 209258 | 124896 | 133713 | Basic Wall:Interior - Partition (92mm Stud) | 0 | Basic Wall:Interior - Partition (92mm Stud):128360 | Size | 187535 | 199679,199680,199681,199682,199683,199684,209244,209245,209246,209247 | Manufacturer | -0.102000 | 2$FBrUmUz2c9e1OcADYnGH | 1 | Basic Wall:Interior - Partition (92mm Stud):318614 |  | InstallationDate | 610 | WarrantyGuarantorLabor | F | ModelLabel | F | WarrantyDescription | F | F | ProductionYear | 3.000000 | F | 1.468000 | T | 0.000000 | Up to level: Second Floor | Finish | 2 | 2.589552 | SerialNumber | WarrantyStartDate | BarCode | AssetIdentifier | Features | TagNumber | 0 | 1.764000 | 0.321104 | 0 | 0.124000 | 0 | WarrantyDurationParts | AccessibilityPerformance | CodePerformance | Color | Constituents | Grade | Material | ModelReference | NominalHeight | NominalLength | Shape | SustainabilityPerformance | WarrantyDurationLabor | FIXED | WarrantyGuarantorParts | ExpectedLife | ReplacementCost | NominalWidth | 23-25 40 11 11 11 | Metal-Framed Gypsum Board Fixed Partitions
611 | First Floor | 206045 | 189605,189707,190085 | 0 | 352169 |  | New Construction | First Floor | 0.000000 | F | 209258 | 125033 | 133785 | Basic Wall:Interior - Furring (38 mm Stud) | 0 | Basic Wall:Interior - Furring (38 mm Stud):128404 | Size | 187569 | 200202,200203,200204,200205,200206,200207,209240,209241,209242,209243 | Manufacturer | 2.500000 | 0tIhQ6hmz02e5gznEed7Vs | 1 | Basic Wall:Interior - Furring (38 mm Stud):352169 |  | InstallationDate | 611 | WarrantyGuarantorLabor | F | ModelLabel | F | WarrantyDescription | F | F | ProductionYear | 0.000000 | F | 2.500000 | T | 0.000000 | Up to level: First Floor | Finish | 3 | 1.150000 | SerialNumber | WarrantyStartDate | BarCode | AssetIdentifier | Features | TagNumber | 0 | 0.495000 | 0.062100 | 0 | 0.054000 | 0 | WarrantyDurationParts | AccessibilityPerformance | CodePerformance | Color | Constituents | Grade | Material | ModelReference | NominalHeight | NominalLength | Shape | SustainabilityPerformance | WarrantyDurationLabor | FIXED | WarrantyGuarantorParts | ExpectedLife | ReplacementCost | NominalWidth | 23-25 40 11 11 11 | Metal-Framed Gypsum Board Fixed Partitions | 188455,188636,189386,189604
612 | First Floor | 206018 | 188664,188674,189049 | 0 | 352754 |  | New Construction | First Floor | 0.000000 | F | 209258 | 125043 | 133795 | Basic Wall:Interior - Furring (38 mm Stud) | 0 | Basic Wall:Interior - Furring (38 mm Stud):128404 | Size | 187579 | 200262,200263,200264,200265,200266,200267,209240,209241,209242,209243 | Manufacturer | 2.500000 | 0tIhQ6hmz02e5gznEed4cj | 1 | Basic Wall:Interior - Furring (38 mm Stud):352754 |  | InstallationDate | 612 | WarrantyGuarantorLabor | F | ModelLabel | F | WarrantyDescription | F | F | ProductionYear | 0.000000 | F | 2.500000 | T | 0.000000 | Up to level: First Floor | Finish | 3 | 1.150000 | SerialNumber | WarrantyStartDate | BarCode | AssetIdentifier | Features | TagNumber | 0 | 0.517000 | 0.062100 | 0 | 0.054000 | 0 | WarrantyDurationParts | AccessibilityPerformance | CodePerformance | Color | Constituents | Grade | Material | ModelReference | NominalHeight | NominalLength | Shape | SustainabilityPerformance | WarrantyDurationLabor | FIXED | WarrantyGuarantorParts | ExpectedLife | ReplacementCost | NominalWidth | 23-25 40 11 11 11 | Metal-Framed Gypsum Board Fixed Partitions | 189048,189404,190022,190023
613 | First Floor | 206012 | 189616,189709,190084 | 0 | 353145 |  | New Construction | First Floor | 0.000000 | F | 209258 | 125050 | 133802 | Basic Wall:Interior - Furring (38 mm Stud) | 0 | Basic Wall:Interior - Furring (38 mm Stud):128404 | Size | 187586 | 200304,200305,200306,200307,200308,200309,209240,209241,209242,209243 | Manufacturer | 2.500000 | 0tIhQ6hmz02e5gznEed4ic | 1 | Basic Wall:Interior - Furring (38 mm Stud):353145 |  | InstallationDate | 613 | WarrantyGuarantorLabor | F | ModelLabel | F | WarrantyDescription | F | F | ProductionYear | 0.000000 | F | 2.500000 | T | 0.000000 | Up to level: First Floor | Finish | 3 | 1.880000 | SerialNumber | WarrantyStartDate | BarCode | AssetIdentifier | Features | TagNumber | 0 | 0.809000 | 0.101520 | 0 | 0.054000 | 0 | WarrantyDurationParts | AccessibilityPerformance | CodePerformance | Color | Constituents | Grade | Material | ModelReference | NominalHeight | NominalLength | Shape | SustainabilityPerformance | WarrantyDurationLabor | FIXED | WarrantyGuarantorParts | ExpectedLife | ReplacementCost | NominalWidth | 23-25 40 11 11 11 | Metal-Framed Gypsum Board Fixed Partitions | 189393,189394,189614,189615
614 | First Floor | 206269,206270 | 189054,189622,189705,189858 | 0 | 353585 |  | New Construction | First Floor | 0.000000 | F | 209258 | 125059 | 133811 | Basic Wall:Interior - Furring (38 mm Stud) | 0 | Basic Wall:Interior - Furring (38 mm Stud):128404 | Size | 187595 | 200358,200359,200360,200361,200362,200363,209240,209241,209242,209243 | Manufacturer | 2.500000 | 0tIhQ6hmz02e5gznEed4rk | 1 | Basic Wall:Interior - Furring (38 mm Stud):353585 |  | InstallationDate | 614 | WarrantyGuarantorLabor | F | ModelLabel | F | WarrantyDescription | F | F | ProductionYear | 0.000000 | F | 2.500000 | T | 0.000000 | Up to level: First Floor | Finish | 3 | 2.165000 | SerialNumber | WarrantyStartDate | BarCode | AssetIdentifier | Features | TagNumber | 0 | 0.866000 | 0.116910 | 0 | 0.054000 | 0 | WarrantyDurationParts | AccessibilityPerformance | CodePerformance | Color | Constituents | Grade | Material | ModelReference | NominalHeight | NominalLength | Shape | SustainabilityPerformance | WarrantyDurationLabor | FIXED | WarrantyGuarantorParts | ExpectedLife | ReplacementCost | NominalWidth | 23-25 40 11 11 11 | Metal-Framed Gypsum Board Fixed Partitions | 188417,188970
615 | First Floor | 206293,206294 | 188662,189731,189851 | 0 | 358375 |  | New Construction | First Floor | 0.000000 | F | 209258 | 125109 | 133862 | Basic Wall:Interior - Furring (38 mm Stud) | 0 | Basic Wall:Interior - Furring (38 mm Stud):128404 | Size | 187644 | 200668,200669,200670,200671,200672,200673,209240,209241,209242,209243 | Manufacturer | 2.500000 | 0tIhQ6hmz02e5gznEed5_u | 1 | Basic Wall:Interior - Furring (38 mm Stud):358375 |  | InstallationDate | 615 | WarrantyGuarantorLabor | F | ModelLabel | F | WarrantyDescription | F | F | ProductionYear | 0.000000 | F | 2.500000 | T | 0.000000 | Up to level: First Floor | Finish | 3 | 1.013866 | SerialNumber | WarrantyStartDate | BarCode | AssetIdentifier | Features | TagNumber | 0 | 0.494546 | 0.054749 | 0 | 0.054000 | 0 | WarrantyDurationParts | AccessibilityPerformance | CodePerformance | Color | Constituents | Grade | Material | ModelReference | NominalHeight | NominalLength | Shape | SustainabilityPerformance | WarrantyDurationLabor | FIXED | WarrantyGuarantorParts | ExpectedLife | ReplacementCost | NominalWidth | 23-25 40 11 11 11 | Metal-Framed Gypsum Board Fixed Partitions | 189729,190038,190039
616 | First Floor | 205992,205993 | 189077,189737,190076,190079 | 0 | 358934 |  | New Construction | First Floor | 0.000000 | F | 209258 | 125118 | 133871 | Basic Wall:Interior - Furring (38 mm Stud) | 0 | Basic Wall:Interior - Furring (38 mm Stud):128404 | Size | 187653 | 200716,200717,200718,200719,200720,200721,209240,209241,209242,209243 | Manufacturer | 2.500000 | 0tIhQ6hmz02e5gznEed599 | 1 | Basic Wall:Interior - Furring (38 mm Stud):358934 |  | InstallationDate | 616 | WarrantyGuarantorLabor | F | ModelLabel | F | WarrantyDescription | F | F | ProductionYear | 0.000000 | F | 2.500000 | T | 0.000000 | Up to level: First Floor | Finish | 3 | 1.990000 | SerialNumber | WarrantyStartDate | BarCode | AssetIdentifier | Features | TagNumber | 0 | 0.866000 | 0.107460 | 0 | 0.054000 | 0 | WarrantyDurationParts | AccessibilityPerformance | CodePerformance | Color | Constituents | Grade | Material | ModelReference | NominalHeight | NominalLength | Shape | SustainabilityPerformance | WarrantyDurationLabor | FIXED | WarrantyGuarantorParts | ExpectedLife | ReplacementCost | NominalWidth | 23-25 40 11 11 11 | Metal-Framed Gypsum Board Fixed Partitions | 188451,188645
617 | First Floor | 206634 | 189768 | 0 | 362447 |  | New Construction | First Floor | 0.000000 | F | 209258 | 125157 | 133908 | Basic Wall:Interior - Furring (38 mm Stud) | 0 | Basic Wall:Interior - Furring (38 mm Stud):128404 | Size | 187690 | 200948,200949,200950,200951,200952,200953,209240,209241,209242,209243 | Manufacturer | -0.102000 | 1uDBQ9y7vCyxXlpVEuentX | 1 | Basic Wall:Interior - Furring (38 mm Stud):362447 |  | InstallationDate | 617 | WarrantyGuarantorLabor | F | ModelLabel | F | WarrantyDescription | F | F | ProductionYear | 0.000000 | F | 4.468000 | T | 0.000000 | Up to level: Second Floor | Finish | 3 | 0.512033 | SerialNumber | WarrantyStartDate | BarCode | AssetIdentifier | Features | TagNumber | 0 | 0.295600 | 0.027650 | 0 | 0.054000 | 0 | WarrantyDurationParts | AccessibilityPerformance | CodePerformance | Color | Constituents | Grade | Material | ModelReference | NominalHeight | NominalLength | Shape | SustainabilityPerformance | WarrantyDurationLabor | FIXED | WarrantyGuarantorParts | ExpectedLife | ReplacementCost | NominalWidth | 23-25 40 11 11 11 | Metal-Framed Gypsum Board Fixed Partitions | 188390,188984,189008,189084,189282,189767
618 | First Floor | 206208,206209 | 189091,189783 | 0 | 363603 |  | New Construction | First Floor | 0.000000 | F | 209258 | 125175 | 133927 | Basic Wall:Interior - Furring (38 mm Stud) | 0 | Basic Wall:Interior - Furring (38 mm Stud):128404 | Size | 187708 | 201061,201062,201063,201064,201065,201066,209240,209241,209242,209243 | Manufacturer | -0.102000 | 1uDBQ9y7vCyxXlpVEuenPz | 1 | Basic Wall:Interior - Furring (38 mm Stud):363603 |  | InstallationDate | 618 | WarrantyGuarantorLabor | F | ModelLabel | F | WarrantyDescription | F | F | ProductionYear | 0.000000 | F | 4.468000 | T | 0.000000 | Up to level: Second Floor | Finish | 3 | 2.502080 | SerialNumber | WarrantyStartDate | BarCode | AssetIdentifier | Features | TagNumber | 0 | 0.617000 | 0.135112 | 0 | 0.054000 | 0 | WarrantyDurationParts | AccessibilityPerformance | CodePerformance | Color | Constituents | Grade | Material | ModelReference | NominalHeight | NominalLength | Shape | SustainabilityPerformance | WarrantyDurationLabor | FIXED | WarrantyGuarantorParts | ExpectedLife | ReplacementCost | NominalWidth | 23-25 40 11 11 11 | Metal-Framed Gypsum Board Fixed Partitions | 188441,188650,189327,189782
619 | First Floor | 206178 |  | 0 | 364288 |  | New Construction | First Floor | 0.000000 | F | 209258 | 125185 | 133937 | Basic Wall:Interior - Furring (38 mm Stud) | 0 | Basic Wall:Interior - Furring (38 mm Stud):128404 | Size | 187717 | 201119,201120,201121,201122,201123,201124,209240,209241,209242,209243 | Manufacturer | -0.102000 | 1uDBQ9y7vCyxXlpVEuenKk | 1 | Basic Wall:Interior - Furring (38 mm Stud):364288 |  | InstallationDate | 619 | WarrantyGuarantorLabor | F | ModelLabel | F | WarrantyDescription | F | F | ProductionYear | 0.000000 | F | 4.468000 | T | 0.000000 | Up to level: Second Floor | Finish | 3 | 2.455132 | SerialNumber | WarrantyStartDate | BarCode | AssetIdentifier | Features | TagNumber | 0 | 0.694500 | 0.132577 | 0 | 0.054000 | 0 | WarrantyDurationParts | AccessibilityPerformance | CodePerformance | Color | Constituents | Grade | Material | ModelReference | NominalHeight | NominalLength | Shape | SustainabilityPerformance | WarrantyDurationLabor | FIXED | WarrantyGuarantorParts | ExpectedLife | ReplacementCost | NominalWidth | 23-25 40 11 11 11 | Metal-Framed Gypsum Board Fixed Partitions | 188174,188210,189092,189324,189788,190058,190059
620 | First Floor | 206562 |  | 0 | 365307 |  | New Construction | First Floor | 0.000000 | F | 209258 | 125199 | 133951 | Basic Wall:Interior - Furring (38 mm Stud) | 0 | Basic Wall:Interior - Furring (38 mm Stud):128404 | Size | 187730 | 201202,201203,201204,201205,201206,201207,209240,209241,209242,209243 | Manufacturer | -0.102000 | 3pms57Ad5AVAb74jf4yKh$ | 1 | Basic Wall:Interior - Furring (38 mm Stud):365307 |  | InstallationDate | 620 | WarrantyGuarantorLabor | F | ModelLabel | F | WarrantyDescription | F | F | ProductionYear | 0.000000 | F | 4.468000 | T | 0.000000 | Up to level: Second Floor | Finish | 3 | 5.254368 | SerialNumber | WarrantyStartDate | BarCode | AssetIdentifier | Features | TagNumber | 0 | 1.300000 | 0.283736 | 0 | 0.054000 | 0 | WarrantyDurationParts | AccessibilityPerformance | CodePerformance | Color | Constituents | Grade | Material | ModelReference | NominalHeight | NominalLength | Shape | SustainabilityPerformance | WarrantyDurationLabor | FIXED | WarrantyGuarantorParts | ExpectedLife | ReplacementCost | NominalWidth | 23-25 40 11 11 11 | Metal-Framed Gypsum Board Fixed Partitions | 188652,189258,189277,189284,189802,190064,190065
621 | First Floor | 206411 | 189833 | 0 | 367823 |  | New Construction | First Floor | 0.000000 | F | 209258 | 125238 | 133990 | Basic Wall:Interior - Furring (38 mm Stud) | 0 | Basic Wall:Interior - Furring (38 mm Stud):128404 | Size | 187769 | 201430,201431,201432,201433,201434,201435,209240,209241,209242,209243 | Manufacturer | -0.102000 | 1qc5HjZvrCsga38tqxQ3OJ | 1 | Basic Wall:Interior - Furring (38 mm Stud):367823 |  | InstallationDate | 621 | WarrantyGuarantorLabor | F | ModelLabel | F | WarrantyDescription | F | F | ProductionYear | 0.000000 | F | 4.468000 | T | 0.000000 | Up to level: Second Floor | Finish | 3 | 4.354398 | SerialNumber | WarrantyStartDate | BarCode | AssetIdentifier | Features | TagNumber | 0 | 1.081074 | 0.235137 | 0 | 0.054000 | 0 | WarrantyDurationParts | AccessibilityPerformance | CodePerformance | Color | Constituents | Grade | Material | ModelReference | NominalHeight | NominalLength | Shape | SustainabilityPerformance | WarrantyDurationLabor | FIXED | WarrantyGuarantorParts | ExpectedLife | ReplacementCost | NominalWidth | 23-25 40 11 11 11 | Metal-Framed Gypsum Board Fixed Partitions | 188081,188991,189002,189104,189215,189832
622 | First Floor |  |  | 0 | 371075 |  | New Construction | First Floor | 0.000000 | F | 209258 | 125259 | 134013 | Basic Wall:Interior - Furring (38 mm Stud) | 0 | Basic Wall:Interior - Furring (38 mm Stud):128404 | Size | 187791 | 201567,201568,201569,201570,201571,201572,209240,209241,209242,209243 | Manufacturer | 3.000000 | 2j55VthSj3Lu0J6fyrpNiV | 1 | Basic Wall:Interior - Furring (38 mm Stud):371075 |  | InstallationDate | 622 | WarrantyGuarantorLabor | F | ModelLabel | F | WarrantyDescription | F | F | ProductionYear | 2.500000 | F | 0.500000 | T | 0.000000 | Up to level: First Floor | Finish | 3 | 2.387013 | SerialNumber | WarrantyStartDate | BarCode | AssetIdentifier | Features | TagNumber | 0 | 4.774025 | 0.128899 | 0 | 0.054000 | 0 | WarrantyDurationParts | AccessibilityPerformance | CodePerformance | Color | Constituents | Grade | Material | ModelReference | NominalHeight | NominalLength | Shape | SustainabilityPerformance | WarrantyDurationLabor | FIXED | WarrantyGuarantorParts | ExpectedLife | ReplacementCost | NominalWidth | 23-25 40 11 11 11 | Metal-Framed Gypsum Board Fixed Partitions | 188667,188670,189127,189130,189742,189854,190076,190079
623 | First Floor |  |  | 0 | 378076 |  | New Construction | First Floor | 0.000000 | F | 209258 | 125337 | 134022 | Basic Wall:Interior - Furring (38 mm Stud) | 0 | Basic Wall:Interior - Furring (38 mm Stud):128404 | Size | 187807 | 201846,201847,201848,201849,201850,201851,209240,209241,209242,209243 | Manufacturer | 3.000000 | 2j55VthSj3Lu0J6fyrpHP0 | 1 | Basic Wall:Interior - Furring (38 mm Stud):378076 |  | InstallationDate | 623 | WarrantyGuarantorLabor | F | ModelLabel | F | WarrantyDescription | F | F | ProductionYear | 2.500000 | F | 0.500000 | T | 0.000000 | Up to level: First Floor | Finish | 3 | 2.387000 | SerialNumber | WarrantyStartDate | BarCode | AssetIdentifier | Features | TagNumber | 0 | 4.774000 | 0.128898 | 0 | 0.054000 | 0 | WarrantyDurationParts | AccessibilityPerformance | CodePerformance | Color | Constituents | Grade | Material | ModelReference | NominalHeight | NominalLength | Shape | SustainabilityPerformance | WarrantyDurationLabor | FIXED | WarrantyGuarantorParts | ExpectedLife | ReplacementCost | NominalWidth | 23-25 40 11 11 11 | Metal-Framed Gypsum Board Fixed Partitions | 188665,188672,189133,189135,189704,189709,189859,190084
624 | First Floor | 208509,208706 |  | 2 | 379092 |  | New Construction | First Floor | 0.000000 | F | 209258 | 125347 | 134027 | Basic Wall:Interior - Partition (92mm Stud) | 0 | Basic Wall:Interior - Partition (92mm Stud):128360 | Size | 187817 | 201895,201896,201897,201898,201899,201900,209244,209245,209246,209247 | Manufacturer | 3.000000 | 2j55VthSj3Lu0J6fyrpHf8 | 1 | Basic Wall:Interior - Partition (92mm Stud):379092 |  | InstallationDate | 624 | WarrantyGuarantorLabor | F | ModelLabel | F | WarrantyDescription | F | F | ProductionYear | 3.800000 | F | 3.770000 | T | 0.000000 | Up to level: Second Floor | Finish | 2 | 23.902564 | SerialNumber | WarrantyStartDate | BarCode | AssetIdentifier | Features | TagNumber | 0 | 6.421727 | 2.963918 | 0 | 0.124000 | 0 | WarrantyDurationParts | AccessibilityPerformance | CodePerformance | Color | Constituents | Grade | Material | ModelReference | NominalHeight | NominalLength | Shape | SustainabilityPerformance | WarrantyDurationLabor | FIXED | WarrantyGuarantorParts | ExpectedLife | ReplacementCost | NominalWidth | 23-25 40 11 11 11 | Metal-Framed Gypsum Board Fixed Partitions | 188044,188661,188675,189138,189696,189862
627 | First Floor | 207008,207010,207018,207019 | 188435 | 2 | 170491 | 205298 | New Construction | First Floor | 0.000000 | F | 209258 | 32475 | 132984 | Basic Wall:Interior - Partition (92mm Stud) | 0 | Basic Wall:Interior - Partition (92mm Stud):128360 | Size | 186875 | 193091,193092,193093,193094,193095,193096,209244,209245,209246,209247 | Manufacturer | -0.102000 | 3Egy$LBd99weR14rW4bnA9 | 1 | Basic Wall:Interior - Partition (92mm Stud):170491 |  | InstallationDate | 627 | WarrantyGuarantorLabor | F | ModelLabel | F | WarrantyDescription | F | F | ProductionYear | 0.000000 | F | 4.468000 | T | 0.000000 | Up to level: Second Floor | Finish | 2 | 26.892798 | SerialNumber | WarrantyStartDate | BarCode | AssetIdentifier | Features | TagNumber | 0 | 6.580000 | 3.334707 | 0 | 0.124000 | 0 | WarrantyDurationParts | AccessibilityPerformance | CodePerformance | Color | Constituents | Grade | Material | ModelReference | NominalHeight | NominalLength | Shape | SustainabilityPerformance | WarrantyDurationLabor | FIXED | WarrantyGuarantorParts | ExpectedLife | ReplacementCost | NominalWidth | 23-25 40 11 11 11 | Metal-Framed Gypsum Board Fixed Partitions | 188406,188751
654 | First Floor | 207083 | 188161,188163,188916,189196,190003 | 1 | 141807 |  | New Construction | First Floor | 0.000000 | F | 209258 | 123438 | 132801 | Basic Wall:Exterior - Insul Panel on Mtl. Stud | 0 | Basic Wall:Exterior - Insul Panel on Mtl. Stud:130954 | Size | 186692 | 192059,192060,192061,192062,192063,192064,209211,209212,209213,209214 | Manufacturer | -0.620500 | 3LbNSBzHHBSuzhUUvuwBTL | 1 | Basic Wall:Exterior - Insul Panel on Mtl. Stud:141807 |  | InstallationDate | 654 | WarrantyGuarantorLabor | F | ModelLabel | T | WarrantyDescription | F | F | ProductionYear | 0.000000 | F | 3.949500 | T | 0.000000 | Up to level: Second Floor | Finish | 2 | 3.807318 | SerialNumber | WarrantyStartDate | BarCode | AssetIdentifier | Features | TagNumber | 0 | 0.964000 | 1.016554 | 1 | 0.267000 | 0 | WarrantyDurationParts | AccessibilityPerformance | CodePerformance | Color | Constituents | Grade | Material | ModelReference | NominalHeight | NominalLength | Shape | SustainabilityPerformance | WarrantyDurationLabor | FIXED | WarrantyGuarantorParts | ExpectedLife | ReplacementCost | NominalWidth | 23-25 30 24 21 | Metal Framed Structural Walls | 189195
655 | First Floor | 206155 | 188077,188213,188963 | 1 | 142840 |  | New Construction | First Floor | 0.000000 | F | 209258 | 123445 | 132812 | Basic Wall:Exterior - Insul Panel on Mtl. Stud | 0 | Basic Wall:Exterior - Insul Panel on Mtl. Stud:130954 | Size | 186703 | 192119,192120,192121,192122,192123,192124,209211,209212,209213,209214 | Manufacturer | 0.000000 | 3LbNSBzHHBSuzhUUvuwBD2 | 1 | Basic Wall:Exterior - Insul Panel on Mtl. Stud:142840 |  | InstallationDate | 655 | WarrantyGuarantorLabor | F | ModelLabel | T | WarrantyDescription | F | F | ProductionYear | 0.000000 | F | 4.570000 | T | 0.000000 | Up to level: Second Floor | Finish | 2 | 13.271857 | SerialNumber | WarrantyStartDate | BarCode | AssetIdentifier | Features | TagNumber | 0 | 3.153000 | 3.543586 | 1 | 0.267000 | 0 | WarrantyDurationParts | AccessibilityPerformance | CodePerformance | Color | Constituents | Grade | Material | ModelReference | NominalHeight | NominalLength | Shape | SustainabilityPerformance | WarrantyDurationLabor | FIXED | WarrantyGuarantorParts | ExpectedLife | ReplacementCost | NominalWidth | 23-25 30 24 21 | Metal Framed Structural Walls | 188897,189208,189986
656 | First Floor | 206363,206471 | 188904,189244,189245,189826,190070 | 2 | 151435 |  | New Construction | First Floor | 0.000000 | F | 209258 | 123468 | 132849 | Basic Wall:Interior - Partition (92mm Stud) | 0 | Basic Wall:Interior - Partition (92mm Stud):128360 | Size | 186740 | 192323,192324,192325,192326,192327,192328,209244,209245,209246,209247 | Manufacturer | -0.102000 | 3LbNSBzHHBSuzhUUvuwD4n | 1 | Basic Wall:Interior - Partition (92mm Stud):151435 |  | InstallationDate | 656 | WarrantyGuarantorLabor | F | ModelLabel | F | WarrantyDescription | F | F | ProductionYear | 0.000000 | F | 4.468000 | T | 0.000000 | Up to level: Second Floor | Finish | 2 | 7.684960 | SerialNumber | WarrantyStartDate | BarCode | AssetIdentifier | Features | TagNumber | 0 | 1.685000 | 0.952935 | 0 | 0.124000 | 0 | WarrantyDurationParts | AccessibilityPerformance | CodePerformance | Color | Constituents | Grade | Material | ModelReference | NominalHeight | NominalLength | Shape | SustainabilityPerformance | WarrantyDurationLabor | FIXED | WarrantyGuarantorParts | ExpectedLife | ReplacementCost | NominalWidth | 23-25 40 11 11 11 | Metal-Framed Gypsum Board Fixed Partitions
657 | First Floor | 206070,206453 | 188906,188909,189249,189250,190046 | 2 | 152982 |  | New Construction | First Floor | 0.000000 | F | 209258 | 123472 | 132858 | Basic Wall:Interior - Partition (92mm Stud) | 0 | Basic Wall:Interior - Partition (92mm Stud):128360 | Size | 186749 | 192377,192378,192379,192380,192381,192382,209244,209245,209246,209247 | Manufacturer | -0.102000 | 3LbNSBzHHBSuzhUUvuwCii | 1 | Basic Wall:Interior - Partition (92mm Stud):152982 |  | InstallationDate | 657 | WarrantyGuarantorLabor | F | ModelLabel | F | WarrantyDescription | F | F | ProductionYear | 0.000000 | F | 4.468000 | T | 0.000000 | Up to level: Second Floor | Finish | 2 | 12.465720 | SerialNumber | WarrantyStartDate | BarCode | AssetIdentifier | Features | TagNumber | 0 | 2.666000 | 1.545749 | 0 | 0.124000 | 0 | WarrantyDurationParts | AccessibilityPerformance | CodePerformance | Color | Constituents | Grade | Material | ModelReference | NominalHeight | NominalLength | Shape | SustainabilityPerformance | WarrantyDurationLabor | FIXED | WarrantyGuarantorParts | ExpectedLife | ReplacementCost | NominalWidth | 23-25 40 11 11 11 | Metal-Framed Gypsum Board Fixed Partitions
658 | First Floor | 206459,206460,206496 | 189264,189265,189789 | 2 | 157022 |  | New Construction | First Floor | 0.000000 | F | 209258 | 123491 | 132881 | Basic Wall:Interior - Partition (92mm Stud) | 0 | Basic Wall:Interior - Partition (92mm Stud):128360 | Size | 186772 | 192509,192510,192511,192512,192513,192514,209244,209245,209246,209247 | Manufacturer | -0.102000 | 3LbNSBzHHBSuzhUUvuwFla | 1 | Basic Wall:Interior - Partition (92mm Stud):157022 |  | InstallationDate | 658 | WarrantyGuarantorLabor | F | ModelLabel | F | WarrantyDescription | F | F | ProductionYear | 0.000000 | F | 4.468000 | T | 0.000000 | Up to level: Second Floor | Finish | 2 | 4.836551 | SerialNumber | WarrantyStartDate | BarCode | AssetIdentifier | Features | TagNumber | 0 | 1.134133 | 0.593421 | 0 | 0.124000 | 0 | WarrantyDurationParts | AccessibilityPerformance | CodePerformance | Color | Constituents | Grade | Material | ModelReference | NominalHeight | NominalLength | Shape | SustainabilityPerformance | WarrantyDurationLabor | FIXED | WarrantyGuarantorParts | ExpectedLife | ReplacementCost | NominalWidth | 23-25 40 11 11 11 | Metal-Framed Gypsum Board Fixed Partitions | 189263
659 | First Floor | 206499,206518,206555,206556 | 188235,188383 | 2 | 157922 |  | New Construction | First Floor | 0.000000 | F | 209258 | 123495 | 132885 | Basic Wall:Interior - Partition (92mm Stud) | 0 | Basic Wall:Interior - Partition (92mm Stud):128360 | Size | 186776 | 192527,192528,192529,192530,192531,192532,209244,209245,209246,209247 | Manufacturer | -0.102000 | 3LbNSBzHHBSuzhUUvuwFPO | 1 | Basic Wall:Interior - Partition (92mm Stud):157922 |  | InstallationDate | 659 | WarrantyGuarantorLabor | F | ModelLabel | F | WarrantyDescription | F | F | ProductionYear | 0.000000 | F | 4.468000 | T | 0.000000 | Up to level: Second Floor | Finish | 2 | 17.525515 | SerialNumber | WarrantyStartDate | BarCode | AssetIdentifier | Features | TagNumber | 0 | 4.046452 | 2.173164 | 0 | 0.124000 | 0 | WarrantyDurationParts | AccessibilityPerformance | CodePerformance | Color | Constituents | Grade | Material | ModelReference | NominalHeight | NominalLength | Shape | SustainabilityPerformance | WarrantyDurationLabor | FIXED | WarrantyGuarantorParts | ExpectedLife | ReplacementCost | NominalWidth | 23-25 40 11 11 11 | Metal-Framed Gypsum Board Fixed Partitions | 188378
660 | First Floor | 206623,206633 | 188320,188389,188985,189008,189084 | 2 | 159791 |  | New Construction | First Floor | 0.000000 | F | 209258 | 123506 | 132899 | Basic Wall:Interior - Partition (92mm Stud) | 0 | Basic Wall:Interior - Partition (92mm Stud):128360 | Size | 186790 | 192611,192612,192613,192614,192615,192616,209244,209245,209246,209247 | Manufacturer | -0.102000 | 3LbNSBzHHBSuzhUUvuwEwL | 1 | Basic Wall:Interior - Partition (92mm Stud):159791 |  | InstallationDate | 660 | WarrantyGuarantorLabor | F | ModelLabel | F | WarrantyDescription | F | F | ProductionYear | 0.000000 | F | 4.468000 | T | 0.000000 | Up to level: Second Floor | Finish | 2 | 7.362370 | SerialNumber | WarrantyStartDate | BarCode | AssetIdentifier | Features | TagNumber | 0 | 1.682800 | 0.912934 | 0 | 0.124000 | 0 | WarrantyDurationParts | AccessibilityPerformance | CodePerformance | Color | Constituents | Grade | Material | ModelReference | NominalHeight | NominalLength | Shape | SustainabilityPerformance | WarrantyDurationLabor | FIXED | WarrantyGuarantorParts | ExpectedLife | ReplacementCost | NominalWidth | 23-25 40 11 11 11 | Metal-Framed Gypsum Board Fixed Partitions
661 | First Floor | 206644 | 188390,188911,188984,189281,190049 | 0 | 159888 |  | New Construction | First Floor | 0.000000 | F | 209258 | 123507 | 132900 | Basic Wall:Interior - Furring (152 mm Stud) | 0 | Basic Wall:Interior - Furring (152 mm Stud):138413 | Size | 186791 | 192617,192618,192619,192620,192621,192622,209191,209192,209193,209194 | Manufacturer | -0.102000 | 3LbNSBzHHBSuzhUUvuwEug | 1 | Basic Wall:Interior - Furring (152 mm Stud):159888 |  | InstallationDate | 661 | WarrantyGuarantorLabor | F | ModelLabel | F | WarrantyDescription | F | F | ProductionYear | 0.000000 | F | 4.468000 | T | 0.000000 | Up to level: Second Floor | Finish | 3 | 4.714634 | SerialNumber | WarrantyStartDate | BarCode | AssetIdentifier | Features | TagNumber | 0 | 1.125200 | 0.792058 | 0 | 0.168000 | 0 | WarrantyDurationParts | AccessibilityPerformance | CodePerformance | Color | Constituents | Grade | Material | ModelReference | NominalHeight | NominalLength | Shape | SustainabilityPerformance | WarrantyDurationLabor | FIXED | WarrantyGuarantorParts | ExpectedLife | ReplacementCost | NominalWidth | 23-25 40 11 11 11 | Metal-Framed Gypsum Board Fixed Partitions | 189522
662 | First Floor | 206618,206619,206663,206666 | 188229,188391 | 2 | 160155 |  | New Construction | First Floor | 0.000000 | F | 209258 | 123510 | 132903 | Basic Wall:Interior - Partition (92mm Stud) | 0 | Basic Wall:Interior - Partition (92mm Stud):128360 | Size | 186794 | 192635,192636,192637,192638,192639,192640,209244,209245,209246,209247 | Manufacturer | -0.102000 | 3LbNSBzHHBSuzhUUvuwEyX | 1 | Basic Wall:Interior - Partition (92mm Stud):160155 |  | InstallationDate | 662 | WarrantyGuarantorLabor | F | ModelLabel | F | WarrantyDescription | F | F | ProductionYear | 0.000000 | F | 4.468000 | T | 0.000000 | Up to level: Second Floor | Finish | 2 | 38.885004 | SerialNumber | WarrantyStartDate | BarCode | AssetIdentifier | Features | TagNumber | 0 | 8.898500 | 4.821740 | 0 | 0.124000 | 0 | WarrantyDurationParts | AccessibilityPerformance | CodePerformance | Color | Constituents | Grade | Material | ModelReference | NominalHeight | NominalLength | Shape | SustainabilityPerformance | WarrantyDurationLabor | FIXED | WarrantyGuarantorParts | ExpectedLife | ReplacementCost | NominalWidth | 23-25 40 11 11 11 | Metal-Framed Gypsum Board Fixed Partitions | 188727
663 | First Floor | 206691,206700,206723,206724 | 188224,188734 | 2 | 162361 |  | New Construction | First Floor | 0.000000 | F | 209258 | 123520 | 132918 | Basic Wall:Interior - Partition (92mm Stud) | 0 | Basic Wall:Interior - Partition (92mm Stud):128360 | Size | 186809 | 192719,192720,192721,192722,192723,192724,209244,209245,209246,209247 | Manufacturer | -0.102000 | 0bk1ZfURb7DB4FOIglu8la | 1 | Basic Wall:Interior - Partition (92mm Stud):162361 |  | InstallationDate | 663 | WarrantyGuarantorLabor | F | ModelLabel | F | WarrantyDescription | F | F | ProductionYear | 0.000000 | F | 4.468000 | T | 0.000000 | Up to level: Second Floor | Finish | 2 | 38.885004 | SerialNumber | WarrantyStartDate | BarCode | AssetIdentifier | Features | TagNumber | 0 | 8.898500 | 4.821740 | 0 | 0.124000 | 0 | WarrantyDurationParts | AccessibilityPerformance | CodePerformance | Color | Constituents | Grade | Material | ModelReference | NominalHeight | NominalLength | Shape | SustainabilityPerformance | WarrantyDurationLabor | FIXED | WarrantyGuarantorParts | ExpectedLife | ReplacementCost | NominalWidth | 23-25 40 11 11 11 | Metal-Framed Gypsum Board Fixed Partitions | 188165
664 | First Floor | 206692,206705 | 188400,188976,189010,189065 | 2 | 162455 |  | New Construction | First Floor | 0.000000 | F | 209258 | 123521 | 132919 | Basic Wall:Interior - Partition (92mm Stud) | 0 | Basic Wall:Interior - Partition (92mm Stud):128360 | Size | 186810 | 192725,192726,192727,192728,192729,192730,209244,209245,209246,209247 | Manufacturer | -0.102000 | 0bk1ZfURb7DB4FOIglu8jA | 1 | Basic Wall:Interior - Partition (92mm Stud):162455 |  | InstallationDate | 664 | WarrantyGuarantorLabor | F | ModelLabel | F | WarrantyDescription | F | F | ProductionYear | 0.000000 | F | 4.468000 | T | 0.000000 | Up to level: Second Floor | Finish | 2 | 13.904416 | SerialNumber | WarrantyStartDate | BarCode | AssetIdentifier | Features | TagNumber | 0 | 3.147000 | 1.724148 | 0 | 0.124000 | 0 | WarrantyDurationParts | AccessibilityPerformance | CodePerformance | Color | Constituents | Grade | Material | ModelReference | NominalHeight | NominalLength | Shape | SustainabilityPerformance | WarrantyDurationLabor | FIXED | WarrantyGuarantorParts | ExpectedLife | ReplacementCost | NominalWidth | 23-25 40 11 11 11 | Metal-Framed Gypsum Board Fixed Partitions | 188734
665 | First Floor | 206713,206714,207082,207253 | 188236,188736 | 2 | 163280 |  | New Construction | First Floor | 0.000000 | F | 209258 | 123530 | 132928 | Basic Wall:Interior - Partition (92mm Stud) | 0 | Basic Wall:Interior - Partition (92mm Stud):128360 | Size | 186819 | 192773,192774,192775,192776,192777,192778,209244,209245,209246,209247 | Manufacturer | -0.102000 | 0bk1ZfURb7DB4FOIglu8mD | 1 | Basic Wall:Interior - Partition (92mm Stud):163280 |  | InstallationDate | 665 | WarrantyGuarantorLabor | F | ModelLabel | F | WarrantyDescription | F | F | ProductionYear | 0.000000 | F | 4.468000 | T | 0.000000 | Up to level: Second Floor | Finish | 2 | 26.271840 | SerialNumber | WarrantyStartDate | BarCode | AssetIdentifier | Features | TagNumber | 0 | 5.934000 | 3.257708 | 0 | 0.124000 | 0 | WarrantyDurationParts | AccessibilityPerformance | CodePerformance | Color | Constituents | Grade | Material | ModelReference | NominalHeight | NominalLength | Shape | SustainabilityPerformance | WarrantyDurationLabor | FIXED | WarrantyGuarantorParts | ExpectedLife | ReplacementCost | NominalWidth | 23-25 40 11 11 11 | Metal-Framed Gypsum Board Fixed Partitions | 188402
666 | First Floor | 206757,206777,206778 | 188302,188428,188748,188972 | 2 | 167574 |  | New Construction | First Floor | 0.000000 | F | 209258 | 123554 | 132959 | Basic Wall:Interior - Partition (92mm Stud) | 0 | Basic Wall:Interior - Partition (92mm Stud):128360 | Size | 186850 | 192953,192954,192955,192956,192957,192958,209244,209245,209246,209247 | Manufacturer | -0.102000 | 3Egy$LBd99weR14rW4bmNa | 1 | Basic Wall:Interior - Partition (92mm Stud):167574 |  | InstallationDate | 666 | WarrantyGuarantorLabor | F | ModelLabel | F | WarrantyDescription | F | F | ProductionYear | 0.000000 | F | 4.468000 | T | 0.000000 | Up to level: Second Floor | Finish | 2 | 16.263520 | SerialNumber | WarrantyStartDate | BarCode | AssetIdentifier | Features | TagNumber | 0 | 3.675000 | 2.016676 | 0 | 0.124000 | 0 | WarrantyDurationParts | AccessibilityPerformance | CodePerformance | Color | Constituents | Grade | Material | ModelReference | NominalHeight | NominalLength | Shape | SustainabilityPerformance | WarrantyDurationLabor | FIXED | WarrantyGuarantorParts | ExpectedLife | ReplacementCost | NominalWidth | 23-25 40 11 11 11 | Metal-Framed Gypsum Board Fixed Partitions
667 | First Floor | 206187 | 189326,189327,189328,189782,190056 | 0 | 171627 |  | New Construction | First Floor | 0.000000 | F | 209258 | 123582 | 132991 | Basic Wall:Interior - Furring (38 mm Stud) | 0 | Basic Wall:Interior - Furring (38 mm Stud):128404 | Size | 186882 | 193133,193134,193135,193136,193137,193138,209240,209241,209242,209243 | Manufacturer | -0.102000 | 3Egy$LBd99weR14rW4bnKP | 1 | Basic Wall:Interior - Furring (38 mm Stud):171627 |  | InstallationDate | 667 | WarrantyGuarantorLabor | F | ModelLabel | F | WarrantyDescription | F | F | ProductionYear | 0.000000 | F | 4.468000 | T | 0.000000 | Up to level: Second Floor | Finish | 0 | 1.697840 | SerialNumber | WarrantyStartDate | BarCode | AssetIdentifier | Features | TagNumber | 0 | 0.290000 | 0.091683 | 0 | 0.054000 | 0 | WarrantyDurationParts | AccessibilityPerformance | CodePerformance | Color | Constituents | Grade | Material | ModelReference | NominalHeight | NominalLength | Shape | SustainabilityPerformance | WarrantyDurationLabor | FIXED | WarrantyGuarantorParts | ExpectedLife | ReplacementCost | NominalWidth | 23-25 40 11 11 11 | Metal-Framed Gypsum Board Fixed Partitions | 189325
668 | First Floor | 206223 | 188451,188645,189076,189346,189395,190005 | 2 | 175856 |  | New Construction | First Floor | 0.000000 | F | 209258 | 123602 | 133015 | Basic Wall:Interior - Partition (92mm Stud) | 0 | Basic Wall:Interior - Partition (92mm Stud):128360 | Size | 186906 | 193271,193272,193273,193274,193275,193276,209244,209245,209246,209247 | Manufacturer | -0.102000 | 3Egy$LBd99weR14rW4boM2 | 1 | Basic Wall:Interior - Partition (92mm Stud):175856 |  | InstallationDate | 668 | WarrantyGuarantorLabor | F | ModelLabel | F | WarrantyDescription | F | F | ProductionYear | 0.000000 | F | 4.468000 | T | 0.000000 | Up to level: Second Floor | Finish | 2 | 1.126528 | SerialNumber | WarrantyStartDate | BarCode | AssetIdentifier | Features | TagNumber | 0 | 0.175025 | 0.139689 | 0 | 0.124000 | 0 | WarrantyDurationParts | AccessibilityPerformance | CodePerformance | Color | Constituents | Grade | Material | ModelReference | NominalHeight | NominalLength | Shape | SustainabilityPerformance | WarrantyDurationLabor | FIXED | WarrantyGuarantorParts | ExpectedLife | ReplacementCost | NominalWidth | 23-25 40 11 11 11 | Metal-Framed Gypsum Board Fixed Partitions
669 | First Floor | 206214 | 188454,188648,189385,190045 | 0 | 176335 |  | New Construction | First Floor | 0.000000 | F | 209258 | 123606 | 133020 | Basic Wall:Interior - Furring (152 mm Stud) | 0 | Basic Wall:Interior - Furring (152 mm Stud):138413 | Size | 186911 | 193295,193296,193297,193298,193299,193300,209191,209192,209193,209194 | Manufacturer | -0.102000 | 3Egy$LBd99weR14rW4bpkz | 1 | Basic Wall:Interior - Furring (152 mm Stud):176335 |  | InstallationDate | 669 | WarrantyGuarantorLabor | F | ModelLabel | F | WarrantyDescription | F | F | ProductionYear | 0.000000 | F | 4.468000 | T | 0.000000 | Up to level: Second Floor | Finish | 0 | 3.762056 | SerialNumber | WarrantyStartDate | BarCode | AssetIdentifier | Features | TagNumber | 0 | 0.966000 | 0.632025 | 0 | 0.168000 | 0 | WarrantyDurationParts | AccessibilityPerformance | CodePerformance | Color | Constituents | Grade | Material | ModelReference | NominalHeight | NominalLength | Shape | SustainabilityPerformance | WarrantyDurationLabor | FIXED | WarrantyGuarantorParts | ExpectedLife | ReplacementCost | NominalWidth | 23-25 40 11 11 11 | Metal-Framed Gypsum Board Fixed Partitions | 188594,189530
670 | First Floor | 206048,206049 | 188289,188455,188636,188776,188925 | 2 | 177029 |  | New Construction | First Floor | 0.000000 | F | 209258 | 123610 | 133025 | Basic Wall:Interior - Partition (92mm Stud) | 0 | Basic Wall:Interior - Partition (92mm Stud):128360 | Size | 186916 | 193325,193326,193327,193328,193329,193330,209244,209245,209246,209247 | Manufacturer | -0.102000 | 3Egy$LBd99weR14rW4bpZt | 1 | Basic Wall:Interior - Partition (92mm Stud):177029 |  | InstallationDate | 670 | WarrantyGuarantorLabor | F | ModelLabel | F | WarrantyDescription | F | F | ProductionYear | 0.000000 | F | 4.468000 | T | 0.000000 | Up to level: Second Floor | Finish | 2 | 9.262052 | SerialNumber | WarrantyStartDate | BarCode | AssetIdentifier | Features | TagNumber | 0 | 2.179475 | 1.148494 | 0 | 0.124000 | 0 | WarrantyDurationParts | AccessibilityPerformance | CodePerformance | Color | Constituents | Grade | Material | ModelReference | NominalHeight | NominalLength | Shape | SustainabilityPerformance | WarrantyDurationLabor | FIXED | WarrantyGuarantorParts | ExpectedLife | ReplacementCost | NominalWidth | 23-25 40 11 11 11 | Metal-Framed Gypsum Board Fixed Partitions
671 | First Floor | 207404 | 188462,188463,188625,189396,190018 | 2 | 178495 |  | New Construction | First Floor | 0.000000 | F | 209258 | 123620 | 133038 | Basic Wall:Interior - Partition (92mm Stud) | 0 | Basic Wall:Interior - Partition (92mm Stud):128360 | Size | 186929 | 193397,193398,193399,193400,193401,193402,209244,209245,209246,209247 | Manufacturer | -0.102000 | 3Egy$LBd99weR14rW4bp9D | 1 | Basic Wall:Interior - Partition (92mm Stud):178495 |  | InstallationDate | 671 | WarrantyGuarantorLabor | F | ModelLabel | F | WarrantyDescription | F | F | ProductionYear | 0.000000 | F | 4.468000 | T | 0.000000 | Up to level: Second Floor | Finish | 2 | 1.281770 | SerialNumber | WarrantyStartDate | BarCode | AssetIdentifier | Features | TagNumber | 0 | 0.259878 | 0.158939 | 0 | 0.124000 | 0 | WarrantyDurationParts | AccessibilityPerformance | CodePerformance | Color | Constituents | Grade | Material | ModelReference | NominalHeight | NominalLength | Shape | SustainabilityPerformance | WarrantyDurationLabor | FIXED | WarrantyGuarantorParts | ExpectedLife | ReplacementCost | NominalWidth | 23-25 40 11 11 11 | Metal-Framed Gypsum Board Fixed Partitions | 188926
672 | First Floor | 207472,207484,207496 | 188292,188473,188787 | 0 | 180035 |  | New Construction | First Floor | 0.000000 | F | 209258 | 123630 | 133051 | Basic Wall:Interior - Furring (152 mm Stud) | 0 | Basic Wall:Interior - Furring (152 mm Stud):138413 | Size | 186942 | 193469,193470,193471,193472,193473,193474,209191,209192,209193,209194 | Manufacturer | -0.102000 | 3Egy$LBd99weR14rW4bpGn | 1 | Basic Wall:Interior - Furring (152 mm Stud):180035 |  | InstallationDate | 672 | WarrantyGuarantorLabor | F | ModelLabel | F | WarrantyDescription | F | F | ProductionYear | 0.000000 | F | 4.468000 | T | 0.000000 | Up to level: Second Floor | Finish | 0 | 24.700458 | SerialNumber | WarrantyStartDate | BarCode | AssetIdentifier | Features | TagNumber | 0 | 5.745803 | 4.149677 | 0 | 0.168000 | 0 | WarrantyDurationParts | AccessibilityPerformance | CodePerformance | Color | Constituents | Grade | Material | ModelReference | NominalHeight | NominalLength | Shape | SustainabilityPerformance | WarrantyDurationLabor | FIXED | WarrantyGuarantorParts | ExpectedLife | ReplacementCost | NominalWidth | 23-25 40 11 11 11 | Metal-Framed Gypsum Board Fixed Partitions | 189360
673 | First Floor | 207493,207506,207507 | 188597 | 2 | 180570 |  | New Construction | First Floor | 0.000000 | F | 209258 | 123641 | 133063 | Basic Wall:Interior - Partition (92mm Stud) | 0 | Basic Wall:Interior - Partition (92mm Stud):128360 | Size | 186954 | 193541,193542,193543,193544,193545,193546,209244,209245,209246,209247 | Manufacturer | -0.102000 | 3Egy$LBd99weR14rW4bqee | 1 | Basic Wall:Interior - Partition (92mm Stud):180570 |  | InstallationDate | 673 | WarrantyGuarantorLabor | F | ModelLabel | F | WarrantyDescription | F | F | ProductionYear | 0.000000 | F | 4.468000 | T | 0.000000 | Up to level: Second Floor | Finish | 2 | 10.526608 | SerialNumber | WarrantyStartDate | BarCode | AssetIdentifier | Features | TagNumber | 0 | 2.502000 | 1.305299 | 0 | 0.124000 | 0 | WarrantyDurationParts | AccessibilityPerformance | CodePerformance | Color | Constituents | Grade | Material | ModelReference | NominalHeight | NominalLength | Shape | SustainabilityPerformance | WarrantyDurationLabor | FIXED | WarrantyGuarantorParts | ExpectedLife | ReplacementCost | NominalWidth | 23-25 40 11 11 11 | Metal-Framed Gypsum Board Fixed Partitions | 188250,188781,189367
674 | First Floor | 207364,207476,207477,207487 |  | 2 | 180854 |  | New Construction | First Floor | 0.000000 | F | 209258 | 123643 | 133065 | Basic Wall:Interior - Partition (92mm Stud) | 0 | Basic Wall:Interior - Partition (92mm Stud):128360 | Size | 186956 | 193553,193554,193555,193556,193557,193558,209244,209245,209246,209247 | Manufacturer | -0.102000 | 3Egy$LBd99weR14rW4bqa4 | 1 | Basic Wall:Interior - Partition (92mm Stud):180854 |  | InstallationDate | 674 | WarrantyGuarantorLabor | F | ModelLabel | F | WarrantyDescription | F | F | ProductionYear | 0.000000 | F | 4.468000 | T | 0.000000 | Up to level: Second Floor | Finish | 2 | 12.224448 | SerialNumber | WarrantyStartDate | BarCode | AssetIdentifier | Features | TagNumber | 0 | 2.736000 | 1.515832 | 0 | 0.124000 | 0 | WarrantyDurationParts | AccessibilityPerformance | CodePerformance | Color | Constituents | Grade | Material | ModelReference | NominalHeight | NominalLength | Shape | SustainabilityPerformance | WarrantyDurationLabor | FIXED | WarrantyGuarantorParts | ExpectedLife | ReplacementCost | NominalWidth | 23-25 40 11 11 11 | Metal-Framed Gypsum Board Fixed Partitions | 188023,188470,188927
675 | First Floor | 207467,207479,207480 | 188475 | 2 | 180953 | 204949 | New Construction | First Floor | 0.000000 | F | 209258 | 32074 | 133066 | Basic Wall:Interior - Partition (92mm Stud) | 0 | Basic Wall:Interior - Partition (92mm Stud):128360 | Size | 186957 | 205453,205454,205455,205456,205457,205458,209244,209245,209246,209247 | Manufacturer | -0.102000 | 3Egy$LBd99weR14rW4bqch | 1 | Basic Wall:Interior - Partition (92mm Stud):180953 |  | InstallationDate | 675 | WarrantyGuarantorLabor | F | ModelLabel | F | WarrantyDescription | F | F | ProductionYear | 0.000000 | F | 4.468000 | T | 0.000000 | Up to level: Second Floor | Finish | 2 | 11.670416 | SerialNumber | WarrantyStartDate | BarCode | AssetIdentifier | Features | TagNumber | 0 | 2.736000 | 1.410993 | 0 | 0.124000 | 0 | WarrantyDurationParts | AccessibilityPerformance | CodePerformance | Color | Constituents | Grade | Material | ModelReference | NominalHeight | NominalLength | Shape | SustainabilityPerformance | WarrantyDurationLabor | FIXED | WarrantyGuarantorParts | ExpectedLife | ReplacementCost | NominalWidth | 23-25 40 11 11 11 | Metal-Framed Gypsum Board Fixed Partitions | 188468,188782
676 | First Floor | 207548,207549,207585 | 188656,188788 | 0 | 181598 |  | New Construction | First Floor | 0.000000 | F | 209258 | 123649 | 133072 | Basic Wall:Interior - Rated 1-HR (92mm Stud) | 0 | Basic Wall:Interior - Rated 1-HR (92mm Stud):128426 | Size | 186963 | 193589,193590,193591,193592,193593,193594,209185,209186,209187,209188 | Manufacturer | 0.000000 | 3Egy$LBd99weR14rW4bqui | 1 | Basic Wall:Interior - Rated 1-HR (92mm Stud):181598 |  | InstallationDate | 676 | WarrantyGuarantorLabor | F | ModelLabel | F | WarrantyDescription | F | F | ProductionYear | 0.000000 | F | 4.570000 | T | 0.000000 | Up to level: Second Floor | Finish | 2 | 12.471530 | SerialNumber | WarrantyStartDate | BarCode | AssetIdentifier | Features | TagNumber | 0 | 2.924500 | 1.546470 | 0 | 0.124000 | 8421504 | WarrantyDurationParts | AccessibilityPerformance | CodePerformance | Color | Constituents | Grade | Material | ModelReference | NominalHeight | NominalLength | Shape | SustainabilityPerformance | WarrantyDurationLabor | FIXED | WarrantyGuarantorParts | ExpectedLife | ReplacementCost | NominalWidth | 23-25 40 11 11 11 | Metal-Framed Gypsum Board Fixed Partitions | 188143,189370 | 1 HR | Solid fill | 1 HR
677 | First Floor | 207551,207552,207560,207561 | 188482 | 2 | 183351 |  | New Construction | First Floor | 0.000000 | F | 209258 | 123659 | 133085 | Basic Wall:Interior - Partition (92mm Stud) | 0 | Basic Wall:Interior - Partition (92mm Stud):128360 | Size | 186976 | 193661,193662,193663,193664,193665,193666,209244,209245,209246,209247 | Manufacturer | -0.102000 | 3Egy$LBd99weR14rW4bqT5 | 1 | Basic Wall:Interior - Partition (92mm Stud):183351 |  | InstallationDate | 677 | WarrantyGuarantorLabor | F | ModelLabel | F | WarrantyDescription | F | F | ProductionYear | 0.000000 | F | 4.468000 | T | 0.000000 | Up to level: Second Floor | Finish | 2 | 26.459608 | SerialNumber | WarrantyStartDate | BarCode | AssetIdentifier | Features | TagNumber | 0 | 6.046025 | 3.280991 | 0 | 0.124000 | 0 | WarrantyDurationParts | AccessibilityPerformance | CodePerformance | Color | Constituents | Grade | Material | ModelReference | NominalHeight | NominalLength | Shape | SustainabilityPerformance | WarrantyDurationLabor | FIXED | WarrantyGuarantorParts | ExpectedLife | ReplacementCost | NominalWidth | 23-25 40 11 11 11 | Metal-Framed Gypsum Board Fixed Partitions | 188479,188791
678 | First Floor | 207202,207203,207302 | 188598,188628,188930 | 2 | 185755 |  | New Construction | First Floor | 0.000000 | F | 209258 | 123670 | 133099 | Basic Wall:Interior - Partition (92mm Stud) | 0 | Basic Wall:Interior - Partition (92mm Stud):128360 | Size | 186990 | 193739,193740,193741,193742,193743,193744,209244,209245,209246,209247 | Manufacturer | -0.102000 | 3Egy$LBd99weR14rW4brxf | 1 | Basic Wall:Interior - Partition (92mm Stud):185755 |  | InstallationDate | 678 | WarrantyGuarantorLabor | F | ModelLabel | F | WarrantyDescription | F | F | ProductionYear | 0.000000 | F | 4.468000 | T | 0.000000 | Up to level: Second Floor | Finish | 2 | 18.448372 | SerialNumber | WarrantyStartDate | BarCode | AssetIdentifier | Features | TagNumber | 0 | 4.253000 | 2.287598 | 0 | 0.124000 | 0 | WarrantyDurationParts | AccessibilityPerformance | CodePerformance | Color | Constituents | Grade | Material | ModelReference | NominalHeight | NominalLength | Shape | SustainabilityPerformance | WarrantyDurationLabor | FIXED | WarrantyGuarantorParts | ExpectedLife | ReplacementCost | NominalWidth | 23-25 40 11 11 11 | Metal-Framed Gypsum Board Fixed Partitions | 188796
679 | First Floor | 207101,207102,207132,207140 | 188799,189411 | 2 | 185954 |  | New Construction | First Floor | 0.000000 | F | 209258 | 123672 | 133102 | Basic Wall:Interior - Partition (92mm Stud) | 0 | Basic Wall:Interior - Partition (92mm Stud):128360 | Size | 186993 | 193757,193758,193759,193760,193761,193762,209244,209245,209246,209247 | Manufacturer | -0.102000 | 3Egy$LBd99weR14rW4brqG | 1 | Basic Wall:Interior - Partition (92mm Stud):185954 |  | InstallationDate | 679 | WarrantyGuarantorLabor | F | ModelLabel | F | WarrantyDescription | F | F | ProductionYear | 0.000000 | F | 4.468000 | T | 0.000000 | Up to level: Second Floor | Finish | 2 | 1.563800 | SerialNumber | WarrantyStartDate | BarCode | AssetIdentifier | Features | TagNumber | 0 | 0.474000 | 0.193911 | 0 | 0.124000 | 0 | WarrantyDurationParts | AccessibilityPerformance | CodePerformance | Color | Constituents | Grade | Material | ModelReference | NominalHeight | NominalLength | Shape | SustainabilityPerformance | WarrantyDurationLabor | FIXED | WarrantyGuarantorParts | ExpectedLife | ReplacementCost | NominalWidth | 23-25 40 11 11 11 | Metal-Framed Gypsum Board Fixed Partitions | 189410
680 | First Floor | 207151,207152,207157,207160 | 188025,188496 | 2 | 187622 |  | New Construction | First Floor | 0.000000 | F | 209258 | 123688 | 133122 | Basic Wall:Interior - Partition (92mm Stud) | 0 | Basic Wall:Interior - Partition (92mm Stud):128360 | Size | 187013 | 193877,193878,193879,193880,193881,193882,209244,209245,209246,209247 | Manufacturer | -0.102000 | 3Egy$LBd99weR14rW4brUK | 1 | Basic Wall:Interior - Partition (92mm Stud):187622 |  | InstallationDate | 680 | WarrantyGuarantorLabor | F | ModelLabel | F | WarrantyDescription | F | F | ProductionYear | 0.000000 | F | 4.468000 | T | 0.000000 | Up to level: Second Floor | Finish | 2 | 15.162608 | SerialNumber | WarrantyStartDate | BarCode | AssetIdentifier | Features | TagNumber | 0 | 3.589101 | 1.880163 | 0 | 0.124000 | 0 | WarrantyDurationParts | AccessibilityPerformance | CodePerformance | Color | Constituents | Grade | Material | ModelReference | NominalHeight | NominalLength | Shape | SustainabilityPerformance | WarrantyDurationLabor | FIXED | WarrantyGuarantorParts | ExpectedLife | ReplacementCost | NominalWidth | 23-25 40 11 11 11 | Metal-Framed Gypsum Board Fixed Partitions | 188804
681 | First Floor | 207234 | 189434 | 0 | 188970 |  | New Construction | First Floor | 0.000000 | F | 209258 | 123701 | 133137 | Basic Wall:Interior - Furring (38 mm Stud) | 0 | Basic Wall:Interior - Furring (38 mm Stud):128404 | Size | 187028 | 193967,193968,193969,193970,193971,193972,209240,209241,209242,209243 | Manufacturer | -0.102000 | 3Egy$LBd99weR14rW4bsbO | 1 | Basic Wall:Interior - Furring (38 mm Stud):188970 |  | InstallationDate | 681 | WarrantyGuarantorLabor | F | ModelLabel | F | WarrantyDescription | F | F | ProductionYear | 0.000000 | F | 4.468000 | T | 0.000000 | Up to level: Second Floor | Finish | 3 | 1.532524 | SerialNumber | WarrantyStartDate | BarCode | AssetIdentifier | Features | TagNumber | 0 | 0.449500 | 0.082756 | 0 | 0.054000 | 0 | WarrantyDurationParts | AccessibilityPerformance | CodePerformance | Color | Constituents | Grade | Material | ModelReference | NominalHeight | NominalLength | Shape | SustainabilityPerformance | WarrantyDurationLabor | FIXED | WarrantyGuarantorParts | ExpectedLife | ReplacementCost | NominalWidth | 23-25 40 11 11 11 | Metal-Framed Gypsum Board Fixed Partitions | 188059,188063,188936,189433,189536
696 | First Floor | 206402,206977,206979 | 188122,188588 | 0 | 150462 | 204973 | New Construction | First Floor | 0.000000 | F | 209258 | 32098 | 132846 | Basic Wall:Interior - Rated 1-HR (92mm Stud) | 0 | Basic Wall:Interior - Rated 1-HR (92mm Stud):128426 | Size | 186737 | 192305,192306,192307,192308,192309,192310,209185,209186,209187,209188 | Manufacturer | -0.750000 | 3LbNSBzHHBSuzhUUvuwDK4 | 1 | Basic Wall:Interior - Rated 1-HR (92mm Stud):150462 |  | InstallationDate | 696 | WarrantyGuarantorLabor | F | ModelLabel | F | WarrantyDescription | F | F | ProductionYear | 0.000000 | F | 3.820000 | T | 0.000000 | Up to level: Second Floor | Finish | 2 | 4.136470 | SerialNumber | WarrantyStartDate | BarCode | AssetIdentifier | Features | TagNumber | 0 | 1.594000 | 0.512922 | 0 | 0.124000 | 8421504 | WarrantyDurationParts | AccessibilityPerformance | CodePerformance | Color | Constituents | Grade | Material | ModelReference | NominalHeight | NominalLength | Shape | SustainabilityPerformance | WarrantyDurationLabor | FIXED | WarrantyGuarantorParts | ExpectedLife | ReplacementCost | NominalWidth | 23-25 40 11 11 11 | Metal-Framed Gypsum Board Fixed Partitions | 188712 | 1 HR | Solid fill | 1 HR
697 | First Floor | 206610,206612,206924,206937 | 188318 | 2 | 148548 | 205015 | New Construction | First Floor | 0.000000 | F | 209258 | 32153 | 132838 | Basic Wall:Interior - Partition (92mm Stud) | 0 | Basic Wall:Interior - Partition (92mm Stud):128360 | Size | 186729 | 192257,192258,192259,192260,192261,192262,209244,209245,209246,209247 | Manufacturer | -0.102000 | 3LbNSBzHHBSuzhUUvuwDh_ | 1 | Basic Wall:Interior - Partition (92mm Stud):148548 |  | InstallationDate | 697 | WarrantyGuarantorLabor | F | ModelLabel | F | WarrantyDescription | F | F | ProductionYear | 0.000000 | F | 4.468000 | T | 0.000000 | Up to level: Second Floor | Finish | 2 | 18.162326 | SerialNumber | WarrantyStartDate | BarCode | AssetIdentifier | Features | TagNumber | 0 | 4.529000 | 2.252128 | 0 | 0.124000 | 0 | WarrantyDurationParts | AccessibilityPerformance | CodePerformance | Color | Constituents | Grade | Material | ModelReference | NominalHeight | NominalLength | Shape | SustainabilityPerformance | WarrantyDurationLabor | FIXED | WarrantyGuarantorParts | ExpectedLife | ReplacementCost | NominalWidth | 23-25 40 11 11 11 | Metal-Framed Gypsum Board Fixed Partitions | 188231
698 | First Floor | 207184,207186,207207 | 188253,188797 | 2 | 185345 | 205059 | New Construction | First Floor | 0.000000 | F | 209258 | 32217 | 133097 | Basic Wall:Interior - Partition (92mm Stud) | 0 | Basic Wall:Interior - Partition (92mm Stud):128360 | Size | 186988 | 193727,193728,193729,193730,193731,193732,209244,209245,209246,209247 | Manufacturer | -0.102000 | 3Egy$LBd99weR14rW4brzp | 1 | Basic Wall:Interior - Partition (92mm Stud):185345 |  | InstallationDate | 698 | WarrantyGuarantorLabor | F | ModelLabel | F | WarrantyDescription | F | F | ProductionYear | 0.000000 | F | 4.468000 | T | 0.000000 | Up to level: Second Floor | Finish | 2 | 16.495762 | SerialNumber | WarrantyStartDate | BarCode | AssetIdentifier | Features | TagNumber | 0 | 4.253000 | 2.045474 | 0 | 0.124000 | 0 | WarrantyDurationParts | AccessibilityPerformance | CodePerformance | Color | Constituents | Grade | Material | ModelReference | NominalHeight | NominalLength | Shape | SustainabilityPerformance | WarrantyDurationLabor | FIXED | WarrantyGuarantorParts | ExpectedLife | ReplacementCost | NominalWidth | 23-25 40 11 11 11 | Metal-Framed Gypsum Board Fixed Partitions | 189406
699 | First Floor | 207315 | 188495,188601,188932 | 1 | 187053 | 205082 | New Construction | First Floor | 0.000000 | F | 209258 | 32247 | 133116 | Basic Wall:Exterior - Insul Panel on Mtl. Stud | 0 | Basic Wall:Exterior - Insul Panel on Mtl. Stud:130954 | Size | 187007 | 193841,193842,193843,193844,193845,193846,209211,209212,209213,209214 | Manufacturer | -0.102000 | 3Egy$LBd99weR14rW4br7V | 1 | Basic Wall:Exterior - Insul Panel on Mtl. Stud:187053 |  | InstallationDate | 699 | WarrantyGuarantorLabor | F | ModelLabel | T | WarrantyDescription | F | F | ProductionYear | 0.000000 | F | 4.468000 | T | 0.000000 | Up to level: Second Floor | Finish | 2 | 5.336156 | SerialNumber | WarrantyStartDate | BarCode | AssetIdentifier | Features | TagNumber | 0 | 2.044000 | 1.424754 | 1 | 0.267000 | 0 | WarrantyDurationParts | AccessibilityPerformance | CodePerformance | Color | Constituents | Grade | Material | ModelReference | NominalHeight | NominalLength | Shape | SustainabilityPerformance | WarrantyDurationLabor | FIXED | WarrantyGuarantorParts | ExpectedLife | ReplacementCost | NominalWidth | 23-25 30 24 21 | Metal Framed Structural Walls | 188931,189534
700 | First Floor | 207118,207127 | 188803,188931 | 1 | 186606 | 205083 | New Construction | First Floor | 0.000000 | F | 209258 | 32249 | 133113 | Basic Wall:Exterior - Insul Panel on Mtl. Stud | 0 | Basic Wall:Exterior - Insul Panel on Mtl. Stud:130954 | Size | 187004 | 193823,193824,193825,193826,193827,193828,209211,209212,209213,209214 | Manufacturer | -0.102000 | 3Egy$LBd99weR14rW4brES | 1 | Basic Wall:Exterior - Insul Panel on Mtl. Stud:186606 |  | InstallationDate | 700 | WarrantyGuarantorLabor | F | ModelLabel | T | WarrantyDescription | F | F | ProductionYear | 0.000000 | F | 4.468000 | T | 0.000000 | Up to level: Second Floor | Finish | 2 | 25.002834 | SerialNumber | WarrantyStartDate | BarCode | AssetIdentifier | Features | TagNumber | 0 | 6.033000 | 6.675757 | 1 | 0.267000 | 0 | WarrantyDurationParts | AccessibilityPerformance | CodePerformance | Color | Constituents | Grade | Material | ModelReference | NominalHeight | NominalLength | Shape | SustainabilityPerformance | WarrantyDurationLabor | FIXED | WarrantyGuarantorParts | ExpectedLife | ReplacementCost | NominalWidth | 23-25 30 24 21 | Metal Framed Structural Walls | 188147,189421
705 | First Floor |  | 188617,189991 | 1 | 256655 |  | New Construction | First Floor | 0.000000 | F | 209258 | 124164 | 133612 | Basic Wall:Exterior - Insul Panel on Mtl. Stud | 0 | Basic Wall:Exterior - Insul Panel on Mtl. Stud:130954 | Size | 187253 | 196685,196686,196687,196688,196689,196690,209211,209212,209213,209214 | Manufacturer | 0.457000 | 2g$QZpOGbBUxSNx_ZgxJK2 | 1 | Basic Wall:Exterior - Insul Panel on Mtl. Stud:256655 |  | InstallationDate | 705 | WarrantyGuarantorLabor | F | ModelLabel | T | WarrantyDescription | F | F | ProductionYear | 2.540000 | F | 2.487000 | T | 0.000000 | Up to level: Second Floor | Finish | 2 | 12.436278 | SerialNumber | WarrantyStartDate | BarCode | AssetIdentifier | Features | TagNumber | 0 | 5.000514 | 3.320486 | 1 | 0.267000 | 0 | WarrantyDurationParts | AccessibilityPerformance | CodePerformance | Color | Constituents | Grade | Material | ModelReference | NominalHeight | NominalLength | Shape | SustainabilityPerformance | WarrantyDurationLabor | FIXED | WarrantyGuarantorParts | ExpectedLife | ReplacementCost | NominalWidth | 23-25 30 24 21 | Metal Framed Structural Walls | 188095,188615,188949,189548,189989
706 | First Floor |  | 188620,189994 | 1 | 258058 |  | New Construction | First Floor | 0.000000 | F | 209258 | 124184 | 133615 | Basic Wall:Exterior - Insul Panel on Mtl. Stud | 0 | Basic Wall:Exterior - Insul Panel on Mtl. Stud:130954 | Size | 187256 | 196762,196763,196764,196765,196766,196767,209211,209212,209213,209214 | Manufacturer | 0.457000 | 0$T_kKFfj6eQu9LjJc1LC9 | 1 | Basic Wall:Exterior - Insul Panel on Mtl. Stud:258058 |  | InstallationDate | 706 | WarrantyGuarantorLabor | F | ModelLabel | T | WarrantyDescription | F | F | ProductionYear | 2.540000 | F | 2.487000 | T | 0.000000 | Up to level: Second Floor | Finish | 2 | 12.435000 | SerialNumber | WarrantyStartDate | BarCode | AssetIdentifier | Features | TagNumber | 0 | 5.000000 | 3.320145 | 1 | 0.267000 | 0 | WarrantyDurationParts | AccessibilityPerformance | CodePerformance | Color | Constituents | Grade | Material | ModelReference | NominalHeight | NominalLength | Shape | SustainabilityPerformance | WarrantyDurationLabor | FIXED | WarrantyGuarantorParts | ExpectedLife | ReplacementCost | NominalWidth | 23-25 30 24 21 | Metal Framed Structural Walls | 188137,188618,188952,189550,189992
707 | First Floor | 206616 | 188621,188622,189995,189996 | 1 | 258773 |  | New Construction | First Floor | 0.000000 | F | 209258 | 124203 | 133617 | Basic Wall:Exterior - Insul Panel on Mtl. Stud | 0 | Basic Wall:Exterior - Insul Panel on Mtl. Stud:130954 | Size | 187258 | 196833,196834,196835,196836,196837,196838,209211,209212,209213,209214 | Manufacturer | 0.905000 | 0$T_kKFfj6eQu9LjJc1L7M | 1 | Basic Wall:Exterior - Insul Panel on Mtl. Stud:258773 |  | InstallationDate | 707 | WarrantyGuarantorLabor | F | ModelLabel | T | WarrantyDescription | F | F | ProductionYear | 0.000000 | F | 0.905000 | T | 0.000000 | Up to level: First Floor | Finish | 2 | 3.620000 | SerialNumber | WarrantyStartDate | BarCode | AssetIdentifier | Features | TagNumber | 0 | 4.000000 | 0.966540 | 1 | 0.267000 | 0 | WarrantyDurationParts | AccessibilityPerformance | CodePerformance | Color | Constituents | Grade | Material | ModelReference | NominalHeight | NominalLength | Shape | SustainabilityPerformance | WarrantyDurationLabor | FIXED | WarrantyGuarantorParts | ExpectedLife | ReplacementCost | NominalWidth | 23-25 30 24 21 | Metal Framed Structural Walls | 188954,189551
708 | First Floor |  |  | 1 | 267608 |  | New Construction | First Floor | 0.000000 | F | 209258 | 124298 | 133661 | Basic Wall:Exterior - Insul Panel on Mtl. Stud | 0 | Basic Wall:Exterior - Insul Panel on Mtl. Stud:130954 | Size | 187264 | 197231,197232,197233,197234,197235,197236,209211,209212,209213,209214 | Manufacturer | 0.457000 | 0niaWDKEXA48tluuFcC0tN | 1 | Basic Wall:Exterior - Insul Panel on Mtl. Stud:267608 |  | InstallationDate | 708 | WarrantyGuarantorLabor | F | ModelLabel | T | WarrantyDescription | F | F | ProductionYear | 3.000000 | F | 2.027000 | T | 0.000000 | Up to level: Second Floor | Finish | 2 | 3.429543 | SerialNumber | WarrantyStartDate | BarCode | AssetIdentifier | Features | TagNumber | 0 | 1.817000 | 0.915688 | 1 | 0.267000 | 0 | WarrantyDurationParts | AccessibilityPerformance | CodePerformance | Color | Constituents | Grade | Material | ModelReference | NominalHeight | NominalLength | Shape | SustainabilityPerformance | WarrantyDurationLabor | FIXED | WarrantyGuarantorParts | ExpectedLife | ReplacementCost | NominalWidth | 23-25 30 24 21 | Metal Framed Structural Walls | 188093,188163,188172,188964,188996,189557,190003
709 | First Floor |  | 189688,190117 | 2 | 271549 |  | New Construction | First Floor | 0.000000 | F | 209258 | 124415 | 133672 | Basic Wall:Interior - Partition (92mm Stud) | 0 | Basic Wall:Interior - Partition (92mm Stud):128360 | Size | 187381 | 197827,197828,197829,197830,197831,197832,209244,209245,209246,209247 | Manufacturer | -0.102000 | 2_TmT90dD0x8tJSTjyTcwx | 1 | Basic Wall:Interior - Partition (92mm Stud):271549 |  | InstallationDate | 709 | WarrantyGuarantorLabor | F | ModelLabel | F | WarrantyDescription | F | F | ProductionYear | 2.400000 | F | 2.068000 | T | 0.000000 | Up to level: Second Floor | Finish | 2 | 3.970560 | SerialNumber | WarrantyStartDate | BarCode | AssetIdentifier | Features | TagNumber | 0 | 2.044000 | 0.492349 | 0 | 0.124000 | 0 | WarrantyDurationParts | AccessibilityPerformance | CodePerformance | Color | Constituents | Grade | Material | ModelReference | NominalHeight | NominalLength | Shape | SustainabilityPerformance | WarrantyDurationLabor | FIXED | WarrantyGuarantorParts | ExpectedLife | ReplacementCost | NominalWidth | 23-25 40 11 11 11 | Metal-Framed Gypsum Board Fixed Partitions | 188599,188627,189020,189408,189563
710 | First Floor |  |  | 2 | 271771 |  | New Construction | First Floor | 0.000000 | F | 209258 | 124416 | 133673 | Basic Wall:Interior - Partition (92mm Stud) | 0 | Basic Wall:Interior - Partition (92mm Stud):128360 | Size | 187382 | 197833,197834,197835,197836,197837,197838,209244,209245,209246,209247 | Manufacturer | -0.102000 | 2_TmT90dD0x8tJSTjyTc_T | 1 | Basic Wall:Interior - Partition (92mm Stud):271771 |  | InstallationDate | 710 | WarrantyGuarantorLabor | F | ModelLabel | F | WarrantyDescription | F | F | ProductionYear | 2.400000 | F | 2.068000 | T | 0.000000 | Up to level: Second Floor | Finish | 2 | 3.536280 | SerialNumber | WarrantyStartDate | BarCode | AssetIdentifier | Features | TagNumber | 0 | 1.834000 | 0.438499 | 0 | 0.124000 | 0 | WarrantyDurationParts | AccessibilityPerformance | CodePerformance | Color | Constituents | Grade | Material | ModelReference | NominalHeight | NominalLength | Shape | SustainabilityPerformance | WarrantyDurationLabor | FIXED | WarrantyGuarantorParts | ExpectedLife | ReplacementCost | NominalWidth | 23-25 40 11 11 11 | Metal-Framed Gypsum Board Fixed Partitions | 188598,188628,189021,189415,189432,189564,190009
713 | First Floor | 207401 |  | 0 | 348540 |  | New Construction | First Floor | 0.000000 | F | 209258 | 125013 | 133765 | Basic Wall:Interior - Furring (38 mm Stud) | 0 | Basic Wall:Interior - Furring (38 mm Stud):128404 | Size | 187555 | 200093,200094,200095,200096,200097,200098,209240,209241,209242,209243 | Manufacturer | -0.102000 | 0tIhQ6hmz02e5gznEed7aZ | 1 | Basic Wall:Interior - Furring (38 mm Stud):348540 |  | InstallationDate | 713 | WarrantyGuarantorLabor | F | ModelLabel | F | WarrantyDescription | F | F | ProductionYear | 0.000000 | F | 4.468000 | T | 0.000000 | Up to level: Second Floor | Finish | 2 | 1.934644 | SerialNumber | WarrantyStartDate | BarCode | AssetIdentifier | Features | TagNumber | 0 | 0.406000 | 0.104471 | 0 | 0.054000 | 0 | WarrantyDurationParts | AccessibilityPerformance | CodePerformance | Color | Constituents | Grade | Material | ModelReference | NominalHeight | NominalLength | Shape | SustainabilityPerformance | WarrantyDurationLabor | FIXED | WarrantyGuarantorParts | ExpectedLife | ReplacementCost | NominalWidth | 23-25 40 11 11 11 | Metal-Framed Gypsum Board Fixed Partitions | 189022,189040,189431,189435,189594,189595
714 | First Floor | 206028,206029 | 189137 | 0 | 352643 |  | New Construction | First Floor | 0.000000 | F | 209258 | 125039 | 133791 | Basic Wall:Interior - Furring (38 mm Stud) | 0 | Basic Wall:Interior - Furring (38 mm Stud):128404 | Size | 187575 | 200238,200239,200240,200241,200242,200243,209240,209241,209242,209243 | Manufacturer | 2.500000 | 0tIhQ6hmz02e5gznEed4dS | 1 | Basic Wall:Interior - Furring (38 mm Stud):352643 |  | InstallationDate | 714 | WarrantyGuarantorLabor | F | ModelLabel | F | WarrantyDescription | F | F | ProductionYear | 0.000000 | F | 2.500000 | T | 0.000000 | Up to level: First Floor | Finish | 3 | 2.030000 | SerialNumber | WarrantyStartDate | BarCode | AssetIdentifier | Features | TagNumber | 0 | 0.866000 | 0.109620 | 0 | 0.054000 | 0 | WarrantyDurationParts | AccessibilityPerformance | CodePerformance | Color | Constituents | Grade | Material | ModelReference | NominalHeight | NominalLength | Shape | SustainabilityPerformance | WarrantyDurationLabor | FIXED | WarrantyGuarantorParts | ExpectedLife | ReplacementCost | NominalWidth | 23-25 40 11 11 11 | Metal-Framed Gypsum Board Fixed Partitions | 189045,189400,189609,190021
715 | First Floor | 206275 | 189134 | 0 | 353515 |  | New Construction | First Floor | 0.000000 | F | 209258 | 125058 | 133810 | Basic Wall:Interior - Furring (38 mm Stud) | 0 | Basic Wall:Interior - Furring (38 mm Stud):128404 | Size | 187594 | 200352,200353,200354,200355,200356,200357,209240,209241,209242,209243 | Manufacturer | 2.500000 | 0tIhQ6hmz02e5gznEed4oq | 1 | Basic Wall:Interior - Furring (38 mm Stud):353515 |  | InstallationDate | 715 | WarrantyGuarantorLabor | F | ModelLabel | F | WarrantyDescription | F | F | ProductionYear | 0.000000 | F | 2.500000 | T | 0.000000 | Up to level: First Floor | Finish | 3 | 1.745000 | SerialNumber | WarrantyStartDate | BarCode | AssetIdentifier | Features | TagNumber | 0 | 0.809000 | 0.094230 | 0 | 0.054000 | 0 | WarrantyDurationParts | AccessibilityPerformance | CodePerformance | Color | Constituents | Grade | Material | ModelReference | NominalHeight | NominalLength | Shape | SustainabilityPerformance | WarrantyDurationLabor | FIXED | WarrantyGuarantorParts | ExpectedLife | ReplacementCost | NominalWidth | 23-25 40 11 11 11 | Metal-Framed Gypsum Board Fixed Partitions | 189310,189315,189621,190026,190027
716 | First Floor | 206004,207391 | 188878,189059,189678 | 0 | 354757 |  | New Construction | First Floor | 0.000000 | F | 209258 | 125071 | 133824 | Basic Wall:Interior - Furring (38 mm Stud) | 0 | Basic Wall:Interior - Furring (38 mm Stud):128404 | Size | 187608 | 200436,200437,200438,200439,200440,200441,209240,209241,209242,209243 | Manufacturer | -0.102000 | 0tIhQ6hmz02e5gznEed46Q | 1 | Basic Wall:Interior - Furring (38 mm Stud):354757 |  | InstallationDate | 716 | WarrantyGuarantorLabor | F | ModelLabel | F | WarrantyDescription | F | F | ProductionYear | 0.000000 | F | 4.468000 | T | 0.000000 | Up to level: Second Floor | Finish | 3 | 34.131052 | SerialNumber | WarrantyStartDate | BarCode | AssetIdentifier | Features | TagNumber | 0 | 7.612000 | 1.843077 | 0 | 0.054000 | 0 | WarrantyDurationParts | AccessibilityPerformance | CodePerformance | Color | Constituents | Grade | Material | ModelReference | NominalHeight | NominalLength | Shape | SustainabilityPerformance | WarrantyDurationLabor | FIXED | WarrantyGuarantorParts | ExpectedLife | ReplacementCost | NominalWidth | 23-25 40 11 11 11 | Metal-Framed Gypsum Board Fixed Partitions | 188425,188973
717 | First Floor | 206811,206823,207000 | 189680 | 0 | 354853 |  | New Construction | First Floor | 0.000000 | F | 209258 | 125073 | 133826 | Basic Wall:Interior - Furring (38 mm Stud) | 0 | Basic Wall:Interior - Furring (38 mm Stud):128404 | Size | 187610 | 200448,200449,200450,200451,200452,200453,209240,209241,209242,209243 | Manufacturer | -0.102000 | 0tIhQ6hmz02e5gznEed49w | 1 | Basic Wall:Interior - Furring (38 mm Stud):354853 |  | InstallationDate | 717 | WarrantyGuarantorLabor | F | ModelLabel | F | WarrantyDescription | F | F | ProductionYear | 0.000000 | F | 4.468000 | T | 0.000000 | Up to level: Second Floor | Finish | 3 | 34.010416 | SerialNumber | WarrantyStartDate | BarCode | AssetIdentifier | Features | TagNumber | 0 | 7.612000 | 1.836562 | 0 | 0.054000 | 0 | WarrantyDurationParts | AccessibilityPerformance | CodePerformance | Color | Constituents | Grade | Material | ModelReference | NominalHeight | NominalLength | Shape | SustainabilityPerformance | WarrantyDurationLabor | FIXED | WarrantyGuarantorParts | ExpectedLife | ReplacementCost | NominalWidth | 23-25 40 11 11 11 | Metal-Framed Gypsum Board Fixed Partitions | 188297,188303,189679
718 | First Floor | 206238 |  | 0 | 357037 |  | New Construction | First Floor | 0.000000 | F | 209258 | 125096 | 133850 | Basic Wall:Interior - Furring (38 mm Stud) | 0 | Basic Wall:Interior - Furring (38 mm Stud):128404 | Size | 187633 | 200602,200603,200604,200605,200606,200607,209240,209241,209242,209243 | Manufacturer | -0.102000 | 0tIhQ6hmz02e5gznEed5ho | 1 | Basic Wall:Interior - Furring (38 mm Stud):357037 |  | InstallationDate | 718 | WarrantyGuarantorLabor | F | ModelLabel | F | WarrantyDescription | F | F | ProductionYear | 0.000000 | F | 4.468000 | T | 0.000000 | Up to level: Second Floor | Finish | 3 | 2.332296 | SerialNumber | WarrantyStartDate | BarCode | AssetIdentifier | Features | TagNumber | 0 | 0.611000 | 0.125944 | 0 | 0.054000 | 0 | WarrantyDurationParts | AccessibilityPerformance | CodePerformance | Color | Constituents | Grade | Material | ModelReference | NominalHeight | NominalLength | Shape | SustainabilityPerformance | WarrantyDurationLabor | FIXED | WarrantyGuarantorParts | ExpectedLife | ReplacementCost | NominalWidth | 23-25 40 11 11 11 | Metal-Framed Gypsum Board Fixed Partitions | 188642,189236,189283,189720,190035,190036
719 | First Floor | 206168,206169 |  | 0 | 363139 |  | New Construction | First Floor | 0.000000 | F | 209258 | 125169 | 133921 | Basic Wall:Interior - Furring (38 mm Stud) | 0 | Basic Wall:Interior - Furring (38 mm Stud):128404 | Size | 187702 | 201025,201026,201027,201028,201029,201030,209240,209241,209242,209243 | Manufacturer | -0.102000 | 1uDBQ9y7vCyxXlpVEuen2j | 1 | Basic Wall:Interior - Furring (38 mm Stud):363139 |  | InstallationDate | 719 | WarrantyGuarantorLabor | F | ModelLabel | F | WarrantyDescription | F | F | ProductionYear | 0.000000 | F | 4.468000 | T | 0.000000 | Up to level: Second Floor | Finish | 3 | 3.565453 | SerialNumber | WarrantyStartDate | BarCode | AssetIdentifier | Features | TagNumber | 0 | 0.958498 | 0.192534 | 0 | 0.054000 | 0 | WarrantyDurationParts | AccessibilityPerformance | CodePerformance | Color | Constituents | Grade | Material | ModelReference | NominalHeight | NominalLength | Shape | SustainabilityPerformance | WarrantyDurationLabor | FIXED | WarrantyGuarantorParts | ExpectedLife | ReplacementCost | NominalWidth | 23-25 40 11 11 11 | Metal-Framed Gypsum Board Fixed Partitions | 188212,189085,189206,189776,190052
720 | First Floor | 206137 | 189781 | 0 | 363400 |  | New Construction | First Floor | 0.000000 | F | 209258 | 125173 | 133925 | Basic Wall:Interior - Furring (38 mm Stud) | 0 | Basic Wall:Interior - Furring (38 mm Stud):128404 | Size | 187706 | 201049,201050,201051,201052,201053,201054,209240,209241,209242,209243 | Manufacturer | -0.102000 | 1uDBQ9y7vCyxXlpVEuen6c | 1 | Basic Wall:Interior - Furring (38 mm Stud):363400 |  | InstallationDate | 720 | WarrantyGuarantorLabor | F | ModelLabel | F | WarrantyDescription | F | F | ProductionYear | 0.000000 | F | 4.468000 | T | 0.000000 | Up to level: Second Floor | Finish | 3 | 1.814008 | SerialNumber | WarrantyStartDate | BarCode | AssetIdentifier | Features | TagNumber | 0 | 0.406000 | 0.097956 | 0 | 0.054000 | 0 | WarrantyDurationParts | AccessibilityPerformance | CodePerformance | Color | Constituents | Grade | Material | ModelReference | NominalHeight | NominalLength | Shape | SustainabilityPerformance | WarrantyDurationLabor | FIXED | WarrantyGuarantorParts | ExpectedLife | ReplacementCost | NominalWidth | 23-25 40 11 11 11 | Metal-Framed Gypsum Board Fixed Partitions | 189332,189337,189778,189779,190055
721 | First Floor | 206495 | 189790,190063 | 0 | 364544 |  | New Construction | First Floor | 0.000000 | F | 209258 | 125186 | 133938 | Basic Wall:Interior - Furring (38 mm Stud) | 0 | Basic Wall:Interior - Furring (38 mm Stud):128404 | Size | 187718 | 201125,201126,201127,201128,201129,201130,209240,209241,209242,209243 | Manufacturer | -0.102000 | 3pms57Ad5AVAb74jf4yKW4 | 1 | Basic Wall:Interior - Furring (38 mm Stud):364544 |  | InstallationDate | 721 | WarrantyGuarantorLabor | F | ModelLabel | F | WarrantyDescription | F | F | ProductionYear | 0.000000 | F | 4.468000 | T | 0.000000 | Up to level: Second Floor | Finish | 3 | 1.240346 | SerialNumber | WarrantyStartDate | BarCode | AssetIdentifier | Features | TagNumber | 0 | 0.250606 | 0.066979 | 0 | 0.054000 | 0 | WarrantyDurationParts | AccessibilityPerformance | CodePerformance | Color | Constituents | Grade | Material | ModelReference | NominalHeight | NominalLength | Shape | SustainabilityPerformance | WarrantyDurationLabor | FIXED | WarrantyGuarantorParts | ExpectedLife | ReplacementCost | NominalWidth | 23-25 40 11 11 11 | Metal-Framed Gypsum Board Fixed Partitions | 188376,188989,189265,189789
722 | First Floor | 206367,206397 | 189819 | 0 | 366430 |  | New Construction | First Floor | 0.000000 | F | 209258 | 125220 | 133972 | Basic Wall:Interior - Furring (38 mm Stud) | 0 | Basic Wall:Interior - Furring (38 mm Stud):128404 | Size | 187751 | 201322,201323,201324,201325,201326,201327,209240,209241,209242,209243 | Manufacturer | -0.102000 | 1qc5HjZvrCsga38tqxQ3s2 | 1 | Basic Wall:Interior - Furring (38 mm Stud):366430 |  | InstallationDate | 722 | WarrantyGuarantorLabor | F | ModelLabel | F | WarrantyDescription | F | F | ProductionYear | 0.000000 | F | 4.468000 | T | 0.000000 | Up to level: Second Floor | Finish | 3 | 5.593936 | SerialNumber | WarrantyStartDate | BarCode | AssetIdentifier | Features | TagNumber | 0 | 1.306000 | 0.302073 | 0 | 0.054000 | 0 | WarrantyDurationParts | AccessibilityPerformance | CodePerformance | Color | Constituents | Grade | Material | ModelReference | NominalHeight | NominalLength | Shape | SustainabilityPerformance | WarrantyDurationLabor | FIXED | WarrantyGuarantorParts | ExpectedLife | ReplacementCost | NominalWidth | 23-25 40 11 11 11 | Metal-Framed Gypsum Board Fixed Partitions | 188653,189234,189817,190068
723 | First Floor | 206437 | 189107,189839 | 0 | 368361 |  | New Construction | First Floor | 0.000000 | F | 209258 | 125248 | 134000 | Basic Wall:Interior - Furring (38 mm Stud) | 0 | Basic Wall:Interior - Furring (38 mm Stud):128404 | Size | 187778 | 201489,201490,201491,201492,201493,201494,209240,209241,209242,209243 | Manufacturer | -0.102000 | 1qc5HjZvrCsga38tqxQ3Gr | 1 | Basic Wall:Interior - Furring (38 mm Stud):368361 |  | InstallationDate | 723 | WarrantyGuarantorLabor | F | ModelLabel | F | WarrantyDescription | F | F | ProductionYear | 0.000000 | F | 4.468000 | T | 0.000000 | Up to level: Second Floor | Finish | 3 | 1.532524 | SerialNumber | WarrantyStartDate | BarCode | AssetIdentifier | Features | TagNumber | 0 | 0.449500 | 0.082756 | 0 | 0.054000 | 0 | WarrantyDurationParts | AccessibilityPerformance | CodePerformance | Color | Constituents | Grade | Material | ModelReference | NominalHeight | NominalLength | Shape | SustainabilityPerformance | WarrantyDurationLabor | FIXED | WarrantyGuarantorParts | ExpectedLife | ReplacementCost | NominalWidth | 23-25 40 11 11 11 | Metal-Framed Gypsum Board Fixed Partitions | 188070,188071,188993,189838
724 | First Floor | 206359 |  | 0 | 368432 |  | New Construction | First Floor | 0.000000 | F | 209258 | 125251 | 134003 | Basic Wall:Interior - Furring (38 mm Stud) | 0 | Basic Wall:Interior - Furring (38 mm Stud):128404 | Size | 187781 | 201507,201508,201509,201510,201511,201512,209240,209241,209242,209243 | Manufacturer | -0.102000 | 1qc5HjZvrCsga38tqxQ3Ni | 1 | Basic Wall:Interior - Furring (38 mm Stud):368432 |  | InstallationDate | 724 | WarrantyGuarantorLabor | F | ModelLabel | F | WarrantyDescription | F | F | ProductionYear | 0.000000 | F | 4.468000 | T | 0.000000 | Up to level: Second Floor | Finish | 3 | 1.291252 | SerialNumber | WarrantyStartDate | BarCode | AssetIdentifier | Features | TagNumber | 0 | 0.449500 | 0.069728 | 0 | 0.054000 | 0 | WarrantyDurationParts | AccessibilityPerformance | CodePerformance | Color | Constituents | Grade | Material | ModelReference | NominalHeight | NominalLength | Shape | SustainabilityPerformance | WarrantyDurationLabor | FIXED | WarrantyGuarantorParts | ExpectedLife | ReplacementCost | NominalWidth | 23-25 40 11 11 11 | Metal-Framed Gypsum Board Fixed Partitions | 188170,188173,189106,189107,189841,190072
725 | First Floor | 206285 |  | 0 | 370029 |  | New Construction | First Floor | 0.000000 | F | 209258 | 125255 | 134009 | Basic Wall:Interior - Furring (38 mm Stud) | 0 | Basic Wall:Interior - Furring (38 mm Stud):128404 | Size | 187787 | 201543,201544,201545,201546,201547,201548,209240,209241,209242,209243 | Manufacturer | 2.500000 | 2j55VthSj3Lu0J6fyrpNVn | 1 | Basic Wall:Interior - Furring (38 mm Stud):370029 |  | InstallationDate | 725 | WarrantyGuarantorLabor | F | ModelLabel | F | WarrantyDescription | F | F | ProductionYear | 0.000000 | F | 2.500000 | T | 0.000000 | Up to level: First Floor | Finish | 3 | 1.149995 | SerialNumber | WarrantyStartDate | BarCode | AssetIdentifier | Features | TagNumber | 0 | 0.494546 | 0.062100 | 0 | 0.054000 | 0 | WarrantyDurationParts | AccessibilityPerformance | CodePerformance | Color | Constituents | Grade | Material | ModelReference | NominalHeight | NominalLength | Shape | SustainabilityPerformance | WarrantyDurationLabor | FIXED | WarrantyGuarantorParts | ExpectedLife | ReplacementCost | NominalWidth | 23-25 40 11 11 11 | Metal-Framed Gypsum Board Fixed Partitions | 188663,188666,189125,189740,189848,190074
726 | First Floor |  |  | 0 | 378104 |  | New Construction | First Floor | 0.000000 | F | 209258 | 125339 | 134023 | Basic Wall:Interior - Furring (38 mm Stud) | 0 | Basic Wall:Interior - Furring (38 mm Stud):128404 | Size | 187809 | 201857,201858,201859,201860,201861,201862,209240,209241,209242,209243 | Manufacturer | 3.000000 | 2j55VthSj3Lu0J6fyrpHPa | 1 | Basic Wall:Interior - Furring (38 mm Stud):378104 |  | InstallationDate | 726 | WarrantyGuarantorLabor | F | ModelLabel | F | WarrantyDescription | F | F | ProductionYear | 2.500000 | F | 0.500000 | T | 0.000000 | Up to level: First Floor | Finish | 3 | 1.668874 | SerialNumber | WarrantyStartDate | BarCode | AssetIdentifier | Features | TagNumber | 0 | 3.337748 | 0.090119 | 0 | 0.054000 | 0 | WarrantyDurationParts | AccessibilityPerformance | CodePerformance | Color | Constituents | Grade | Material | ModelReference | NominalHeight | NominalLength | Shape | SustainabilityPerformance | WarrantyDurationLabor | FIXED | WarrantyGuarantorParts | ExpectedLife | ReplacementCost | NominalWidth | 23-25 40 11 11 11 | Metal-Framed Gypsum Board Fixed Partitions | 188464,188673,189136,189702,189707,189860,190085
727 | First Floor |  |  | 0 | 378209 |  | New Construction | First Floor | 0.000000 | F | 209258 | 125342 | 134024 | Basic Wall:Interior - Furring (38 mm Stud) | 0 | Basic Wall:Interior - Furring (38 mm Stud):128404 | Size | 187812 | 201873,201874,201875,201876,201877,201878,209240,209241,209242,209243 | Manufacturer | 3.000000 | 2j55VthSj3Lu0J6fyrpHVz | 1 | Basic Wall:Interior - Furring (38 mm Stud):378209 |  | InstallationDate | 727 | WarrantyGuarantorLabor | F | ModelLabel | F | WarrantyDescription | F | F | ProductionYear | 2.500000 | F | 0.500000 | T | 0.000000 | Up to level: First Floor | Finish | 3 | 1.668874 | SerialNumber | WarrantyStartDate | BarCode | AssetIdentifier | Features | TagNumber | 0 | 3.337748 | 0.090119 | 0 | 0.054000 | 0 | WarrantyDurationParts | AccessibilityPerformance | CodePerformance | Color | Constituents | Grade | Material | ModelReference | NominalHeight | NominalLength | Shape | SustainabilityPerformance | WarrantyDurationLabor | FIXED | WarrantyGuarantorParts | ExpectedLife | ReplacementCost | NominalWidth | 23-25 40 11 11 11 | Metal-Framed Gypsum Board Fixed Partitions | 188664,188674,189137,189703,189708,189861,190086
736 | First Floor | 206005,207389 |  | 2 | 368550 | 205311 | New Construction | First Floor | 0.000000 | F | 209258 | 32490 | 134004 | Basic Wall:Interior - Partition (92mm Stud) | 0 | Basic Wall:Interior - Partition (92mm Stud):128360 | Size | 187782 | 201513,201514,201515,201516,201517,201518,209244,209245,209246,209247 | Manufacturer | -0.102000 | 2j55VthSj3Lu0J6fyrpKqw | 1 | Basic Wall:Interior - Partition (92mm Stud):368550 |  | InstallationDate | 736 | WarrantyGuarantorLabor | F | ModelLabel | F | WarrantyDescription | F | F | ProductionYear | 0.000000 | F | 4.468000 | T | 0.000000 | Up to level: Second Floor | Finish | 2 | 6.986964 | SerialNumber | WarrantyStartDate | BarCode | AssetIdentifier | Features | TagNumber | 0 | 2.089800 | 0.866384 | 0 | 0.124000 | 0 | WarrantyDurationParts | AccessibilityPerformance | CodePerformance | Color | Constituents | Grade | Material | ModelReference | NominalHeight | NominalLength | Shape | SustainabilityPerformance | WarrantyDurationLabor | FIXED | WarrantyGuarantorParts | ExpectedLife | ReplacementCost | NominalWidth | 23-25 40 11 11 11 | Metal-Framed Gypsum Board Fixed Partitions | 188654,188878,189391,189842
781 | First Floor |  | 188097,188129,188960,189199,189785 | 1 | 142426 |  | New Construction | First Floor | 0.000000 | F | 209258 | 123440 | 132805 | Basic Wall:Exterior - Insul Panel on Mtl. Stud | 0 | Basic Wall:Exterior - Insul Panel on Mtl. Stud:130954 | Size | 186696 | 192083,192084,192085,192086,192087,192088,209211,209212,209213,209214 | Manufacturer | -0.620500 | 3LbNSBzHHBSuzhUUvuwBBW | 1 | Basic Wall:Exterior - Insul Panel on Mtl. Stud:142426 |  | InstallationDate | 781 | WarrantyGuarantorLabor | F | ModelLabel | T | WarrantyDescription | F | F | ProductionYear | 0.000000 | F | 3.949500 | T | 0.000000 | Up to level: Second Floor | Finish | 2 | 2.476337 | SerialNumber | WarrantyStartDate | BarCode | AssetIdentifier | Features | TagNumber | 0 | 0.360000 | 0.661182 | 1 | 0.267000 | 0 | WarrantyDurationParts | AccessibilityPerformance | CodePerformance | Color | Constituents | Grade | Material | ModelReference | NominalHeight | NominalLength | Shape | SustainabilityPerformance | WarrantyDurationLabor | FIXED | WarrantyGuarantorParts | ExpectedLife | ReplacementCost | NominalWidth | 23-25 30 24 21 | Metal Framed Structural Walls | 189198
782 | First Floor |  | 188130,188961,189205,189206,190052 | 1 | 142629 |  | New Construction | First Floor | 0.000000 | F | 209258 | 123443 | 132809 | Basic Wall:Exterior - Insul Panel on Mtl. Stud | 0 | Basic Wall:Exterior - Insul Panel on Mtl. Stud:130954 | Size | 186700 | 192101,192102,192103,192104,192105,192106,209211,209212,209213,209214 | Manufacturer | -0.620500 | 3LbNSBzHHBSuzhUUvuwBEV | 1 | Basic Wall:Exterior - Insul Panel on Mtl. Stud:142629 |  | InstallationDate | 782 | WarrantyGuarantorLabor | F | ModelLabel | T | WarrantyDescription | F | F | ProductionYear | 0.000000 | F | 3.949500 | T | 0.000000 | Up to level: Second Floor | Finish | 2 | 2.476337 | SerialNumber | WarrantyStartDate | BarCode | AssetIdentifier | Features | TagNumber | 0 | 0.360000 | 0.661182 | 1 | 0.267000 | 0 | WarrantyDurationParts | AccessibilityPerformance | CodePerformance | Color | Constituents | Grade | Material | ModelReference | NominalHeight | NominalLength | Shape | SustainabilityPerformance | WarrantyDurationLabor | FIXED | WarrantyGuarantorParts | ExpectedLife | ReplacementCost | NominalWidth | 23-25 30 24 21 | Metal Framed Structural Walls | 189203
784 | First Floor | 206887,206904,206905 | 188708 | 2 | 146700 |  | New Construction | First Floor | 0.000000 | F | 209258 | 123456 | 132830 | Basic Wall:Interior - Partition (92mm Stud) | 0 | Basic Wall:Interior - Partition (92mm Stud):128360 | Size | 186721 | 192215,192216,192217,192218,192219,192220,209244,209245,209246,209247 | Manufacturer | -0.102000 | 3LbNSBzHHBSuzhUUvuwAEs | 1 | Basic Wall:Interior - Partition (92mm Stud):146700 |  | InstallationDate | 784 | WarrantyGuarantorLabor | F | ModelLabel | F | WarrantyDescription | F | F | ProductionYear | 0.000000 | F | 4.468000 | T | 0.000000 | Up to level: Second Floor | Finish | 2 | 13.354852 | SerialNumber | WarrantyStartDate | BarCode | AssetIdentifier | Features | TagNumber | 0 | 3.184500 | 1.656002 | 0 | 0.124000 | 0 | WarrantyDurationParts | AccessibilityPerformance | CodePerformance | Color | Constituents | Grade | Material | ModelReference | NominalHeight | NominalLength | Shape | SustainabilityPerformance | WarrantyDurationLabor | FIXED | WarrantyGuarantorParts | ExpectedLife | ReplacementCost | NominalWidth | 23-25 40 11 11 11 | Metal-Framed Gypsum Board Fixed Partitions | 188341,188707
785 | First Floor | 206628,206629,206894,206909 | 188317 | 2 | 149397 |  | New Construction | First Floor | 0.000000 | F | 209258 | 123461 | 132840 | Basic Wall:Interior - Partition (92mm Stud) | 0 | Basic Wall:Interior - Partition (92mm Stud):128360 | Size | 186731 | 192269,192270,192271,192272,192273,192274,209244,209245,209246,209247 | Manufacturer | -0.102000 | 3LbNSBzHHBSuzhUUvuwDal | 1 | Basic Wall:Interior - Partition (92mm Stud):149397 |  | InstallationDate | 785 | WarrantyGuarantorLabor | F | ModelLabel | F | WarrantyDescription | F | F | ProductionYear | 0.000000 | F | 4.468000 | T | 0.000000 | Up to level: Second Floor | Finish | 2 | 26.548856 | SerialNumber | WarrantyStartDate | BarCode | AssetIdentifier | Features | TagNumber | 0 | 5.969000 | 3.292058 | 0 | 0.124000 | 0 | WarrantyDurationParts | AccessibilityPerformance | CodePerformance | Color | Constituents | Grade | Material | ModelReference | NominalHeight | NominalLength | Shape | SustainabilityPerformance | WarrantyDurationLabor | FIXED | WarrantyGuarantorParts | ExpectedLife | ReplacementCost | NominalWidth | 23-25 40 11 11 11 | Metal-Framed Gypsum Board Fixed Partitions | 188232
786 | First Floor | 206467 | 188124,189005,189081,189251 | 2 | 153012 |  | New Construction | First Floor | 0.000000 | F | 209258 | 123473 | 132859 | Basic Wall:Interior - Partition (92mm Stud) | 0 | Basic Wall:Interior - Partition (92mm Stud):128360 | Size | 186750 | 192383,192384,192385,192386,192387,192388,209244,209245,209246,209247 | Manufacturer | -0.102000 | 3LbNSBzHHBSuzhUUvuwCiE | 1 | Basic Wall:Interior - Partition (92mm Stud):153012 |  | InstallationDate | 786 | WarrantyGuarantorLabor | F | ModelLabel | F | WarrantyDescription | F | F | ProductionYear | 0.000000 | F | 4.468000 | T | 0.000000 | Up to level: Second Floor | Finish | 2 | 1.675500 | SerialNumber | WarrantyStartDate | BarCode | AssetIdentifier | Features | TagNumber | 0 | 0.410000 | 0.207762 | 0 | 0.124000 | 0 | WarrantyDurationParts | AccessibilityPerformance | CodePerformance | Color | Constituents | Grade | Material | ModelReference | NominalHeight | NominalLength | Shape | SustainabilityPerformance | WarrantyDurationLabor | FIXED | WarrantyGuarantorParts | ExpectedLife | ReplacementCost | NominalWidth | 23-25 40 11 11 11 | Metal-Framed Gypsum Board Fixed Partitions | 189249
787 | First Floor | 206465,206466 | 189252,189519,189764 | 2 | 153048 |  | New Construction | First Floor | 0.000000 | F | 209258 | 123474 | 132860 | Basic Wall:Interior - Partition (92mm Stud) | 0 | Basic Wall:Interior - Partition (92mm Stud):128360 | Size | 186751 | 192389,192390,192391,192392,192393,192394,209244,209245,209246,209247 | Manufacturer | -0.102000 | 3LbNSBzHHBSuzhUUvuwCjY | 1 | Basic Wall:Interior - Partition (92mm Stud):153048 |  | InstallationDate | 787 | WarrantyGuarantorLabor | F | ModelLabel | F | WarrantyDescription | F | F | ProductionYear | 0.000000 | F | 4.468000 | T | 0.000000 | Up to level: Second Floor | Finish | 2 | 2.379587 | SerialNumber | WarrantyStartDate | BarCode | AssetIdentifier | Features | TagNumber | 0 | 0.654728 | 0.294024 | 0 | 0.124000 | 0 | WarrantyDurationParts | AccessibilityPerformance | CodePerformance | Color | Constituents | Grade | Material | ModelReference | NominalHeight | NominalLength | Shape | SustainabilityPerformance | WarrantyDurationLabor | FIXED | WarrantyGuarantorParts | ExpectedLife | ReplacementCost | NominalWidth | 23-25 40 11 11 11 | Metal-Framed Gypsum Board Fixed Partitions | 189251
788 | First Floor | 206318,206511 | 188356,188590,188982 | 2 | 154235 |  | New Construction | First Floor | 0.000000 | F | 209258 | 123477 | 132864 | Basic Wall:Interior - Partition (92mm Stud) | 0 | Basic Wall:Interior - Partition (92mm Stud):128360 | Size | 186755 | 192413,192414,192415,192416,192417,192418,209244,209245,209246,209247 | Manufacturer | -0.102000 | 3LbNSBzHHBSuzhUUvuwCJ1 | 1 | Basic Wall:Interior - Partition (92mm Stud):154235 |  | InstallationDate | 788 | WarrantyGuarantorLabor | F | ModelLabel | F | WarrantyDescription | F | F | ProductionYear | 0.000000 | F | 4.468000 | T | 0.000000 | Up to level: Second Floor | Finish | 2 | 8.891320 | SerialNumber | WarrantyStartDate | BarCode | AssetIdentifier | Features | TagNumber | 0 | 1.990000 | 1.102524 | 0 | 0.124000 | 0 | WarrantyDurationParts | AccessibilityPerformance | CodePerformance | Color | Constituents | Grade | Material | ModelReference | NominalHeight | NominalLength | Shape | SustainabilityPerformance | WarrantyDurationLabor | FIXED | WarrantyGuarantorParts | ExpectedLife | ReplacementCost | NominalWidth | 23-25 40 11 11 11 | Metal-Framed Gypsum Board Fixed Partitions | 188718
789 | First Floor | 206506,206507,206519 | 189268,189270 | 2 | 157956 |  | New Construction | First Floor | 0.000000 | F | 209258 | 123496 | 132886 | Basic Wall:Interior - Partition (92mm Stud) | 0 | Basic Wall:Interior - Partition (92mm Stud):128360 | Size | 186777 | 192533,192534,192535,192536,192537,192538,209244,209245,209246,209247 | Manufacturer | -0.102000 | 3LbNSBzHHBSuzhUUvuwFU_ | 1 | Basic Wall:Interior - Partition (92mm Stud):157956 |  | InstallationDate | 789 | WarrantyGuarantorLabor | F | ModelLabel | F | WarrantyDescription | F | F | ProductionYear | 0.000000 | F | 4.468000 | T | 0.000000 | Up to level: Second Floor | Finish | 2 | 4.870120 | SerialNumber | WarrantyStartDate | BarCode | AssetIdentifier | Features | TagNumber | 0 | 1.090000 | 0.603895 | 0 | 0.124000 | 0 | WarrantyDurationParts | AccessibilityPerformance | CodePerformance | Color | Constituents | Grade | Material | ModelReference | NominalHeight | NominalLength | Shape | SustainabilityPerformance | WarrantyDurationLabor | FIXED | WarrantyGuarantorParts | ExpectedLife | ReplacementCost | NominalWidth | 23-25 40 11 11 11 | Metal-Framed Gypsum Board Fixed Partitions | 188383
790 | First Floor | 206639,206655 | 188312,189274,189521,189771 | 2 | 159338 |  | New Construction | First Floor | 0.000000 | F | 209258 | 123502 | 132895 | Basic Wall:Interior - Partition (92mm Stud) | 0 | Basic Wall:Interior - Partition (92mm Stud):128360 | Size | 186786 | 192587,192588,192589,192590,192591,192592,209244,209245,209246,209247 | Manufacturer | -0.102000 | 3LbNSBzHHBSuzhUUvuwF3G | 1 | Basic Wall:Interior - Partition (92mm Stud):159338 |  | InstallationDate | 790 | WarrantyGuarantorLabor | F | ModelLabel | F | WarrantyDescription | F | F | ProductionYear | 0.000000 | F | 4.468000 | T | 0.000000 | Up to level: Second Floor | Finish | 2 | 6.777956 | SerialNumber | WarrantyStartDate | BarCode | AssetIdentifier | Features | TagNumber | 0 | 1.552000 | 0.840467 | 0 | 0.124000 | 0 | WarrantyDurationParts | AccessibilityPerformance | CodePerformance | Color | Constituents | Grade | Material | ModelReference | NominalHeight | NominalLength | Shape | SustainabilityPerformance | WarrantyDurationLabor | FIXED | WarrantyGuarantorParts | ExpectedLife | ReplacementCost | NominalWidth | 23-25 40 11 11 11 | Metal-Framed Gypsum Board Fixed Partitions
791 | First Floor | 206635,206643 | 188912,189282,189767 | 2 | 159977 |  | New Construction | First Floor | 0.000000 | F | 209258 | 123508 | 132901 | Basic Wall:Interior - Partition (92mm Stud) | 0 | Basic Wall:Interior - Partition (92mm Stud):128360 | Size | 186792 | 192623,192624,192625,192626,192627,192628,209244,209245,209246,209247 | Manufacturer | -0.102000 | 3LbNSBzHHBSuzhUUvuwEvJ | 1 | Basic Wall:Interior - Partition (92mm Stud):159977 |  | InstallationDate | 791 | WarrantyGuarantorLabor | F | ModelLabel | F | WarrantyDescription | F | F | ProductionYear | 0.000000 | F | 4.468000 | T | 0.000000 | Up to level: Second Floor | Finish | 2 | 4.244600 | SerialNumber | WarrantyStartDate | BarCode | AssetIdentifier | Features | TagNumber | 0 | 0.942000 | 0.526330 | 0 | 0.124000 | 0 | WarrantyDurationParts | AccessibilityPerformance | CodePerformance | Color | Constituents | Grade | Material | ModelReference | NominalHeight | NominalLength | Shape | SustainabilityPerformance | WarrantyDurationLabor | FIXED | WarrantyGuarantorParts | ExpectedLife | ReplacementCost | NominalWidth | 23-25 40 11 11 11 | Metal-Framed Gypsum Board Fixed Partitions | 188911
792 | First Floor | 206712,207076 | 188402,189295,189601 | 0 | 163220 |  | New Construction | First Floor | 0.000000 | F | 209258 | 123529 | 132927 | Basic Wall:Interior - Furring (38 mm Stud) | 0 | Basic Wall:Interior - Furring (38 mm Stud):128404 | Size | 186818 | 192767,192768,192769,192770,192771,192772,209240,209241,209242,209243 | Manufacturer | -0.102000 | 0bk1ZfURb7DB4FOIglu8n9 | 1 | Basic Wall:Interior - Furring (38 mm Stud):163220 |  | InstallationDate | 792 | WarrantyGuarantorLabor | F | ModelLabel | F | WarrantyDescription | F | F | ProductionYear | 0.000000 | F | 4.468000 | T | 0.000000 | Up to level: Second Floor | Finish | 0 | 1.876560 | SerialNumber | WarrantyStartDate | BarCode | AssetIdentifier | Features | TagNumber | 0 | 0.393000 | 0.101334 | 0 | 0.054000 | 0 | WarrantyDurationParts | AccessibilityPerformance | CodePerformance | Color | Constituents | Grade | Material | ModelReference | NominalHeight | NominalLength | Shape | SustainabilityPerformance | WarrantyDurationLabor | FIXED | WarrantyGuarantorParts | ExpectedLife | ReplacementCost | NominalWidth | 23-25 40 11 11 11 | Metal-Framed Gypsum Board Fixed Partitions | 189294
793 | First Floor | 206708 | 189299,189525,189599 | 0 | 163496 |  | New Construction | First Floor | 0.000000 | F | 209258 | 123535 | 132933 | Basic Wall:Interior - Furring (38 mm Stud) | 0 | Basic Wall:Interior - Furring (38 mm Stud):128404 | Size | 186824 | 192803,192804,192805,192806,192807,192808,209240,209241,209242,209243 | Manufacturer | -0.102000 | 0bk1ZfURb7DB4FOIglu8zr | 1 | Basic Wall:Interior - Furring (38 mm Stud):163496 |  | InstallationDate | 793 | WarrantyGuarantorLabor | F | ModelLabel | F | WarrantyDescription | F | F | ProductionYear | 0.000000 | F | 4.468000 | T | 0.000000 | Up to level: Second Floor | Finish | 0 | 1.572736 | SerialNumber | WarrantyStartDate | BarCode | AssetIdentifier | Features | TagNumber | 0 | 0.406000 | 0.084928 | 0 | 0.054000 | 0 | WarrantyDurationParts | AccessibilityPerformance | CodePerformance | Color | Constituents | Grade | Material | ModelReference | NominalHeight | NominalLength | Shape | SustainabilityPerformance | WarrantyDurationLabor | FIXED | WarrantyGuarantorParts | ExpectedLife | ReplacementCost | NominalWidth | 23-25 40 11 11 11 | Metal-Framed Gypsum Board Fixed Partitions | 188225,189297
794 | First Floor | 207084 |  | 2 | 164042 |  | New Construction | First Floor | 0.000000 | F | 209258 | 123538 | 132936 | Basic Wall:Interior - Partition (92mm Stud) | 0 | Basic Wall:Interior - Partition (92mm Stud):128360 | Size | 186827 | 192821,192822,192823,192824,192825,192826,209244,209245,209246,209247 | Manufacturer | -0.102000 | 0bk1ZfURb7DB4FOIglu74N | 1 | Basic Wall:Interior - Partition (92mm Stud):164042 |  | InstallationDate | 794 | WarrantyGuarantorLabor | F | ModelLabel | F | WarrantyDescription | F | F | ProductionYear | 0.000000 | F | 4.468000 | T | 0.000000 | Up to level: Second Floor | Finish | 2 | 17.063292 | SerialNumber | WarrantyStartDate | BarCode | AssetIdentifier | Features | TagNumber | 0 | 4.014500 | 2.115848 | 0 | 0.124000 | 0 | WarrantyDurationParts | AccessibilityPerformance | CodePerformance | Color | Constituents | Grade | Material | ModelReference | NominalHeight | NominalLength | Shape | SustainabilityPerformance | WarrantyDurationLabor | FIXED | WarrantyGuarantorParts | ExpectedLife | ReplacementCost | NominalWidth | 23-25 40 11 11 11 | Metal-Framed Gypsum Board Fixed Partitions | 188161,188162,188916,188917,189526
795 | First Floor | 207080,207081,207254 | 188404 | 2 | 164520 |  | New Construction | First Floor | 0.000000 | F | 209258 | 123542 | 132941 | Basic Wall:Interior - Partition (92mm Stud) | 0 | Basic Wall:Interior - Partition (92mm Stud):128360 | Size | 186832 | 192851,192852,192853,192854,192855,192856,209244,209245,209246,209247 | Manufacturer | -0.102000 | 3Egy$LBd99weR14rW4bmdQ | 1 | Basic Wall:Interior - Partition (92mm Stud):164520 |  | InstallationDate | 795 | WarrantyGuarantorLabor | F | ModelLabel | F | WarrantyDescription | F | F | ProductionYear | 0.000000 | F | 4.468000 | T | 0.000000 | Up to level: Second Floor | Finish | 2 | 28.693496 | SerialNumber | WarrantyStartDate | BarCode | AssetIdentifier | Features | TagNumber | 0 | 6.546000 | 3.557994 | 0 | 0.124000 | 0 | WarrantyDurationParts | AccessibilityPerformance | CodePerformance | Color | Constituents | Grade | Material | ModelReference | NominalHeight | NominalLength | Shape | SustainabilityPerformance | WarrantyDurationLabor | FIXED | WarrantyGuarantorParts | ExpectedLife | ReplacementCost | NominalWidth | 23-25 40 11 11 11 | Metal-Framed Gypsum Board Fixed Partitions | 188403,188736
796 | First Floor | 206827 | 188422,188974,189315,190027 | 0 | 165900 |  | New Construction | First Floor | 0.000000 | F | 209258 | 123546 | 132949 | Basic Wall:Interior - Furring (152 mm Stud) | 0 | Basic Wall:Interior - Furring (152 mm Stud):138413 | Size | 186840 | 192893,192894,192895,192896,192897,192898,209191,209192,209193,209194 | Manufacturer | -0.102000 | 3Egy$LBd99weR14rW4bmD_ | 1 | Basic Wall:Interior - Furring (152 mm Stud):165900 |  | InstallationDate | 796 | WarrantyGuarantorLabor | F | ModelLabel | F | WarrantyDescription | F | F | ProductionYear | 0.000000 | F | 4.468000 | T | 0.000000 | Up to level: Second Floor | Finish | 0 | 17.916680 | SerialNumber | WarrantyStartDate | BarCode | AssetIdentifier | Features | TagNumber | 0 | 4.080000 | 3.010002 | 0 | 0.168000 | 0 | WarrantyDurationParts | AccessibilityPerformance | CodePerformance | Color | Constituents | Grade | Material | ModelReference | NominalHeight | NominalLength | Shape | SustainabilityPerformance | WarrantyDurationLabor | FIXED | WarrantyGuarantorParts | ExpectedLife | ReplacementCost | NominalWidth | 23-25 40 11 11 11 | Metal-Framed Gypsum Board Fixed Partitions | 189527
797 | First Floor | 206832,206833,206866 | 188426,189528 | 2 | 166480 |  | New Construction | First Floor | 0.000000 | F | 209258 | 123547 | 132951 | Basic Wall:Interior - Partition (92mm Stud) | 0 | Basic Wall:Interior - Partition (92mm Stud):128360 | Size | 186842 | 192905,192906,192907,192908,192909,192910,209244,209245,209246,209247 | Manufacturer | -0.102000 | 3Egy$LBd99weR14rW4bm4Y | 1 | Basic Wall:Interior - Partition (92mm Stud):166480 |  | InstallationDate | 797 | WarrantyGuarantorLabor | F | ModelLabel | F | WarrantyDescription | F | F | ProductionYear | 0.000000 | F | 4.468000 | T | 0.000000 | Up to level: Second Floor | Finish | 2 | 12.814224 | SerialNumber | WarrantyStartDate | BarCode | AssetIdentifier | Features | TagNumber | 0 | 3.014000 | 1.588964 | 0 | 0.124000 | 0 | WarrantyDurationParts | AccessibilityPerformance | CodePerformance | Color | Constituents | Grade | Material | ModelReference | NominalHeight | NominalLength | Shape | SustainabilityPerformance | WarrantyDurationLabor | FIXED | WarrantyGuarantorParts | ExpectedLife | ReplacementCost | NominalWidth | 23-25 40 11 11 11 | Metal-Framed Gypsum Board Fixed Partitions | 188411
798 | First Floor | 206801,206818,206819 | 189307,189308 | 2 | 167070 |  | New Construction | First Floor | 0.000000 | F | 209258 | 123550 | 132955 | Basic Wall:Interior - Partition (92mm Stud) | 0 | Basic Wall:Interior - Partition (92mm Stud):128360 | Size | 186846 | 192929,192930,192931,192932,192933,192934,209244,209245,209246,209247 | Manufacturer | -0.102000 | 3Egy$LBd99weR14rW4bmVi | 1 | Basic Wall:Interior - Partition (92mm Stud):167070 |  | InstallationDate | 798 | WarrantyGuarantorLabor | F | ModelLabel | F | WarrantyDescription | F | F | ProductionYear | 0.000000 | F | 4.468000 | T | 0.000000 | Up to level: Second Floor | Finish | 2 | 4.870119 | SerialNumber | WarrantyStartDate | BarCode | AssetIdentifier | Features | TagNumber | 0 | 1.090000 | 0.603895 | 0 | 0.124000 | 0 | WarrantyDurationParts | AccessibilityPerformance | CodePerformance | Color | Constituents | Grade | Material | ModelReference | NominalHeight | NominalLength | Shape | SustainabilityPerformance | WarrantyDurationLabor | FIXED | WarrantyGuarantorParts | ExpectedLife | ReplacementCost | NominalWidth | 23-25 40 11 11 11 | Metal-Framed Gypsum Board Fixed Partitions | 189306
799 | First Floor | 206800,206806,206807 | 188238,188750 | 2 | 168647 |  | New Construction | First Floor | 0.000000 | F | 209258 | 123560 | 132966 | Basic Wall:Interior - Partition (92mm Stud) | 0 | Basic Wall:Interior - Partition (92mm Stud):128360 | Size | 186857 | 192995,192996,192997,192998,192999,193000,209244,209245,209246,209247 | Manufacturer | -0.102000 | 3Egy$LBd99weR14rW4bncr | 1 | Basic Wall:Interior - Partition (92mm Stud):168647 |  | InstallationDate | 799 | WarrantyGuarantorLabor | F | ModelLabel | F | WarrantyDescription | F | F | ProductionYear | 0.000000 | F | 4.468000 | T | 0.000000 | Up to level: Second Floor | Finish | 2 | 17.523496 | SerialNumber | WarrantyStartDate | BarCode | AssetIdentifier | Features | TagNumber | 0 | 4.046000 | 2.172914 | 0 | 0.124000 | 0 | WarrantyDurationParts | AccessibilityPerformance | CodePerformance | Color | Constituents | Grade | Material | ModelReference | NominalHeight | NominalLength | Shape | SustainabilityPerformance | WarrantyDurationLabor | FIXED | WarrantyGuarantorParts | ExpectedLife | ReplacementCost | NominalWidth | 23-25 40 11 11 11 | Metal-Framed Gypsum Board Fixed Partitions | 188415
800 | First Floor | 206181,206211 | 188763,188764 | 2 | 171989 |  | New Construction | First Floor | 0.000000 | F | 209258 | 123584 | 132993 | Basic Wall:Interior - Partition (92mm Stud) | 0 | Basic Wall:Interior - Partition (92mm Stud):128360 | Size | 186884 | 193145,193146,193147,193148,193149,193150,209244,209245,209246,209247 | Manufacturer | -0.102000 | 3Egy$LBd99weR14rW4bnId | 1 | Basic Wall:Interior - Partition (92mm Stud):171989 |  | InstallationDate | 800 | WarrantyGuarantorLabor | F | ModelLabel | F | WarrantyDescription | F | F | ProductionYear | 0.000000 | F | 4.468000 | T | 0.000000 | Up to level: Second Floor | Finish | 2 | 14.994608 | SerialNumber | WarrantyStartDate | BarCode | AssetIdentifier | Features | TagNumber | 0 | 3.502000 | 1.859331 | 0 | 0.124000 | 0 | WarrantyDurationParts | AccessibilityPerformance | CodePerformance | Color | Constituents | Grade | Material | ModelReference | NominalHeight | NominalLength | Shape | SustainabilityPerformance | WarrantyDurationLabor | FIXED | WarrantyGuarantorParts | ExpectedLife | ReplacementCost | NominalWidth | 23-25 40 11 11 11 | Metal-Framed Gypsum Board Fixed Partitions | 188437,188759
801 | First Floor | 207607 | 189016,189343,189344,189562 | 0 | 175497 |  | New Construction | First Floor | 0.000000 | F | 209258 | 123599 | 133012 | Basic Wall:Interior - Furring (38 mm Stud) | 0 | Basic Wall:Interior - Furring (38 mm Stud):128404 | Size | 186903 | 193253,193254,193255,193256,193257,193258,209240,209241,209242,209243 | Manufacturer | -0.102000 | 3Egy$LBd99weR14rW4boRx | 1 | Basic Wall:Interior - Furring (38 mm Stud):175497 |  | InstallationDate | 801 | WarrantyGuarantorLabor | F | ModelLabel | F | WarrantyDescription | F | F | ProductionYear | 0.000000 | F | 4.468000 | T | 0.000000 | Up to level: Second Floor | Finish | 0 | 5.969248 | SerialNumber | WarrantyStartDate | BarCode | AssetIdentifier | Features | TagNumber | 0 | 1.336000 | 0.322339 | 0 | 0.054000 | 0 | WarrantyDurationParts | AccessibilityPerformance | CodePerformance | Color | Constituents | Grade | Material | ModelReference | NominalHeight | NominalLength | Shape | SustainabilityPerformance | WarrantyDurationLabor | FIXED | WarrantyGuarantorParts | ExpectedLife | ReplacementCost | NominalWidth | 23-25 40 11 11 11 | Metal-Framed Gypsum Board Fixed Partitions | 189341
802 | First Floor | 206215,207598 | 189384,189530,190044 | 2 | 176115 |  | New Construction | First Floor | 0.000000 | F | 209258 | 123604 | 133018 | Basic Wall:Interior - Partition (92mm Stud) | 0 | Basic Wall:Interior - Partition (92mm Stud):128360 | Size | 186909 | 193283,193284,193285,193286,193287,193288,209244,209245,209246,209247 | Manufacturer | -0.102000 | 3Egy$LBd99weR14rW4boI1 | 1 | Basic Wall:Interior - Partition (92mm Stud):176115 |  | InstallationDate | 802 | WarrantyGuarantorLabor | F | ModelLabel | F | WarrantyDescription | F | F | ProductionYear | 0.000000 | F | 4.468000 | T | 0.000000 | Up to level: Second Floor | Finish | 2 | 4.155243 | SerialNumber | WarrantyStartDate | BarCode | AssetIdentifier | Features | TagNumber | 0 | 0.965001 | 0.515250 | 0 | 0.124000 | 0 | WarrantyDurationParts | AccessibilityPerformance | CodePerformance | Color | Constituents | Grade | Material | ModelReference | NominalHeight | NominalLength | Shape | SustainabilityPerformance | WarrantyDurationLabor | FIXED | WarrantyGuarantorParts | ExpectedLife | ReplacementCost | NominalWidth | 23-25 40 11 11 11 | Metal-Framed Gypsum Board Fixed Partitions | 189347
803 | First Floor | 206213,206222 | 188453,188594,188647 | 2 | 176216 |  | New Construction | First Floor | 0.000000 | F | 209258 | 123605 | 133019 | Basic Wall:Interior - Partition (92mm Stud) | 0 | Basic Wall:Interior - Partition (92mm Stud):128360 | Size | 186910 | 193289,193290,193291,193292,193293,193294,209244,209245,209246,209247 | Manufacturer | -0.102000 | 3Egy$LBd99weR14rW4bpig | 1 | Basic Wall:Interior - Partition (92mm Stud):176216 |  | InstallationDate | 803 | WarrantyGuarantorLabor | F | ModelLabel | F | WarrantyDescription | F | F | ProductionYear | 0.000000 | F | 4.468000 | T | 0.000000 | Up to level: Second Floor | Finish | 2 | 10.678520 | SerialNumber | WarrantyStartDate | BarCode | AssetIdentifier | Features | TagNumber | 0 | 2.368000 | 1.324136 | 0 | 0.124000 | 0 | WarrantyDurationParts | AccessibilityPerformance | CodePerformance | Color | Constituents | Grade | Material | ModelReference | NominalHeight | NominalLength | Shape | SustainabilityPerformance | WarrantyDurationLabor | FIXED | WarrantyGuarantorParts | ExpectedLife | ReplacementCost | NominalWidth | 23-25 40 11 11 11 | Metal-Framed Gypsum Board Fixed Partitions | 188774
804 | First Floor | 207422,207436 | 188777,189352 | 0 | 177597 | 204947 | New Construction | First Floor | 0.000000 | F | 209258 | 32073 | 133028 | Basic Wall:Interior - Furring (38 mm Stud) | 0 | Basic Wall:Interior - Furring (38 mm Stud):128404 | Size | 186919 | 205441,205442,205443,205444,205445,205446,209240,209241,209242,209243 | Manufacturer | -0.102000 | 3Egy$LBd99weR14rW4bpxF | 1 | Basic Wall:Interior - Furring (38 mm Stud):177597 |  | InstallationDate | 804 | WarrantyGuarantorLabor | F | ModelLabel | F | WarrantyDescription | F | F | ProductionYear | 0.000000 | F | 4.468000 | T | 0.000000 | Up to level: Second Floor | Finish | 0 | 19.458217 | SerialNumber | WarrantyStartDate | BarCode | AssetIdentifier | Features | TagNumber | 0 | 4.446000 | 1.050744 | 0 | 0.054000 | 0 | WarrantyDurationParts | AccessibilityPerformance | CodePerformance | Color | Constituents | Grade | Material | ModelReference | NominalHeight | NominalLength | Shape | SustainabilityPerformance | WarrantyDurationLabor | FIXED | WarrantyGuarantorParts | ExpectedLife | ReplacementCost | NominalWidth | 23-25 40 11 11 11 | Metal-Framed Gypsum Board Fixed Partitions | 189351
805 | First Floor | 206036 | 188464,188673,189041,189356,189357 | 0 | 178764 |  | New Construction | First Floor | 0.000000 | F | 209258 | 123621 | 133039 | Basic Wall:Interior - Furring (38 mm Stud) | 0 | Basic Wall:Interior - Furring (38 mm Stud):128404 | Size | 186930 | 193403,193404,193405,193406,193407,193408,209240,209241,209242,209243 | Manufacturer | 2.500000 | 3Egy$LBd99weR14rW4bp4_ | 1 | Basic Wall:Interior - Furring (38 mm Stud):178764 |  | InstallationDate | 805 | WarrantyGuarantorLabor | F | ModelLabel | F | WarrantyDescription | F | F | ProductionYear | 0.000000 | F | 2.500000 | T | 0.000000 | Up to level: First Floor | Finish | 3 | 1.150000 | SerialNumber | WarrantyStartDate | BarCode | AssetIdentifier | Features | TagNumber | 0 | 0.495000 | 0.062100 | 0 | 0.054000 | 0 | WarrantyDurationParts | AccessibilityPerformance | CodePerformance | Color | Constituents | Grade | Material | ModelReference | NominalHeight | NominalLength | Shape | SustainabilityPerformance | WarrantyDurationLabor | FIXED | WarrantyGuarantorParts | ExpectedLife | ReplacementCost | NominalWidth | 23-25 40 11 11 11 | Metal-Framed Gypsum Board Fixed Partitions
806 | First Floor | 207359,207360 | 189366 | 0 | 180453 |  | New Construction | First Floor | 0.000000 | F | 209258 | 123639 | 133060 | Basic Wall:Interior - Furring (38 mm Stud) | 0 | Basic Wall:Interior - Furring (38 mm Stud):128404 | Size | 186951 | 193523,193524,193525,193526,193527,193528,209240,209241,209242,209243 | Manufacturer | -0.102000 | 3Egy$LBd99weR14rW4bqkN | 1 | Basic Wall:Interior - Furring (38 mm Stud):180453 |  | InstallationDate | 806 | WarrantyGuarantorLabor | F | ModelLabel | F | WarrantyDescription | F | F | ProductionYear | 0.000000 | F | 4.468000 | T | 0.000000 | Up to level: Second Floor | Finish | 0 | 3.619080 | SerialNumber | WarrantyStartDate | BarCode | AssetIdentifier | Features | TagNumber | 0 | 0.810000 | 0.195430 | 0 | 0.054000 | 0 | WarrantyDurationParts | AccessibilityPerformance | CodePerformance | Color | Constituents | Grade | Material | ModelReference | NominalHeight | NominalLength | Shape | SustainabilityPerformance | WarrantyDurationLabor | FIXED | WarrantyGuarantorParts | ExpectedLife | ReplacementCost | NominalWidth | 23-25 40 11 11 11 | Metal-Framed Gypsum Board Fixed Partitions | 188248,188596,189365
807 | First Floor | 206019,207526 | 189019,189048,189405 | 0 | 184791 |  | New Construction | First Floor | 0.000000 | F | 209258 | 123667 | 133093 | Basic Wall:Interior - Furring (152 mm Stud) | 0 | Basic Wall:Interior - Furring (152 mm Stud):138413 | Size | 186984 | 193703,193704,193705,193706,193707,193708,209191,209192,209193,209194 | Manufacturer | -0.102000 | 3Egy$LBd99weR14rW4brgb | 1 | Basic Wall:Interior - Furring (152 mm Stud):184791 |  | InstallationDate | 807 | WarrantyGuarantorLabor | F | ModelLabel | F | WarrantyDescription | F | F | ProductionYear | 0.000000 | F | 4.468000 | T | 0.000000 | Up to level: Second Floor | Finish | 3 | 1.304656 | SerialNumber | WarrantyStartDate | BarCode | AssetIdentifier | Features | TagNumber | 0 | 0.314000 | 0.219182 | 0 | 0.168000 | 0 | WarrantyDurationParts | AccessibilityPerformance | CodePerformance | Color | Constituents | Grade | Material | ModelReference | NominalHeight | NominalLength | Shape | SustainabilityPerformance | WarrantyDurationLabor | FIXED | WarrantyGuarantorParts | ExpectedLife | ReplacementCost | NominalWidth | 23-25 40 11 11 11 | Metal-Framed Gypsum Board Fixed Partitions | 189402
808 | First Floor | 206011,207528 | 189108,189394,189615 | 2 | 184898 |  | New Construction | First Floor | 0.000000 | F | 209258 | 123669 | 133095 | Basic Wall:Interior - Partition (92mm Stud) | 0 | Basic Wall:Interior - Partition (92mm Stud):128360 | Size | 186986 | 193715,193716,193717,193718,193719,193720,209244,209245,209246,209247 | Manufacturer | -0.102000 | 3Egy$LBd99weR14rW4bram | 1 | Basic Wall:Interior - Partition (92mm Stud):184898 |  | InstallationDate | 808 | WarrantyGuarantorLabor | F | ModelLabel | F | WarrantyDescription | F | F | ProductionYear | 0.000000 | F | 4.468000 | T | 0.000000 | Up to level: Second Floor | Finish | 2 | 2.252319 | SerialNumber | WarrantyStartDate | BarCode | AssetIdentifier | Features | TagNumber | 0 | 0.650100 | 0.279288 | 0 | 0.124000 | 0 | WarrantyDurationParts | AccessibilityPerformance | CodePerformance | Color | Constituents | Grade | Material | ModelReference | NominalHeight | NominalLength | Shape | SustainabilityPerformance | WarrantyDurationLabor | FIXED | WarrantyGuarantorParts | ExpectedLife | ReplacementCost | NominalWidth | 23-25 40 11 11 11 | Metal-Framed Gypsum Board Fixed Partitions | 189532
809 | First Floor | 207104,207105,207138 | 188800 | 2 | 186038 |  | New Construction | First Floor | 0.000000 | F | 209258 | 123674 | 133104 | Basic Wall:Interior - Partition (92mm Stud) | 0 | Basic Wall:Interior - Partition (92mm Stud):128360 | Size | 186995 | 193769,193770,193771,193772,193773,193774,209244,209245,209246,209247 | Manufacturer | -0.102000 | 3Egy$LBd99weR14rW4brt4 | 1 | Basic Wall:Interior - Partition (92mm Stud):186038 |  | InstallationDate | 809 | WarrantyGuarantorLabor | F | ModelLabel | F | WarrantyDescription | F | F | ProductionYear | 0.000000 | F | 4.468000 | T | 0.000000 | Up to level: Second Floor | Finish | 2 | 11.612332 | SerialNumber | WarrantyStartDate | BarCode | AssetIdentifier | Features | TagNumber | 0 | 2.723000 | 1.439929 | 0 | 0.124000 | 0 | WarrantyDurationParts | AccessibilityPerformance | CodePerformance | Color | Constituents | Grade | Material | ModelReference | NominalHeight | NominalLength | Shape | SustainabilityPerformance | WarrantyDurationLabor | FIXED | WarrantyGuarantorParts | ExpectedLife | ReplacementCost | NominalWidth | 23-25 40 11 11 11 | Metal-Framed Gypsum Board Fixed Partitions | 188798,189412
810 | First Floor | 207142,207312 | 189418,189419,189422 | 2 | 186369 |  | New Construction | First Floor | 0.000000 | F | 209258 | 123679 | 133110 | Basic Wall:Interior - Partition (92mm Stud) | 0 | Basic Wall:Interior - Partition (92mm Stud):128360 | Size | 187001 | 193805,193806,193807,193808,193809,193810,209244,209245,209246,209247 | Manufacturer | -0.102000 | 3Egy$LBd99weR14rW4brDp | 1 | Basic Wall:Interior - Partition (92mm Stud):186369 |  | InstallationDate | 810 | WarrantyGuarantorLabor | F | ModelLabel | F | WarrantyDescription | F | F | ProductionYear | 0.000000 | F | 4.468000 | T | 0.000000 | Up to level: Second Floor | Finish | 2 | 1.563800 | SerialNumber | WarrantyStartDate | BarCode | AssetIdentifier | Features | TagNumber | 0 | 0.474000 | 0.193911 | 0 | 0.124000 | 0 | WarrantyDurationParts | AccessibilityPerformance | CodePerformance | Color | Constituents | Grade | Material | ModelReference | NominalHeight | NominalLength | Shape | SustainabilityPerformance | WarrantyDurationLabor | FIXED | WarrantyGuarantorParts | ExpectedLife | ReplacementCost | NominalWidth | 23-25 40 11 11 11 | Metal-Framed Gypsum Board Fixed Partitions | 189417
811 | First Floor | 207128,207129,207314 | 189421,189534 | 2 | 186460 |  | New Construction | First Floor | 0.000000 | F | 209258 | 123681 | 133112 | Basic Wall:Interior - Partition (92mm Stud) | 0 | Basic Wall:Interior - Partition (92mm Stud):128360 | Size | 187003 | 193817,193818,193819,193820,193821,193822,209244,209245,209246,209247 | Manufacturer | -0.102000 | 3Egy$LBd99weR14rW4brCk | 1 | Basic Wall:Interior - Partition (92mm Stud):186460 |  | InstallationDate | 811 | WarrantyGuarantorLabor | F | ModelLabel | F | WarrantyDescription | F | F | ProductionYear | 0.000000 | F | 4.468000 | T | 0.000000 | Up to level: Second Floor | Finish | 2 | 5.656488 | SerialNumber | WarrantyStartDate | BarCode | AssetIdentifier | Features | TagNumber | 0 | 1.461500 | 0.701405 | 0 | 0.124000 | 0 | WarrantyDurationParts | AccessibilityPerformance | CodePerformance | Color | Constituents | Grade | Material | ModelReference | NominalHeight | NominalLength | Shape | SustainabilityPerformance | WarrantyDurationLabor | FIXED | WarrantyGuarantorParts | ExpectedLife | ReplacementCost | NominalWidth | 23-25 40 11 11 11 | Metal-Framed Gypsum Board Fixed Partitions | 189420
812 | First Floor | 207131,207141 |  | 2 | 186803 |  | New Construction | First Floor | 0.000000 | F | 209258 | 123683 | 133115 | Basic Wall:Interior - Partition (92mm Stud) | 0 | Basic Wall:Interior - Partition (92mm Stud):128360 | Size | 187006 | 193835,193836,193837,193838,193839,193840,209244,209245,209246,209247 | Manufacturer | -0.102000 | 3Egy$LBd99weR14rW4brB1 | 1 | Basic Wall:Interior - Partition (92mm Stud):186803 |  | InstallationDate | 812 | WarrantyGuarantorLabor | F | ModelLabel | F | WarrantyDescription | F | F | ProductionYear | 0.000000 | F | 4.468000 | T | 0.000000 | Up to level: Second Floor | Finish | 2 | 12.452315 | SerialNumber | WarrantyStartDate | BarCode | AssetIdentifier | Features | TagNumber | 0 | 2.911000 | 1.544087 | 0 | 0.124000 | 0 | WarrantyDurationParts | AccessibilityPerformance | CodePerformance | Color | Constituents | Grade | Material | ModelReference | NominalHeight | NominalLength | Shape | SustainabilityPerformance | WarrantyDurationLabor | FIXED | WarrantyGuarantorParts | ExpectedLife | ReplacementCost | NominalWidth | 23-25 40 11 11 11 | Metal-Framed Gypsum Board Fixed Partitions | 188600,188799,189419,189422
832 | First Floor |  | 188623,189997 | 1 | 258774 |  | New Construction | First Floor | 0.000000 | F | 209258 | 124204 | 133618 | Basic Wall:Exterior - Insul Panel on Mtl. Stud | 0 | Basic Wall:Exterior - Insul Panel on Mtl. Stud:130954 | Size | 187259 | 196839,196840,196841,196842,196843,196844,209211,209212,209213,209214 | Manufacturer | 0.457000 | 0$T_kKFfj6eQu9LjJc1L7L | 1 | Basic Wall:Exterior - Insul Panel on Mtl. Stud:258774 |  | InstallationDate | 832 | WarrantyGuarantorLabor | F | ModelLabel | T | WarrantyDescription | F | F | ProductionYear | 2.540000 | F | 2.487000 | T | 0.000000 | Up to level: Second Floor | Finish | 2 | 9.948000 | SerialNumber | WarrantyStartDate | BarCode | AssetIdentifier | Features | TagNumber | 0 | 4.000000 | 2.656116 | 1 | 0.267000 | 0 | WarrantyDurationParts | AccessibilityPerformance | CodePerformance | Color | Constituents | Grade | Material | ModelReference | NominalHeight | NominalLength | Shape | SustainabilityPerformance | WarrantyDurationLabor | FIXED | WarrantyGuarantorParts | ExpectedLife | ReplacementCost | NominalWidth | 23-25 30 24 21 | Metal Framed Structural Walls | 188621,188955,189552,189995
833 | First Floor |  | 188644,189072,189075 | 2 | 270324 |  | New Construction | First Floor | 0.000000 | F | 209258 | 124407 | 133664 | Basic Wall:Interior - Partition (92mm Stud) | 0 | Basic Wall:Interior - Partition (92mm Stud):128360 | Size | 187373 | 197779,197780,197781,197782,197783,197784,209244,209245,209246,209247 | Manufacturer | -0.102000 | 2_TmT90dD0x8tJSTjyTbNo | 1 | Basic Wall:Interior - Partition (92mm Stud):270324 |  | InstallationDate | 833 | WarrantyGuarantorLabor | F | ModelLabel | F | WarrantyDescription | F | F | ProductionYear | 2.500000 | F | 1.968000 | T | 0.000000 | Up to level: Second Floor | Finish | 2 | 8.928816 | SerialNumber | WarrantyStartDate | BarCode | AssetIdentifier | Features | TagNumber | 0 | 4.599000 | 1.107173 | 0 | 0.124000 | 0 | WarrantyDurationParts | AccessibilityPerformance | CodePerformance | Color | Constituents | Grade | Material | ModelReference | NominalHeight | NominalLength | Shape | SustainabilityPerformance | WarrantyDurationLabor | FIXED | WarrantyGuarantorParts | ExpectedLife | ReplacementCost | NominalWidth | 23-25 40 11 11 11 | Metal-Framed Gypsum Board Fixed Partitions | 189015,189395,190005
837 | First Floor | 207088 |  | 0 | 349427 |  | New Construction | First Floor | 0.000000 | F | 209258 | 125019 | 133771 | Basic Wall:Interior - Furring (38 mm Stud) | 0 | Basic Wall:Interior - Furring (38 mm Stud):128404 | Size | 187561 | 200129,200130,200131,200132,200133,200134,209240,209241,209242,209243 | Manufacturer | -0.102000 | 0tIhQ6hmz02e5gznEed7oi | 1 | Basic Wall:Interior - Furring (38 mm Stud):349427 |  | InstallationDate | 837 | WarrantyGuarantorLabor | F | ModelLabel | F | WarrantyDescription | F | F | ProductionYear | 0.000000 | F | 4.468000 | T | 0.000000 | Up to level: Second Floor | Finish | 0 | 1.532524 | SerialNumber | WarrantyStartDate | BarCode | AssetIdentifier | Features | TagNumber | 0 | 0.449500 | 0.082756 | 0 | 0.054000 | 0 | WarrantyDurationParts | AccessibilityPerformance | CodePerformance | Color | Constituents | Grade | Material | ModelReference | NominalHeight | NominalLength | Shape | SustainabilityPerformance | WarrantyDurationLabor | FIXED | WarrantyGuarantorParts | ExpectedLife | ReplacementCost | NominalWidth | 23-25 40 11 11 11 | Metal-Framed Gypsum Board Fixed Partitions | 188167,189299,189300,189599,189600
838 | First Floor | 206035 | 189702,189860 | 0 | 351978 |  | New Construction | First Floor | 0.000000 | F | 209258 | 125028 | 133780 | Basic Wall:Interior - Furring (38 mm Stud) | 0 | Basic Wall:Interior - Furring (38 mm Stud):128404 | Size | 187564 | 200172,200173,200174,200175,200176,200177,209240,209241,209242,209243 | Manufacturer | 3.000000 | 0tIhQ6hmz02e5gznEed7Qr | 1 | Basic Wall:Interior - Furring (38 mm Stud):351978 |  | InstallationDate | 838 | WarrantyGuarantorLabor | F | ModelLabel | F | WarrantyDescription | F | F | ProductionYear | 0.000000 | F | 3.000000 | T | 0.000000 | Up to level: First Floor | Finish | 3 | 0.334500 | SerialNumber | WarrantyStartDate | BarCode | AssetIdentifier | Features | TagNumber | 0 | 0.161000 | 0.018063 | 0 | 0.054000 | 0 | WarrantyDurationParts | AccessibilityPerformance | CodePerformance | Color | Constituents | Grade | Material | ModelReference | NominalHeight | NominalLength | Shape | SustainabilityPerformance | WarrantyDurationLabor | FIXED | WarrantyGuarantorParts | ExpectedLife | ReplacementCost | NominalWidth | 23-25 40 11 11 11 | Metal-Framed Gypsum Board Fixed Partitions | 189041,189387,189602
839 | First Floor | 206039 | 189043 | 0 | 352095 |  | New Construction | First Floor | 0.000000 | F | 209258 | 125029 | 133781 | Basic Wall:Interior - Furring (38 mm Stud) | 0 | Basic Wall:Interior - Furring (38 mm Stud):128404 | Size | 187565 | 200178,200179,200180,200181,200182,200183,209240,209241,209242,209243 | Manufacturer | 2.500000 | 0tIhQ6hmz02e5gznEed7S0 | 1 | Basic Wall:Interior - Furring (38 mm Stud):352095 |  | InstallationDate | 839 | WarrantyGuarantorLabor | F | ModelLabel | F | WarrantyDescription | F | F | ProductionYear | 0.000000 | F | 2.500000 | T | 0.000000 | Up to level: First Floor | Finish | 3 | 1.150000 | SerialNumber | WarrantyStartDate | BarCode | AssetIdentifier | Features | TagNumber | 0 | 0.495000 | 0.062100 | 0 | 0.054000 | 0 | WarrantyDurationParts | AccessibilityPerformance | CodePerformance | Color | Constituents | Grade | Material | ModelReference | NominalHeight | NominalLength | Shape | SustainabilityPerformance | WarrantyDurationLabor | FIXED | WarrantyGuarantorParts | ExpectedLife | ReplacementCost | NominalWidth | 23-25 40 11 11 11 | Metal-Framed Gypsum Board Fixed Partitions | 189018,189042,189396,190018
840 | First Floor | 207408 |  | 0 | 352549 |  | New Construction | First Floor | 0.000000 | F | 209258 | 125036 | 133788 | Basic Wall:Interior - Furring (38 mm Stud) | 0 | Basic Wall:Interior - Furring (38 mm Stud):128404 | Size | 187572 | 200220,200221,200222,200223,200224,200225,209240,209241,209242,209243 | Manufacturer | -0.102000 | 0tIhQ6hmz02e5gznEed4bw | 1 | Basic Wall:Interior - Furring (38 mm Stud):352549 |  | InstallationDate | 840 | WarrantyGuarantorLabor | F | ModelLabel | F | WarrantyDescription | F | F | ProductionYear | 0.000000 | F | 4.468000 | T | 0.000000 | Up to level: Second Floor | Finish | 3 | 1.259976 | SerialNumber | WarrantyStartDate | BarCode | AssetIdentifier | Features | TagNumber | 0 | 0.406000 | 0.068039 | 0 | 0.054000 | 0 | WarrantyDurationParts | AccessibilityPerformance | CodePerformance | Color | Constituents | Grade | Material | ModelReference | NominalHeight | NominalLength | Shape | SustainabilityPerformance | WarrantyDurationLabor | FIXED | WarrantyGuarantorParts | ExpectedLife | ReplacementCost | NominalWidth | 23-25 40 11 11 11 | Metal-Framed Gypsum Board Fixed Partitions | 189398,189399,189607,190019,190020
841 | First Floor | 205998,205999 | 189618,189704,189859 | 0 | 353263 |  | New Construction | First Floor | 0.000000 | F | 209258 | 125053 | 133805 | Basic Wall:Interior - Furring (38 mm Stud) | 0 | Basic Wall:Interior - Furring (38 mm Stud):128404 | Size | 187589 | 200322,200323,200324,200325,200326,200327,209240,209241,209242,209243 | Manufacturer | 2.500000 | 0tIhQ6hmz02e5gznEed4km | 1 | Basic Wall:Interior - Furring (38 mm Stud):353263 |  | InstallationDate | 841 | WarrantyGuarantorLabor | F | ModelLabel | F | WarrantyDescription | F | F | ProductionYear | 0.000000 | F | 2.500000 | T | 0.000000 | Up to level: First Floor | Finish | 3 | 5.002500 | SerialNumber | WarrantyStartDate | BarCode | AssetIdentifier | Features | TagNumber | 0 | 2.001000 | 0.270135 | 0 | 0.054000 | 0 | WarrantyDurationParts | AccessibilityPerformance | CodePerformance | Color | Constituents | Grade | Material | ModelReference | NominalHeight | NominalLength | Shape | SustainabilityPerformance | WarrantyDurationLabor | FIXED | WarrantyGuarantorParts | ExpectedLife | ReplacementCost | NominalWidth | 23-25 40 11 11 11 | Metal-Framed Gypsum Board Fixed Partitions | 189617
842 | First Floor | 206266 |  | 0 | 355360 |  | New Construction | First Floor | 0.000000 | F | 209258 | 125077 | 133831 | Basic Wall:Interior - Furring (38 mm Stud) | 0 | Basic Wall:Interior - Furring (38 mm Stud):128404 | Size | 187614 | 200477,200478,200479,200480,200481,200482,209240,209241,209242,209243 | Manufacturer | -0.102000 | 0tIhQ6hmz02e5gznEed4H$ | 1 | Basic Wall:Interior - Furring (38 mm Stud):355360 |  | InstallationDate | 842 | WarrantyGuarantorLabor | F | ModelLabel | F | WarrantyDescription | F | F | ProductionYear | 0.000000 | F | 4.468000 | T | 0.000000 | Up to level: Second Floor | Finish | 3 | 1.384504 | SerialNumber | WarrantyStartDate | BarCode | AssetIdentifier | Features | TagNumber | 0 | 0.355000 | 0.074763 | 0 | 0.054000 | 0 | WarrantyDurationParts | AccessibilityPerformance | CodePerformance | Color | Constituents | Grade | Material | ModelReference | NominalHeight | NominalLength | Shape | SustainabilityPerformance | WarrantyDurationLabor | FIXED | WarrantyGuarantorParts | ExpectedLife | ReplacementCost | NominalWidth | 23-25 40 11 11 11 | Metal-Framed Gypsum Board Fixed Partitions | 189061,189316,189681,189682,190030
843 | First Floor | 206839 |  | 0 | 355664 |  | New Construction | First Floor | 0.000000 | F | 209258 | 125081 | 133835 | Basic Wall:Interior - Furring (38 mm Stud) | 0 | Basic Wall:Interior - Furring (38 mm Stud):128404 | Size | 187618 | 200501,200502,200503,200504,200505,200506,209240,209241,209242,209243 | Manufacturer | -0.102000 | 0tIhQ6hmz02e5gznEed4KF | 1 | Basic Wall:Interior - Furring (38 mm Stud):355664 |  | InstallationDate | 843 | WarrantyGuarantorLabor | F | ModelLabel | F | WarrantyDescription | F | F | ProductionYear | 0.000000 | F | 4.468000 | T | 0.000000 | Up to level: Second Floor | Finish | 3 | 1.572736 | SerialNumber | WarrantyStartDate | BarCode | AssetIdentifier | Features | TagNumber | 0 | 0.406000 | 0.084928 | 0 | 0.054000 | 0 | WarrantyDurationParts | AccessibilityPerformance | CodePerformance | Color | Constituents | Grade | Material | ModelReference | NominalHeight | NominalLength | Shape | SustainabilityPerformance | WarrantyDurationLabor | FIXED | WarrantyGuarantorParts | ExpectedLife | ReplacementCost | NominalWidth | 23-25 40 11 11 11 | Metal-Framed Gypsum Board Fixed Partitions | 188399,188975,189063,189686,190031
844 | First Floor | 206250 | 189067,189711 | 0 | 355859 |  | New Construction | First Floor | 0.000000 | F | 209258 | 125082 | 133837 | Basic Wall:Interior - Furring (38 mm Stud) | 0 | Basic Wall:Interior - Furring (38 mm Stud):128404 | Size | 187620 | 200513,200514,200515,200516,200517,200518,209240,209241,209242,209243 | Manufacturer | -0.102000 | 0tIhQ6hmz02e5gznEed4PC | 1 | Basic Wall:Interior - Furring (38 mm Stud):355859 |  | InstallationDate | 844 | WarrantyGuarantorLabor | F | ModelLabel | F | WarrantyDescription | F | F | ProductionYear | 0.000000 | F | 4.468000 | T | 0.000000 | Up to level: Second Floor | Finish | 3 | 3.006964 | SerialNumber | WarrantyStartDate | BarCode | AssetIdentifier | Features | TagNumber | 0 | 0.646000 | 0.162376 | 0 | 0.054000 | 0 | WarrantyDurationParts | AccessibilityPerformance | CodePerformance | Color | Constituents | Grade | Material | ModelReference | NominalHeight | NominalLength | Shape | SustainabilityPerformance | WarrantyDurationLabor | FIXED | WarrantyGuarantorParts | ExpectedLife | ReplacementCost | NominalWidth | 23-25 40 11 11 11 | Metal-Framed Gypsum Board Fixed Partitions | 188641,189289,190033
845 | First Floor | 206704 |  | 0 | 355969 |  | New Construction | First Floor | 0.000000 | F | 209258 | 125085 | 133840 | Basic Wall:Interior - Furring (38 mm Stud) | 0 | Basic Wall:Interior - Furring (38 mm Stud):128404 | Size | 187623 | 200531,200532,200533,200534,200535,200536,209240,209241,209242,209243 | Manufacturer | -0.102000 | 0tIhQ6hmz02e5gznEed4RU | 1 | Basic Wall:Interior - Furring (38 mm Stud):355969 |  | InstallationDate | 845 | WarrantyGuarantorLabor | F | ModelLabel | F | WarrantyDescription | F | F | ProductionYear | 0.000000 | F | 4.468000 | T | 0.000000 | Up to level: Second Floor | Finish | 3 | 1.608480 | SerialNumber | WarrantyStartDate | BarCode | AssetIdentifier | Features | TagNumber | 0 | 0.414000 | 0.078413 | 0 | 0.054000 | 0 | WarrantyDurationParts | AccessibilityPerformance | CodePerformance | Color | Constituents | Grade | Material | ModelReference | NominalHeight | NominalLength | Shape | SustainabilityPerformance | WarrantyDurationLabor | FIXED | WarrantyGuarantorParts | ExpectedLife | ReplacementCost | NominalWidth | 23-25 40 11 11 11 | Metal-Framed Gypsum Board Fixed Partitions | 188400,188976,189066,189067,189713
846 | First Floor | 206502 | 189123,189126,189725 | 0 | 358187 |  | New Construction | First Floor | 0.000000 | F | 209258 | 125104 | 133857 | Basic Wall:Interior - Furring (38 mm Stud) | 0 | Basic Wall:Interior - Furring (38 mm Stud):128404 | Size | 187639 | 200638,200639,200640,200641,200642,200643,209240,209241,209242,209243 | Manufacturer | -0.102000 | 0tIhQ6hmz02e5gznEed5zq | 1 | Basic Wall:Interior - Furring (38 mm Stud):358187 |  | InstallationDate | 846 | WarrantyGuarantorLabor | F | ModelLabel | F | WarrantyDescription | F | F | ProductionYear | 0.000000 | F | 4.468000 | T | 0.000000 | Up to level: Second Floor | Finish | 3 | 2.073152 | SerialNumber | WarrantyStartDate | BarCode | AssetIdentifier | Features | TagNumber | 0 | 0.534000 | 0.111950 | 0 | 0.054000 | 0 | WarrantyDurationParts | AccessibilityPerformance | CodePerformance | Color | Constituents | Grade | Material | ModelReference | NominalHeight | NominalLength | Shape | SustainabilityPerformance | WarrantyDurationLabor | FIXED | WarrantyGuarantorParts | ExpectedLife | ReplacementCost | NominalWidth | 23-25 40 11 11 11 | Metal-Framed Gypsum Board Fixed Partitions | 189272,189724
847 | First Floor | 205986,207604 | 188577,188668,189746 | 0 | 359150 |  | New Construction | First Floor | 0.000000 | F | 209258 | 125123 | 133876 | Basic Wall:Interior - Furring (38 mm Stud) | 0 | Basic Wall:Interior - Furring (38 mm Stud):128404 | Size | 187658 | 200746,200747,200748,200749,200750,200751,209240,209241,209242,209243 | Manufacturer | 2.500000 | 0tIhQ6hmz02e5gznEed5An | 1 | Basic Wall:Interior - Furring (38 mm Stud):359150 |  | InstallationDate | 847 | WarrantyGuarantorLabor | F | ModelLabel | F | WarrantyDescription | F | F | ProductionYear | 0.000000 | F | 2.500000 | T | 0.000000 | Up to level: First Floor | Finish | 3 | 2.165005 | SerialNumber | WarrantyStartDate | BarCode | AssetIdentifier | Features | TagNumber | 0 | 0.866002 | 0.116910 | 0 | 0.054000 | 0 | WarrantyDurationParts | AccessibilityPerformance | CodePerformance | Color | Constituents | Grade | Material | ModelReference | NominalHeight | NominalLength | Shape | SustainabilityPerformance | WarrantyDurationLabor | FIXED | WarrantyGuarantorParts | ExpectedLife | ReplacementCost | NominalWidth | 23-25 40 11 11 11 | Metal-Framed Gypsum Board Fixed Partitions | 189744
848 | First Floor | 206224,207603 |  | 0 | 359306 |  | New Construction | First Floor | 0.000000 | F | 209258 | 125124 | 133877 | Basic Wall:Interior - Furring (38 mm Stud) | 0 | Basic Wall:Interior - Furring (38 mm Stud):128404 | Size | 187659 | 200752,200753,200754,200755,200756,200757,209240,209241,209242,209243 | Manufacturer | -0.102000 | 0tIhQ6hmz02e5gznEed5FL | 1 | Basic Wall:Interior - Furring (38 mm Stud):359306 |  | InstallationDate | 848 | WarrantyGuarantorLabor | F | ModelLabel | F | WarrantyDescription | F | F | ProductionYear | 0.000000 | F | 4.468000 | T | 0.000000 | Up to level: Second Floor | Finish | 3 | 15.029760 | SerialNumber | WarrantyStartDate | BarCode | AssetIdentifier | Features | TagNumber | 0 | 3.405975 | 0.811607 | 0 | 0.054000 | 0 | WarrantyDurationParts | AccessibilityPerformance | CodePerformance | Color | Constituents | Grade | Material | ModelReference | NominalHeight | NominalLength | Shape | SustainabilityPerformance | WarrantyDurationLabor | FIXED | WarrantyGuarantorParts | ExpectedLife | ReplacementCost | NominalWidth | 23-25 40 11 11 11 | Metal-Framed Gypsum Board Fixed Partitions | 188309,189076,189077,189746
849 | First Floor | 205979 | 189752 | 0 | 360707 |  | New Construction | First Floor | 0.000000 | F | 209258 | 125133 | 133884 | Basic Wall:Interior - Furring (38 mm Stud) | 0 | Basic Wall:Interior - Furring (38 mm Stud):128404 | Size | 187666 | 200804,200805,200806,200807,200808,200809,209240,209241,209242,209243 | Manufacturer | -0.102000 | 0tIhQ6hmz02e5gznEedAbS | 1 | Basic Wall:Interior - Furring (38 mm Stud):360707 |  | InstallationDate | 849 | WarrantyGuarantorLabor | F | ModelLabel | F | WarrantyDescription | F | F | ProductionYear | 0.000000 | F | 4.468000 | T | 0.000000 | Up to level: Second Floor | Finish | 3 | 5.200176 | SerialNumber | WarrantyStartDate | BarCode | AssetIdentifier | Features | TagNumber | 0 | 1.155000 | 0.280810 | 0 | 0.054000 | 0 | WarrantyDurationParts | AccessibilityPerformance | CodePerformance | Color | Constituents | Grade | Material | ModelReference | NominalHeight | NominalLength | Shape | SustainabilityPerformance | WarrantyDurationLabor | FIXED | WarrantyGuarantorParts | ExpectedLife | ReplacementCost | NominalWidth | 23-25 40 11 11 11 | Metal-Framed Gypsum Board Fixed Partitions | 188646,189340,189750,190043
850 | First Floor | 206221 | 189762 | 0 | 361500 |  | New Construction | First Floor | 0.000000 | F | 209258 | 125149 | 133900 | Basic Wall:Interior - Furring (38 mm Stud) | 0 | Basic Wall:Interior - Furring (38 mm Stud):128404 | Size | 187682 | 200900,200901,200902,200903,200904,200905,209240,209241,209242,209243 | Manufacturer | -0.102000 | 1uDBQ9y7vCyxXlpVEuenuo | 1 | Basic Wall:Interior - Furring (38 mm Stud):361500 |  | InstallationDate | 850 | WarrantyGuarantorLabor | F | ModelLabel | F | WarrantyDescription | F | F | ProductionYear | 0.000000 | F | 4.468000 | T | 0.000000 | Up to level: Second Floor | Finish | 3 | 1.099128 | SerialNumber | WarrantyStartDate | BarCode | AssetIdentifier | Features | TagNumber | 0 | 0.303000 | 0.059353 | 0 | 0.054000 | 0 | WarrantyDurationParts | AccessibilityPerformance | CodePerformance | Color | Constituents | Grade | Material | ModelReference | NominalHeight | NominalLength | Shape | SustainabilityPerformance | WarrantyDurationLabor | FIXED | WarrantyGuarantorParts | ExpectedLife | ReplacementCost | NominalWidth | 23-25 40 11 11 11 | Metal-Framed Gypsum Board Fixed Partitions | 188453,188454,188647,188648
851 | First Floor | 207599 |  | 0 | 361552 |  | New Construction | First Floor | 0.000000 | F | 209258 | 125151 | 133902 | Basic Wall:Interior - Furring (38 mm Stud) | 0 | Basic Wall:Interior - Furring (38 mm Stud):128404 | Size | 187684 | 200912,200913,200914,200915,200916,200917,209240,209241,209242,209243 | Manufacturer | -0.102000 | 1uDBQ9y7vCyxXlpVEuenv_ | 1 | Basic Wall:Interior - Furring (38 mm Stud):361552 |  | InstallationDate | 851 | WarrantyGuarantorLabor | F | ModelLabel | F | WarrantyDescription | F | F | ProductionYear | 0.000000 | F | 4.468000 | T | 0.000000 | Up to level: Second Floor | Finish | 3 | 1.054448 | SerialNumber | WarrantyStartDate | BarCode | AssetIdentifier | Features | TagNumber | 0 | 0.325000 | 0.056940 | 0 | 0.054000 | 0 | WarrantyDurationParts | AccessibilityPerformance | CodePerformance | Color | Constituents | Grade | Material | ModelReference | NominalHeight | NominalLength | Shape | SustainabilityPerformance | WarrantyDurationLabor | FIXED | WarrantyGuarantorParts | ExpectedLife | ReplacementCost | NominalWidth | 23-25 40 11 11 11 | Metal-Framed Gypsum Board Fixed Partitions | 189384,189385,189763,190044,190045
852 | First Floor | 206510 |  | 0 | 362162 |  | New Construction | First Floor | 0.000000 | F | 209258 | 125156 | 133907 | Basic Wall:Interior - Furring (38 mm Stud) | 0 | Basic Wall:Interior - Furring (38 mm Stud):128404 | Size | 187689 | 200942,200943,200944,200945,200946,200947,209240,209241,209242,209243 | Manufacturer | -0.102000 | 1uDBQ9y7vCyxXlpVEuenoS | 1 | Basic Wall:Interior - Furring (38 mm Stud):362162 |  | InstallationDate | 852 | WarrantyGuarantorLabor | F | ModelLabel | F | WarrantyDescription | F | F | ProductionYear | 0.000000 | F | 4.468000 | T | 0.000000 | Up to level: Second Floor | Finish | 3 | 8.784088 | SerialNumber | WarrantyStartDate | BarCode | AssetIdentifier | Features | TagNumber | 0 | 2.055000 | 0.474341 | 0 | 0.054000 | 0 | WarrantyDurationParts | AccessibilityPerformance | CodePerformance | Color | Constituents | Grade | Material | ModelReference | NominalHeight | NominalLength | Shape | SustainabilityPerformance | WarrantyDurationLabor | FIXED | WarrantyGuarantorParts | ExpectedLife | ReplacementCost | NominalWidth | 23-25 40 11 11 11 | Metal-Framed Gypsum Board Fixed Partitions | 188356,188357,188881,188982,188983
853 | First Floor | 206621 |  | 0 | 362521 |  | New Construction | First Floor | 0.000000 | F | 209258 | 125159 | 133910 | Basic Wall:Interior - Furring (38 mm Stud) | 0 | Basic Wall:Interior - Furring (38 mm Stud):128404 | Size | 187692 | 200960,200961,200962,200963,200964,200965,209240,209241,209242,209243 | Manufacturer | -0.102000 | 1uDBQ9y7vCyxXlpVEuen8t | 1 | Basic Wall:Interior - Furring (38 mm Stud):362521 |  | InstallationDate | 853 | WarrantyGuarantorLabor | F | ModelLabel | F | WarrantyDescription | F | F | ProductionYear | 0.000000 | F | 4.468000 | T | 0.000000 | Up to level: Second Floor | Finish | 3 | 0.824793 | SerialNumber | WarrantyStartDate | BarCode | AssetIdentifier | Features | TagNumber | 0 | 0.295600 | 0.044539 | 0 | 0.054000 | 0 | WarrantyDurationParts | AccessibilityPerformance | CodePerformance | Color | Constituents | Grade | Material | ModelReference | NominalHeight | NominalLength | Shape | SustainabilityPerformance | WarrantyDurationLabor | FIXED | WarrantyGuarantorParts | ExpectedLife | ReplacementCost | NominalWidth | 23-25 40 11 11 11 | Metal-Framed Gypsum Board Fixed Partitions | 189280,189281,189769,190048,190049
854 | First Floor | 206336 | 189770 | 0 | 362624 |  | New Construction | First Floor | 0.000000 | F | 209258 | 125160 | 133912 | Basic Wall:Interior - Furring (38 mm Stud) | 0 | Basic Wall:Interior - Furring (38 mm Stud):128404 | Size | 187693 | 200971,200972,200973,200974,200975,200976,209240,209241,209242,209243 | Manufacturer | -0.102000 | 1uDBQ9y7vCyxXlpVEuenAk | 1 | Basic Wall:Interior - Furring (38 mm Stud):362624 |  | InstallationDate | 854 | WarrantyGuarantorLabor | F | ModelLabel | F | WarrantyDescription | F | F | ProductionYear | 0.000000 | F | 4.468000 | T | 0.000000 | Up to level: Second Floor | Finish | 3 | 1.322528 | SerialNumber | WarrantyStartDate | BarCode | AssetIdentifier | Features | TagNumber | 0 | 0.269000 | 0.071417 | 0 | 0.054000 | 0 | WarrantyDurationParts | AccessibilityPerformance | CodePerformance | Color | Constituents | Grade | Material | ModelReference | NominalHeight | NominalLength | Shape | SustainabilityPerformance | WarrantyDurationLabor | FIXED | WarrantyGuarantorParts | ExpectedLife | ReplacementCost | NominalWidth | 23-25 40 11 11 11 | Metal-Framed Gypsum Board Fixed Partitions | 188382,188388,188986,188987
855 | First Floor | 206357 |  | 0 | 362669 |  | New Construction | First Floor | 0.000000 | F | 209258 | 125161 | 133913 | Basic Wall:Interior - Furring (38 mm Stud) | 0 | Basic Wall:Interior - Furring (38 mm Stud):128404 | Size | 187694 | 200977,200978,200979,200980,200981,200982,209240,209241,209242,209243 | Manufacturer | -0.102000 | 1uDBQ9y7vCyxXlpVEuenA3 | 1 | Basic Wall:Interior - Furring (38 mm Stud):362669 |  | InstallationDate | 855 | WarrantyGuarantorLabor | F | ModelLabel | F | WarrantyDescription | F | F | ProductionYear | 0.000000 | F | 4.468000 | T | 0.000000 | Up to level: Second Floor | Finish | 3 | 8.944936 | SerialNumber | WarrantyStartDate | BarCode | AssetIdentifier | Features | TagNumber | 0 | 2.091000 | 0.483027 | 0 | 0.054000 | 0 | WarrantyDurationParts | AccessibilityPerformance | CodePerformance | Color | Constituents | Grade | Material | ModelReference | NominalHeight | NominalLength | Shape | SustainabilityPerformance | WarrantyDurationLabor | FIXED | WarrantyGuarantorParts | ExpectedLife | ReplacementCost | NominalWidth | 23-25 40 11 11 11 | Metal-Framed Gypsum Board Fixed Partitions | 189278,189279,189770,190050,190051
856 | First Floor | 206656 |  | 0 | 362804 |  | New Construction | First Floor | 0.000000 | F | 209258 | 125162 | 133914 | Basic Wall:Interior - Furring (38 mm Stud) | 0 | Basic Wall:Interior - Furring (38 mm Stud):128404 | Size | 187695 | 200983,200984,200985,200986,200987,200988,209240,209241,209242,209243 | Manufacturer | -0.102000 | 1uDBQ9y7vCyxXlpVEuenCQ | 1 | Basic Wall:Interior - Furring (38 mm Stud):362804 |  | InstallationDate | 856 | WarrantyGuarantorLabor | F | ModelLabel | F | WarrantyDescription | F | F | ProductionYear | 0.000000 | F | 4.468000 | T | 0.000000 | Up to level: Second Floor | Finish | 3 | 5.057776 | SerialNumber | WarrantyStartDate | BarCode | AssetIdentifier | Features | TagNumber | 0 | 1.221000 | 0.273120 | 0 | 0.054000 | 0 | WarrantyDurationParts | AccessibilityPerformance | CodePerformance | Color | Constituents | Grade | Material | ModelReference | NominalHeight | NominalLength | Shape | SustainabilityPerformance | WarrantyDurationLabor | FIXED | WarrantyGuarantorParts | ExpectedLife | ReplacementCost | NominalWidth | 23-25 40 11 11 11 | Metal-Framed Gypsum Board Fixed Partitions | 188728,189274,189275,189771,189772
857 | First Floor | 207614 | 189779 | 0 | 363372 |  | New Construction | First Floor | 0.000000 | F | 209258 | 125172 | 133924 | Basic Wall:Interior - Furring (38 mm Stud) | 0 | Basic Wall:Interior - Furring (38 mm Stud):128404 | Size | 187705 | 201043,201044,201045,201046,201047,201048,209240,209241,209242,209243 | Manufacturer | -0.102000 | 1uDBQ9y7vCyxXlpVEuen52 | 1 | Basic Wall:Interior - Furring (38 mm Stud):363372 |  | InstallationDate | 857 | WarrantyGuarantorLabor | F | ModelLabel | F | WarrantyDescription | F | F | ProductionYear | 0.000000 | F | 4.468000 | T | 0.000000 | Up to level: Second Floor | Finish | 3 | 3.645888 | SerialNumber | WarrantyStartDate | BarCode | AssetIdentifier | Features | TagNumber | 0 | 0.816000 | 0.196878 | 0 | 0.054000 | 0 | WarrantyDurationParts | AccessibilityPerformance | CodePerformance | Color | Constituents | Grade | Material | ModelReference | NominalHeight | NominalLength | Shape | SustainabilityPerformance | WarrantyDurationLabor | FIXED | WarrantyGuarantorParts | ExpectedLife | ReplacementCost | NominalWidth | 23-25 40 11 11 11 | Metal-Framed Gypsum Board Fixed Partitions | 188649,189333,189777,190054
858 | First Floor | 206538 |  | 0 | 364692 |  | New Construction | First Floor | 0.000000 | F | 209258 | 125190 | 133942 | Basic Wall:Interior - Furring (38 mm Stud) | 0 | Basic Wall:Interior - Furring (38 mm Stud):128404 | Size | 187722 | 201149,201150,201151,201152,201153,201154,209240,209241,209242,209243 | Manufacturer | -0.102000 | 3pms57Ad5AVAb74jf4yKYG | 1 | Basic Wall:Interior - Furring (38 mm Stud):364692 |  | InstallationDate | 858 | WarrantyGuarantorLabor | F | ModelLabel | F | WarrantyDescription | F | F | ProductionYear | 0.000000 | F | 4.468000 | T | 0.000000 | Up to level: Second Floor | Finish | 3 | 0.728284 | SerialNumber | WarrantyStartDate | BarCode | AssetIdentifier | Features | TagNumber | 0 | 0.190000 | 0.039327 | 0 | 0.054000 | 0 | WarrantyDurationParts | AccessibilityPerformance | CodePerformance | Color | Constituents | Grade | Material | ModelReference | NominalHeight | NominalLength | Shape | SustainabilityPerformance | WarrantyDurationLabor | FIXED | WarrantyGuarantorParts | ExpectedLife | ReplacementCost | NominalWidth | 23-25 40 11 11 11 | Metal-Framed Gypsum Board Fixed Partitions | 189259,189267,189793,189794,190061
859 | First Floor | 206630,206908 |  | 0 | 366008 |  | New Construction | First Floor | 0.000000 | F | 209258 | 125213 | 133965 | Basic Wall:Interior - Furring (38 mm Stud) | 0 | Basic Wall:Interior - Furring (38 mm Stud):128404 | Size | 187744 | 201286,201287,201288,201289,201290,201291,209240,209241,209242,209243 | Manufacturer | -0.102000 | 3pms57Ad5AVAb74jf4yKsy | 1 | Basic Wall:Interior - Furring (38 mm Stud):366008 |  | InstallationDate | 859 | WarrantyGuarantorLabor | F | ModelLabel | F | WarrantyDescription | F | F | ProductionYear | 0.000000 | F | 4.468000 | T | 0.000000 | Up to level: Second Floor | Finish | 3 | 20.266848 | SerialNumber | WarrantyStartDate | BarCode | AssetIdentifier | Features | TagNumber | 0 | 4.590000 | 1.085965 | 0 | 0.054000 | 0 | WarrantyDurationParts | AccessibilityPerformance | CodePerformance | Color | Constituents | Grade | Material | ModelReference | NominalHeight | NominalLength | Shape | SustainabilityPerformance | WarrantyDurationLabor | FIXED | WarrantyGuarantorParts | ExpectedLife | ReplacementCost | NominalWidth | 23-25 40 11 11 11 | Metal-Framed Gypsum Board Fixed Partitions | 189096,189237,189813,190066
860 | First Floor | 206899 | 189817 | 0 | 366367 |  | New Construction | First Floor | 0.000000 | F | 209258 | 125219 | 133971 | Basic Wall:Interior - Furring (38 mm Stud) | 0 | Basic Wall:Interior - Furring (38 mm Stud):128404 | Size | 187750 | 201316,201317,201318,201319,201320,201321,209240,209241,209242,209243 | Manufacturer | -0.102000 | 1qc5HjZvrCsga38tqxQ3t3 | 1 | Basic Wall:Interior - Furring (38 mm Stud):366367 |  | InstallationDate | 860 | WarrantyGuarantorLabor | F | ModelLabel | F | WarrantyDescription | F | F | ProductionYear | 0.000000 | F | 4.468000 | T | 0.000000 | Up to level: Second Floor | Finish | 3 | 1.335932 | SerialNumber | WarrantyStartDate | BarCode | AssetIdentifier | Features | TagNumber | 0 | 0.423000 | 0.072140 | 0 | 0.054000 | 0 | WarrantyDurationParts | AccessibilityPerformance | CodePerformance | Color | Constituents | Grade | Material | ModelReference | NominalHeight | NominalLength | Shape | SustainabilityPerformance | WarrantyDurationLabor | FIXED | WarrantyGuarantorParts | ExpectedLife | ReplacementCost | NominalWidth | 23-25 40 11 11 11 | Metal-Framed Gypsum Board Fixed Partitions | 188134,188990,189100,189816
861 | First Floor | 206469 |  | 0 | 367159 |  | New Construction | First Floor | 0.000000 | F | 209258 | 125232 | 133984 | Basic Wall:Interior - Furring (38 mm Stud) | 0 | Basic Wall:Interior - Furring (38 mm Stud):128404 | Size | 187763 | 201394,201395,201396,201397,201398,201399,209240,209241,209242,209243 | Manufacturer | -0.102000 | 1qc5HjZvrCsga38tqxQ33h | 1 | Basic Wall:Interior - Furring (38 mm Stud):367159 |  | InstallationDate | 861 | WarrantyGuarantorLabor | F | ModelLabel | F | WarrantyDescription | F | F | ProductionYear | 0.000000 | F | 4.468000 | T | 0.000000 | Up to level: Second Floor | Finish | 3 | 10.017256 | SerialNumber | WarrantyStartDate | BarCode | AssetIdentifier | Features | TagNumber | 0 | 2.331000 | 0.540932 | 0 | 0.054000 | 0 | WarrantyDurationParts | AccessibilityPerformance | CodePerformance | Color | Constituents | Grade | Material | ModelReference | NominalHeight | NominalLength | Shape | SustainabilityPerformance | WarrantyDurationLabor | FIXED | WarrantyGuarantorParts | ExpectedLife | ReplacementCost | NominalWidth | 23-25 40 11 11 11 | Metal-Framed Gypsum Board Fixed Partitions | 189003,189103,189243,189828,190071
862 | First Floor | 206010,207529 |  | 2 | 368597 |  | New Construction | First Floor | 0.000000 | F | 209258 | 125253 | 134006 | Basic Wall:Interior - Partition (92mm Stud) | 0 | Basic Wall:Interior - Partition (92mm Stud):128360 | Size | 187784 | 201525,201526,201527,201528,201529,201530,209244,209245,209246,209247 | Manufacturer | -0.102000 | 2j55VthSj3Lu0J6fyrpKr9 | 1 | Basic Wall:Interior - Partition (92mm Stud):368597 |  | InstallationDate | 862 | WarrantyGuarantorLabor | F | ModelLabel | F | WarrantyDescription | F | F | ProductionYear | 0.000000 | F | 4.468000 | T | 0.000000 | Up to level: Second Floor | Finish | 2 | 1.563912 | SerialNumber | WarrantyStartDate | BarCode | AssetIdentifier | Features | TagNumber | 0 | 0.350025 | 0.193925 | 0 | 0.124000 | 0 | WarrantyDurationParts | AccessibilityPerformance | CodePerformance | Color | Constituents | Grade | Material | ModelReference | NominalHeight | NominalLength | Shape | SustainabilityPerformance | WarrantyDurationLabor | FIXED | WarrantyGuarantorParts | ExpectedLife | ReplacementCost | NominalWidth | 23-25 40 11 11 11 | Metal-Framed Gypsum Board Fixed Partitions | 189108,189392,189844,189845
863 | First Floor |  |  | 0 | 378052 |  | New Construction | First Floor | 0.000000 | F | 209258 | 125335 | 134021 | Basic Wall:Interior - Furring (38 mm Stud) | 0 | Basic Wall:Interior - Furring (38 mm Stud):128404 | Size | 187805 | 201835,201836,201837,201838,201839,201840,209240,209241,209242,209243 | Manufacturer | 3.000000 | 2j55VthSj3Lu0J6fyrpHPO | 1 | Basic Wall:Interior - Furring (38 mm Stud):378052 |  | InstallationDate | 863 | WarrantyGuarantorLabor | F | ModelLabel | F | WarrantyDescription | F | F | ProductionYear | 2.500000 | F | 0.500000 | T | 0.000000 | Up to level: First Floor | Finish | 3 | 0.882000 | SerialNumber | WarrantyStartDate | BarCode | AssetIdentifier | Features | TagNumber | 0 | 1.764000 | 0.047628 | 0 | 0.054000 | 0 | WarrantyDurationParts | AccessibilityPerformance | CodePerformance | Color | Constituents | Grade | Material | ModelReference | NominalHeight | NominalLength | Shape | SustainabilityPerformance | WarrantyDurationLabor | FIXED | WarrantyGuarantorParts | ExpectedLife | ReplacementCost | NominalWidth | 23-25 40 11 11 11 | Metal-Framed Gypsum Board Fixed Partitions | 188671,189134,189705,189710,189858,190083
921 | First Floor | 206156 | 189208,189209,190002 | 1 | 142775 |  | New Construction | First Floor | 0.000000 | F | 209258 | 123444 | 132811 | Basic Wall:Exterior - Insul Panel on Mtl. Stud | 0 | Basic Wall:Exterior - Insul Panel on Mtl. Stud:130954 | Size | 186702 | 192113,192114,192115,192116,192117,192118,209211,209212,209213,209214 | Manufacturer | -0.620500 | 3LbNSBzHHBSuzhUUvuwBCD | 1 | Basic Wall:Exterior - Insul Panel on Mtl. Stud:142775 |  | InstallationDate | 921 | WarrantyGuarantorLabor | F | ModelLabel | T | WarrantyDescription | F | F | ProductionYear | 0.000000 | F | 3.949500 | T | 0.000000 | Up to level: Second Floor | Finish | 2 | 2.476337 | SerialNumber | WarrantyStartDate | BarCode | AssetIdentifier | Features | TagNumber | 0 | 0.360000 | 0.661182 | 1 | 0.267000 | 0 | WarrantyDurationParts | AccessibilityPerformance | CodePerformance | Color | Constituents | Grade | Material | ModelReference | NominalHeight | NominalLength | Shape | SustainabilityPerformance | WarrantyDurationLabor | FIXED | WarrantyGuarantorParts | ExpectedLife | ReplacementCost | NominalWidth | 23-25 30 24 21 | Metal Framed Structural Walls | 189207
922 | First Floor | 206404,206976 | 188712,188902 | 0 | 150201 |  | New Construction | First Floor | 0.000000 | F | 209258 | 123464 | 132844 | Basic Wall:Interior - Rated 1-HR (92mm Stud) | 0 | Basic Wall:Interior - Rated 1-HR (92mm Stud):128426 | Size | 186735 | 192293,192294,192295,192296,192297,192298,209185,209186,209187,209188 | Manufacturer | -0.750000 | 3LbNSBzHHBSuzhUUvuwDG3 | 1 | Basic Wall:Interior - Rated 1-HR (92mm Stud):150201 |  | InstallationDate | 922 | WarrantyGuarantorLabor | F | ModelLabel | F | WarrantyDescription | F | F | ProductionYear | 0.000000 | F | 3.820000 | T | 0.000000 | Up to level: Second Floor | Finish | 2 | 4.580181 | SerialNumber | WarrantyStartDate | BarCode | AssetIdentifier | Features | TagNumber | 0 | 1.199000 | 0.567942 | 0 | 0.124000 | 8421504 | WarrantyDurationParts | AccessibilityPerformance | CodePerformance | Color | Constituents | Grade | Material | ModelReference | NominalHeight | NominalLength | Shape | SustainabilityPerformance | WarrantyDurationLabor | FIXED | WarrantyGuarantorParts | ExpectedLife | ReplacementCost | NominalWidth | 23-25 40 11 11 11 | Metal-Framed Gypsum Board Fixed Partitions | 189517 | 1 HR | Solid fill | 1 HR
923 | First Floor | 206980 | 189242,189243,190071 | 0 | 150598 |  | New Construction | First Floor | 0.000000 | F | 209258 | 123466 | 132847 | Basic Wall:Interior - Rated 1-HR (92mm Stud) | 0 | Basic Wall:Interior - Rated 1-HR (92mm Stud):128426 | Size | 186738 | 192311,192312,192313,192314,192315,192316,209185,209186,209187,209188 | Manufacturer | -0.102000 | 3LbNSBzHHBSuzhUUvuwDBy | 1 | Basic Wall:Interior - Rated 1-HR (92mm Stud):150598 |  | InstallationDate | 923 | WarrantyGuarantorLabor | F | ModelLabel | F | WarrantyDescription | F | F | ProductionYear | 0.000000 | F | 4.468000 | T | 0.000000 | Up to level: Second Floor | Finish | 2 | 9.043196 | SerialNumber | WarrantyStartDate | BarCode | AssetIdentifier | Features | TagNumber | 0 | 2.015000 | 1.121356 | 0 | 0.124000 | 8421504 | WarrantyDurationParts | AccessibilityPerformance | CodePerformance | Color | Constituents | Grade | Material | ModelReference | NominalHeight | NominalLength | Shape | SustainabilityPerformance | WarrantyDurationLabor | FIXED | WarrantyGuarantorParts | ExpectedLife | ReplacementCost | NominalWidth | 23-25 40 11 11 11 | Metal-Framed Gypsum Board Fixed Partitions | 188588 | 1 HR | Solid fill | 1 HR
924 | First Floor | 206515 | 188354,188589,188979 | 0 | 153298 |  | New Construction | First Floor | 0.000000 | F | 209258 | 123476 | 132862 | Basic Wall:Interior - Furring (152 mm Stud) | 0 | Basic Wall:Interior - Furring (152 mm Stud):138413 | Size | 186753 | 192401,192402,192403,192404,192405,192406,209191,209192,209193,209194 | Manufacturer | -0.102000 | 3LbNSBzHHBSuzhUUvuwCXe | 1 | Basic Wall:Interior - Furring (152 mm Stud):153298 |  | InstallationDate | 924 | WarrantyGuarantorLabor | F | ModelLabel | F | WarrantyDescription | F | F | ProductionYear | 0.000000 | F | 4.468000 | T | 0.000000 | Up to level: Second Floor | Finish | 3 | 18.229440 | SerialNumber | WarrantyStartDate | BarCode | AssetIdentifier | Features | TagNumber | 0 | 4.115000 | 3.062546 | 0 | 0.168000 | 0 | WarrantyDurationParts | AccessibilityPerformance | CodePerformance | Color | Constituents | Grade | Material | ModelReference | NominalHeight | NominalLength | Shape | SustainabilityPerformance | WarrantyDurationLabor | FIXED | WarrantyGuarantorParts | ExpectedLife | ReplacementCost | NominalWidth | 23-25 40 11 11 11 | Metal-Framed Gypsum Board Fixed Partitions | 189518
925 | First Floor | 206345,206590,206597 | 188907,189254 | 2 | 155047 |  | New Construction | First Floor | 0.000000 | F | 209258 | 123480 | 132868 | Basic Wall:Interior - Partition (92mm Stud) | 0 | Basic Wall:Interior - Partition (92mm Stud):128360 | Size | 186759 | 192431,192432,192433,192434,192435,192436,209244,209245,209246,209247 | Manufacturer | -0.102000 | 3LbNSBzHHBSuzhUUvuwCCT | 1 | Basic Wall:Interior - Partition (92mm Stud):155047 |  | InstallationDate | 925 | WarrantyGuarantorLabor | F | ModelLabel | F | WarrantyDescription | F | F | ProductionYear | 0.000000 | F | 4.468000 | T | 0.000000 | Up to level: Second Floor | Finish | 2 | 18.077528 | SerialNumber | WarrantyStartDate | BarCode | AssetIdentifier | Features | TagNumber | 0 | 4.046000 | 2.241613 | 0 | 0.124000 | 0 | WarrantyDurationParts | AccessibilityPerformance | CodePerformance | Color | Constituents | Grade | Material | ModelReference | NominalHeight | NominalLength | Shape | SustainabilityPerformance | WarrantyDurationLabor | FIXED | WarrantyGuarantorParts | ExpectedLife | ReplacementCost | NominalWidth | 23-25 40 11 11 11 | Metal-Framed Gypsum Board Fixed Partitions
926 | First Floor | 206557,206574,206575 | 188219,188234 | 2 | 155724 |  | New Construction | First Floor | 0.000000 | F | 209258 | 123483 | 132871 | Basic Wall:Interior - Partition (92mm Stud) | 0 | Basic Wall:Interior - Partition (92mm Stud):128360 | Size | 186762 | 192449,192450,192451,192452,192453,192454,209244,209245,209246,209247 | Manufacturer | -0.102000 | 3LbNSBzHHBSuzhUUvuwFxs | 1 | Basic Wall:Interior - Partition (92mm Stud):155724 |  | InstallationDate | 926 | WarrantyGuarantorLabor | F | ModelLabel | F | WarrantyDescription | F | F | ProductionYear | 0.000000 | F | 4.468000 | T | 0.000000 | Up to level: Second Floor | Finish | 2 | 17.523496 | SerialNumber | WarrantyStartDate | BarCode | AssetIdentifier | Features | TagNumber | 0 | 4.046000 | 2.172914 | 0 | 0.124000 | 0 | WarrantyDurationParts | AccessibilityPerformance | CodePerformance | Color | Constituents | Grade | Material | ModelReference | NominalHeight | NominalLength | Shape | SustainabilityPerformance | WarrantyDurationLabor | FIXED | WarrantyGuarantorParts | ExpectedLife | ReplacementCost | NominalWidth | 23-25 40 11 11 11 | Metal-Framed Gypsum Board Fixed Partitions
927 | First Floor | 206528,206537 | 188377,189267,190061 | 0 | 157409 |  | New Construction | First Floor | 0.000000 | F | 209258 | 123493 | 132883 | Basic Wall:Interior - Furring (38 mm Stud) | 0 | Basic Wall:Interior - Furring (38 mm Stud):128404 | Size | 186774 | 192521,192522,192523,192524,192525,192526,209240,209241,209242,209243 | Manufacturer | -0.102000 | 3LbNSBzHHBSuzhUUvuwFXR | 1 | Basic Wall:Interior - Furring (38 mm Stud):157409 |  | InstallationDate | 927 | WarrantyGuarantorLabor | F | ModelLabel | F | WarrantyDescription | F | F | ProductionYear | 0.000000 | F | 4.468000 | T | 0.000000 | Up to level: Second Floor | Finish | 3 | 20.373602 | SerialNumber | WarrantyStartDate | BarCode | AssetIdentifier | Features | TagNumber | 0 | 5.145000 | 0.885925 | 0 | 0.054000 | 0 | WarrantyDurationParts | AccessibilityPerformance | CodePerformance | Color | Constituents | Grade | Material | ModelReference | NominalHeight | NominalLength | Shape | SustainabilityPerformance | WarrantyDurationLabor | FIXED | WarrantyGuarantorParts | ExpectedLife | ReplacementCost | NominalWidth | 23-25 40 11 11 11 | Metal-Framed Gypsum Board Fixed Partitions
928 | First Floor | 206304,206609 | 188385,188966 | 2 | 158321 |  | New Construction | First Floor | 0.000000 | F | 209258 | 123498 | 132888 | Basic Wall:Interior - Partition (92mm Stud) | 0 | Basic Wall:Interior - Partition (92mm Stud):128360 | Size | 186779 | 192545,192546,192547,192548,192549,192550,209244,209245,209246,209247 | Manufacturer | -0.102000 | 3LbNSBzHHBSuzhUUvuwFJB | 1 | Basic Wall:Interior - Partition (92mm Stud):158321 |  | InstallationDate | 928 | WarrantyGuarantorLabor | F | ModelLabel | F | WarrantyDescription | F | F | ProductionYear | 0.000000 | F | 4.468000 | T | 0.000000 | Up to level: Second Floor | Finish | 2 | 2.050597 | SerialNumber | WarrantyStartDate | BarCode | AssetIdentifier | Features | TagNumber | 0 | 0.520952 | 0.254274 | 0 | 0.124000 | 0 | WarrantyDurationParts | AccessibilityPerformance | CodePerformance | Color | Constituents | Grade | Material | ModelReference | NominalHeight | NominalLength | Shape | SustainabilityPerformance | WarrantyDurationLabor | FIXED | WarrantyGuarantorParts | ExpectedLife | ReplacementCost | NominalWidth | 23-25 40 11 11 11 | Metal-Framed Gypsum Board Fixed Partitions | 189269
929 | First Floor | 206599 | 188388,188987 | 0 | 159081 |  | New Construction | First Floor | 0.000000 | F | 209258 | 123501 | 132893 | Basic Wall:Interior - Furring (152 mm Stud) | 0 | Basic Wall:Interior - Furring (152 mm Stud):138413 | Size | 186784 | 192575,192576,192577,192578,192579,192580,209191,209192,209193,209194 | Manufacturer | -0.102000 | 3LbNSBzHHBSuzhUUvuwFFJ | 1 | Basic Wall:Interior - Furring (152 mm Stud):159081 |  | InstallationDate | 929 | WarrantyGuarantorLabor | F | ModelLabel | F | WarrantyDescription | F | F | ProductionYear | 0.000000 | F | 4.468000 | T | 0.000000 | Up to level: Second Floor | Finish | 3 | 8.944936 | SerialNumber | WarrantyStartDate | BarCode | AssetIdentifier | Features | TagNumber | 0 | 2.091000 | 1.476477 | 0 | 0.168000 | 0 | WarrantyDurationParts | AccessibilityPerformance | CodePerformance | Color | Constituents | Grade | Material | ModelReference | NominalHeight | NominalLength | Shape | SustainabilityPerformance | WarrantyDurationLabor | FIXED | WarrantyGuarantorParts | ExpectedLife | ReplacementCost | NominalWidth | 23-25 40 11 11 11 | Metal-Framed Gypsum Board Fixed Partitions | 188591,188726
930 | First Floor | 206648 | 188910,189275,189772 | 0 | 159409 |  | New Construction | First Floor | 0.000000 | F | 209258 | 123503 | 132896 | Basic Wall:Interior - Furring (38 mm Stud) | 0 | Basic Wall:Interior - Furring (38 mm Stud):128404 | Size | 186787 | 192593,192594,192595,192596,192597,192598,209240,209241,209242,209243 | Manufacturer | -0.102000 | 3LbNSBzHHBSuzhUUvuwF0B | 1 | Basic Wall:Interior - Furring (38 mm Stud):159409 |  | InstallationDate | 930 | WarrantyGuarantorLabor | F | ModelLabel | F | WarrantyDescription | F | F | ProductionYear | 0.000000 | F | 4.468000 | T | 0.000000 | Up to level: Second Floor | Finish | 0 | 1.143808 | SerialNumber | WarrantyStartDate | BarCode | AssetIdentifier | Features | TagNumber | 0 | 0.269000 | 0.061766 | 0 | 0.054000 | 0 | WarrantyDurationParts | AccessibilityPerformance | CodePerformance | Color | Constituents | Grade | Material | ModelReference | NominalHeight | NominalLength | Shape | SustainabilityPerformance | WarrantyDurationLabor | FIXED | WarrantyGuarantorParts | ExpectedLife | ReplacementCost | NominalWidth | 23-25 40 11 11 11 | Metal-Framed Gypsum Board Fixed Partitions | 189521
931 | First Floor | 206244,206682 | 189287 | 2 | 161658 | 204940 | New Construction | First Floor | 0.000000 | F | 209258 | 32069 | 132914 | Basic Wall:Interior - Partition (92mm Stud) | 0 | Basic Wall:Interior - Partition (92mm Stud):128360 | Size | 186805 | 205399,205400,205401,205402,205403,205404,209244,209245,209246,209247 | Manufacturer | -0.102000 | 3LbNSBzHHBSuzhUUvuwEd0 | 1 | Basic Wall:Interior - Partition (92mm Stud):161658 |  | InstallationDate | 931 | WarrantyGuarantorLabor | F | ModelLabel | F | WarrantyDescription | F | F | ProductionYear | 0.000000 | F | 4.468000 | T | 0.000000 | Up to level: Second Floor | Finish | 2 | 12.093400 | SerialNumber | WarrantyStartDate | BarCode | AssetIdentifier | Features | TagNumber | 0 | 3.174000 | 1.499582 | 0 | 0.124000 | 0 | WarrantyDurationParts | AccessibilityPerformance | CodePerformance | Color | Constituents | Grade | Material | ModelReference | NominalHeight | NominalLength | Shape | SustainabilityPerformance | WarrantyDurationLabor | FIXED | WarrantyGuarantorParts | ExpectedLife | ReplacementCost | NominalWidth | 23-25 40 11 11 11 | Metal-Framed Gypsum Board Fixed Partitions | 189286
932 | First Floor | 206715,207252 | 188914,189296 | 0 | 163306 |  | New Construction | First Floor | 0.000000 | F | 209258 | 123531 | 132929 | Basic Wall:Interior - Furring (38 mm Stud) | 0 | Basic Wall:Interior - Furring (38 mm Stud):128404 | Size | 186820 | 192779,192780,192781,192782,192783,192784,209240,209241,209242,209243 | Manufacturer | -0.102000 | 0bk1ZfURb7DB4FOIglu8mt | 1 | Basic Wall:Interior - Furring (38 mm Stud):163306 |  | InstallationDate | 932 | WarrantyGuarantorLabor | F | ModelLabel | F | WarrantyDescription | F | F | ProductionYear | 0.000000 | F | 4.468000 | T | 0.000000 | Up to level: Second Floor | Finish | 0 | 2.055280 | SerialNumber | WarrantyStartDate | BarCode | AssetIdentifier | Features | TagNumber | 0 | 0.406000 | 0.110985 | 0 | 0.054000 | 0 | WarrantyDurationParts | AccessibilityPerformance | CodePerformance | Color | Constituents | Grade | Material | ModelReference | NominalHeight | NominalLength | Shape | SustainabilityPerformance | WarrantyDurationLabor | FIXED | WarrantyGuarantorParts | ExpectedLife | ReplacementCost | NominalWidth | 23-25 40 11 11 11 | Metal-Framed Gypsum Board Fixed Partitions | 188236
933 | First Floor | 207087 | 188915,189300,189600 | 2 | 163518 |  | New Construction | First Floor | 0.000000 | F | 209258 | 123536 | 132934 | Basic Wall:Interior - Partition (92mm Stud) | 0 | Basic Wall:Interior - Partition (92mm Stud):128360 | Size | 186825 | 192809,192810,192811,192812,192813,192814,209244,209245,209246,209247 | Manufacturer | -0.102000 | 0bk1ZfURb7DB4FOIglu8zZ | 1 | Basic Wall:Interior - Partition (92mm Stud):163518 |  | InstallationDate | 933 | WarrantyGuarantorLabor | F | ModelLabel | F | WarrantyDescription | F | F | ProductionYear | 0.000000 | F | 4.468000 | T | 0.000000 | Up to level: Second Floor | Finish | 2 | 20.391952 | SerialNumber | WarrantyStartDate | BarCode | AssetIdentifier | Features | TagNumber | 0 | 4.529000 | 2.528602 | 0 | 0.124000 | 0 | WarrantyDurationParts | AccessibilityPerformance | CodePerformance | Color | Constituents | Grade | Material | ModelReference | NominalHeight | NominalLength | Shape | SustainabilityPerformance | WarrantyDurationLabor | FIXED | WarrantyGuarantorParts | ExpectedLife | ReplacementCost | NominalWidth | 23-25 40 11 11 11 | Metal-Framed Gypsum Board Fixed Partitions | 189525
934 | First Floor | 206787,206802 | 188300,188592 | 2 | 167115 |  | New Construction | First Floor | 0.000000 | F | 209258 | 123551 | 132956 | Basic Wall:Interior - Partition (92mm Stud) | 0 | Basic Wall:Interior - Partition (92mm Stud):128360 | Size | 186847 | 192935,192936,192937,192938,192939,192940,209244,209245,209246,209247 | Manufacturer | -0.102000 | 3Egy$LBd99weR14rW4bmUv | 1 | Basic Wall:Interior - Partition (92mm Stud):167115 |  | InstallationDate | 934 | WarrantyGuarantorLabor | F | ModelLabel | F | WarrantyDescription | F | F | ProductionYear | 0.000000 | F | 4.468000 | T | 0.000000 | Up to level: Second Floor | Finish | 2 | 8.560688 | SerialNumber | WarrantyStartDate | BarCode | AssetIdentifier | Features | TagNumber | 0 | 2.040000 | 1.061525 | 0 | 0.124000 | 0 | WarrantyDurationParts | AccessibilityPerformance | CodePerformance | Color | Constituents | Grade | Material | ModelReference | NominalHeight | NominalLength | Shape | SustainabilityPerformance | WarrantyDurationLabor | FIXED | WarrantyGuarantorParts | ExpectedLife | ReplacementCost | NominalWidth | 23-25 40 11 11 11 | Metal-Framed Gypsum Board Fixed Partitions | 189307
935 | First Floor | 206788,206817 | 188237 | 2 | 167177 |  | New Construction | First Floor | 0.000000 | F | 209258 | 123552 | 132957 | Basic Wall:Interior - Partition (92mm Stud) | 0 | Basic Wall:Interior - Partition (92mm Stud):128360 | Size | 186848 | 192941,192942,192943,192944,192945,192946,209244,209245,209246,209247 | Manufacturer | -0.102000 | 3Egy$LBd99weR14rW4bmPx | 1 | Basic Wall:Interior - Partition (92mm Stud):167177 |  | InstallationDate | 935 | WarrantyGuarantorLabor | F | ModelLabel | F | WarrantyDescription | F | F | ProductionYear | 0.000000 | F | 4.468000 | T | 0.000000 | Up to level: Second Floor | Finish | 2 | 8.408776 | SerialNumber | WarrantyStartDate | BarCode | AssetIdentifier | Features | TagNumber | 0 | 2.006000 | 1.042688 | 0 | 0.124000 | 0 | WarrantyDurationParts | AccessibilityPerformance | CodePerformance | Color | Constituents | Grade | Material | ModelReference | NominalHeight | NominalLength | Shape | SustainabilityPerformance | WarrantyDurationLabor | FIXED | WarrantyGuarantorParts | ExpectedLife | ReplacementCost | NominalWidth | 23-25 40 11 11 11 | Metal-Framed Gypsum Board Fixed Partitions | 188592,189308
936 | First Floor | 206797,207025 | 188430,188920,189318 | 0 | 168930 |  | New Construction | First Floor | 0.000000 | F | 209258 | 123562 | 132968 | Basic Wall:Interior - Furring (38 mm Stud) | 0 | Basic Wall:Interior - Furring (38 mm Stud):128404 | Size | 186859 | 193007,193008,193009,193010,193011,193012,209240,209241,209242,209243 | Manufacturer | -0.102000 | 3Egy$LBd99weR14rW4bnYG | 1 | Basic Wall:Interior - Furring (38 mm Stud):168930 |  | InstallationDate | 936 | WarrantyGuarantorLabor | F | ModelLabel | F | WarrantyDescription | F | F | ProductionYear | 0.000000 | F | 4.468000 | T | 0.000000 | Up to level: Second Floor | Finish | 0 | 1.814008 | SerialNumber | WarrantyStartDate | BarCode | AssetIdentifier | Features | TagNumber | 0 | 0.406000 | 0.097956 | 0 | 0.054000 | 0 | WarrantyDurationParts | AccessibilityPerformance | CodePerformance | Color | Constituents | Grade | Material | ModelReference | NominalHeight | NominalLength | Shape | SustainabilityPerformance | WarrantyDurationLabor | FIXED | WarrantyGuarantorParts | ExpectedLife | ReplacementCost | NominalWidth | 23-25 40 11 11 11 | Metal-Framed Gypsum Board Fixed Partitions
937 | First Floor | 206767,207043 | 188921,189321 | 0 | 169521 |  | New Construction | First Floor | 0.000000 | F | 209258 | 123568 | 132974 | Basic Wall:Interior - Furring (38 mm Stud) | 0 | Basic Wall:Interior - Furring (38 mm Stud):128404 | Size | 186865 | 193043,193044,193045,193046,193047,193048,209240,209241,209242,209243 | Manufacturer | -0.102000 | 3Egy$LBd99weR14rW4bnr3 | 1 | Basic Wall:Interior - Furring (38 mm Stud):169521 |  | InstallationDate | 937 | WarrantyGuarantorLabor | F | ModelLabel | F | WarrantyDescription | F | F | ProductionYear | 0.000000 | F | 4.468000 | T | 0.000000 | Up to level: Second Floor | Finish | 0 | 1.814008 | SerialNumber | WarrantyStartDate | BarCode | AssetIdentifier | Features | TagNumber | 0 | 0.406000 | 0.097956 | 0 | 0.054000 | 0 | WarrantyDurationParts | AccessibilityPerformance | CodePerformance | Color | Constituents | Grade | Material | ModelReference | NominalHeight | NominalLength | Shape | SustainabilityPerformance | WarrantyDurationLabor | FIXED | WarrantyGuarantorParts | ExpectedLife | ReplacementCost | NominalWidth | 23-25 40 11 11 11 | Metal-Framed Gypsum Board Fixed Partitions | 188227
938 | First Floor | 206769,207041 | 189323 | 0 | 169566 |  | New Construction | First Floor | 0.000000 | F | 209258 | 123570 | 132976 | Basic Wall:Interior - Furring (38 mm Stud) | 0 | Basic Wall:Interior - Furring (38 mm Stud):128404 | Size | 186867 | 193055,193056,193057,193058,193059,193060,209240,209241,209242,209243 | Manufacturer | -0.102000 | 3Egy$LBd99weR14rW4bnqi | 1 | Basic Wall:Interior - Furring (38 mm Stud):169566 |  | InstallationDate | 938 | WarrantyGuarantorLabor | F | ModelLabel | F | WarrantyDescription | F | F | ProductionYear | 0.000000 | F | 4.468000 | T | 0.000000 | Up to level: Second Floor | Finish | 0 | 1.814008 | SerialNumber | WarrantyStartDate | BarCode | AssetIdentifier | Features | TagNumber | 0 | 0.406000 | 0.097956 | 0 | 0.054000 | 0 | WarrantyDurationParts | AccessibilityPerformance | CodePerformance | Color | Constituents | Grade | Material | ModelReference | NominalHeight | NominalLength | Shape | SustainabilityPerformance | WarrantyDurationLabor | FIXED | WarrantyGuarantorParts | ExpectedLife | ReplacementCost | NominalWidth | 23-25 40 11 11 11 | Metal-Framed Gypsum Board Fixed Partitions | 188242,189322
939 | First Floor | 206172,206186 | 188761,189325 | 0 | 171555 |  | New Construction | First Floor | 0.000000 | F | 209258 | 123581 | 132990 | Basic Wall:Interior - Furring (38 mm Stud) | 0 | Basic Wall:Interior - Furring (38 mm Stud):128404 | Size | 186881 | 193127,193128,193129,193130,193131,193132,209240,209241,209242,209243 | Manufacturer | -0.102000 | 3Egy$LBd99weR14rW4bnLH | 1 | Basic Wall:Interior - Furring (38 mm Stud):171555 |  | InstallationDate | 939 | WarrantyGuarantorLabor | F | ModelLabel | F | WarrantyDescription | F | F | ProductionYear | 0.000000 | F | 4.468000 | T | 0.000000 | Up to level: Second Floor | Finish | 0 | 20.928112 | SerialNumber | WarrantyStartDate | BarCode | AssetIdentifier | Features | TagNumber | 0 | 4.844500 | 1.130118 | 0 | 0.054000 | 0 | WarrantyDurationParts | AccessibilityPerformance | CodePerformance | Color | Constituents | Grade | Material | ModelReference | NominalHeight | NominalLength | Shape | SustainabilityPerformance | WarrantyDurationLabor | FIXED | WarrantyGuarantorParts | ExpectedLife | ReplacementCost | NominalWidth | 23-25 40 11 11 11 | Metal-Framed Gypsum Board Fixed Partitions | 188157
940 | First Floor | 206196,206201 | 189330,189331 | 2 | 172783 |  | New Construction | First Floor | 0.000000 | F | 209258 | 123587 | 132997 | Basic Wall:Interior - Partition (92mm Stud) | 0 | Basic Wall:Interior - Partition (92mm Stud):128360 | Size | 186888 | 193163,193164,193165,193166,193167,193168,209244,209245,209246,209247 | Manufacturer | -0.102000 | 3Egy$LBd99weR14rW4bocT | 1 | Basic Wall:Interior - Partition (92mm Stud):172783 |  | InstallationDate | 940 | WarrantyGuarantorLabor | F | ModelLabel | F | WarrantyDescription | F | F | ProductionYear | 0.000000 | F | 4.468000 | T | 0.000000 | Up to level: Second Floor | Finish | 2 | 8.868980 | SerialNumber | WarrantyStartDate | BarCode | AssetIdentifier | Features | TagNumber | 0 | 1.985000 | 1.099754 | 0 | 0.124000 | 0 | WarrantyDurationParts | AccessibilityPerformance | CodePerformance | Color | Constituents | Grade | Material | ModelReference | NominalHeight | NominalLength | Shape | SustainabilityPerformance | WarrantyDurationLabor | FIXED | WarrantyGuarantorParts | ExpectedLife | ReplacementCost | NominalWidth | 23-25 40 11 11 11 | Metal-Framed Gypsum Board Fixed Partitions | 189329
941 | First Floor | 206173,206197 | 188593 | 2 | 172821 |  | New Construction | First Floor | 0.000000 | F | 209258 | 123588 | 132998 | Basic Wall:Interior - Partition (92mm Stud) | 0 | Basic Wall:Interior - Partition (92mm Stud):128360 | Size | 186889 | 193169,193170,193171,193172,193173,193174,209244,209245,209246,209247 | Manufacturer | -0.102000 | 3Egy$LBd99weR14rW4boXd | 1 | Basic Wall:Interior - Partition (92mm Stud):172821 |  | InstallationDate | 941 | WarrantyGuarantorLabor | F | ModelLabel | F | WarrantyDescription | F | F | ProductionYear | 0.000000 | F | 4.468000 | T | 0.000000 | Up to level: Second Floor | Finish | 2 | 10.901920 | SerialNumber | WarrantyStartDate | BarCode | AssetIdentifier | Features | TagNumber | 0 | 2.529000 | 1.351838 | 0 | 0.124000 | 0 | WarrantyDurationParts | AccessibilityPerformance | CodePerformance | Color | Constituents | Grade | Material | ModelReference | NominalHeight | NominalLength | Shape | SustainabilityPerformance | WarrantyDurationLabor | FIXED | WarrantyGuarantorParts | ExpectedLife | ReplacementCost | NominalWidth | 23-25 40 11 11 11 | Metal-Framed Gypsum Board Fixed Partitions | 188761,189330
942 | First Floor | 206174,206200 |  | 2 | 172871 |  | New Construction | First Floor | 0.000000 | F | 209258 | 123589 | 132999 | Basic Wall:Interior - Partition (92mm Stud) | 0 | Basic Wall:Interior - Partition (92mm Stud):128360 | Size | 186890 | 193175,193176,193177,193178,193179,193180,209244,209245,209246,209247 | Manufacturer | -0.102000 | 3Egy$LBd99weR14rW4boWr | 1 | Basic Wall:Interior - Partition (92mm Stud):172871 |  | InstallationDate | 942 | WarrantyGuarantorLabor | F | ModelLabel | F | WarrantyDescription | F | F | ProductionYear | 0.000000 | F | 4.468000 | T | 0.000000 | Up to level: Second Floor | Finish | 2 | 4.030136 | SerialNumber | WarrantyStartDate | BarCode | AssetIdentifier | Features | TagNumber | 0 | 1.026000 | 0.499737 | 0 | 0.124000 | 0 | WarrantyDurationParts | AccessibilityPerformance | CodePerformance | Color | Constituents | Grade | Material | ModelReference | NominalHeight | NominalLength | Shape | SustainabilityPerformance | WarrantyDurationLabor | FIXED | WarrantyGuarantorParts | ExpectedLife | ReplacementCost | NominalWidth | 23-25 40 11 11 11 | Metal-Framed Gypsum Board Fixed Partitions | 188593,188766,189331
943 | First Floor | 206117,206142,206143 | 189338 | 2 | 174172 |  | New Construction | First Floor | 0.000000 | F | 209258 | 123596 | 133007 | Basic Wall:Interior - Partition (92mm Stud) | 0 | Basic Wall:Interior - Partition (92mm Stud):128360 | Size | 186898 | 193223,193224,193225,193226,193227,193228,209244,209245,209246,209247 | Manufacturer | -0.102000 | 3Egy$LBd99weR14rW4boCk | 1 | Basic Wall:Interior - Partition (92mm Stud):174172 |  | InstallationDate | 943 | WarrantyGuarantorLabor | F | ModelLabel | F | WarrantyDescription | F | F | ProductionYear | 0.000000 | F | 4.468000 | T | 0.000000 | Up to level: Second Floor | Finish | 2 | 14.087604 | SerialNumber | WarrantyStartDate | BarCode | AssetIdentifier | Features | TagNumber | 0 | 3.224500 | 1.746863 | 0 | 0.124000 | 0 | WarrantyDurationParts | AccessibilityPerformance | CodePerformance | Color | Constituents | Grade | Material | ModelReference | NominalHeight | NominalLength | Shape | SustainabilityPerformance | WarrantyDurationLabor | FIXED | WarrantyGuarantorParts | ExpectedLife | ReplacementCost | NominalWidth | 23-25 40 11 11 11 | Metal-Framed Gypsum Board Fixed Partitions | 188052
944 | First Floor | 206220,206227,206228 | 189348 | 2 | 176445 |  | New Construction | First Floor | 0.000000 | F | 209258 | 123607 | 133021 | Basic Wall:Interior - Partition (92mm Stud) | 0 | Basic Wall:Interior - Partition (92mm Stud):128360 | Size | 186912 | 193301,193302,193303,193304,193305,193306,209244,209245,209246,209247 | Manufacturer | -0.102000 | 3Egy$LBd99weR14rW4bpfF | 1 | Basic Wall:Interior - Partition (92mm Stud):176445 |  | InstallationDate | 944 | WarrantyGuarantorLabor | F | ModelLabel | F | WarrantyDescription | F | F | ProductionYear | 0.000000 | F | 4.468000 | T | 0.000000 | Up to level: Second Floor | Finish | 2 | 11.777648 | SerialNumber | WarrantyStartDate | BarCode | AssetIdentifier | Features | TagNumber | 0 | 2.636000 | 1.460428 | 0 | 0.124000 | 0 | WarrantyDurationParts | AccessibilityPerformance | CodePerformance | Color | Constituents | Grade | Material | ModelReference | NominalHeight | NominalLength | Shape | SustainabilityPerformance | WarrantyDurationLabor | FIXED | WarrantyGuarantorParts | ExpectedLife | ReplacementCost | NominalWidth | 23-25 40 11 11 11 | Metal-Framed Gypsum Board Fixed Partitions | 188452
945 | First Floor | 207405 | 188595,189397,190007 | 2 | 178785 |  | New Construction | First Floor | 0.000000 | F | 209258 | 123622 | 133040 | Basic Wall:Interior - Partition (92mm Stud) | 0 | Basic Wall:Interior - Partition (92mm Stud):128360 | Size | 186931 | 193409,193410,193411,193412,193413,193414,209244,209245,209246,209247 | Manufacturer | -0.102000 | 3Egy$LBd99weR14rW4bp4J | 1 | Basic Wall:Interior - Partition (92mm Stud):178785 |  | InstallationDate | 945 | WarrantyGuarantorLabor | F | ModelLabel | F | WarrantyDescription | F | F | ProductionYear | 0.000000 | F | 4.468000 | T | 0.000000 | Up to level: Second Floor | Finish | 2 | 0.509251 | SerialNumber | WarrantyStartDate | BarCode | AssetIdentifier | Features | TagNumber | 0 | 0.098870 | 0.063147 | 0 | 0.124000 | 0 | WarrantyDurationParts | AccessibilityPerformance | CodePerformance | Color | Constituents | Grade | Material | ModelReference | NominalHeight | NominalLength | Shape | SustainabilityPerformance | WarrantyDurationLabor | FIXED | WarrantyGuarantorParts | ExpectedLife | ReplacementCost | NominalWidth | 23-25 40 11 11 11 | Metal-Framed Gypsum Board Fixed Partitions | 189356
946 | First Floor |  | 188474,188596,189367,189368 | 0 | 180357 |  | New Construction | First Floor | 0.000000 | F | 209258 | 123636 | 133057 | Basic Wall:Interior - Furring (38 mm Stud) | 0 | Basic Wall:Interior - Furring (38 mm Stud):128404 | Size | 186948 | 193505,193506,193507,193508,193509,193510,209240,209241,209242,209243 | Manufacturer | -0.102000 | 3Egy$LBd99weR14rW4bqlt | 1 | Basic Wall:Interior - Furring (38 mm Stud):180357 |  | InstallationDate | 946 | WarrantyGuarantorLabor | F | ModelLabel | F | WarrantyDescription | F | F | ProductionYear | 0.000000 | F | 4.468000 | T | 0.000000 | Up to level: Second Floor | Finish | 0 | 1.697840 | SerialNumber | WarrantyStartDate | BarCode | AssetIdentifier | Features | TagNumber | 0 | 0.269000 | 0.091683 | 0 | 0.054000 | 0 | WarrantyDurationParts | AccessibilityPerformance | CodePerformance | Color | Constituents | Grade | Material | ModelReference | NominalHeight | NominalLength | Shape | SustainabilityPerformance | WarrantyDurationLabor | FIXED | WarrantyGuarantorParts | ExpectedLife | ReplacementCost | NominalWidth | 23-25 40 11 11 11 | Metal-Framed Gypsum Board Fixed Partitions | 189363
947 | First Floor | 206007,207632 | 188654,189375 | 0 | 182913 |  | New Construction | First Floor | 0.000000 | F | 209258 | 123657 | 133082 | Basic Wall:Interior - Rated 1-HR (92mm Stud) | 0 | Basic Wall:Interior - Rated 1-HR (92mm Stud):128426 | Size | 186973 | 193649,193650,193651,193652,193653,193654,209185,209186,209187,209188 | Manufacturer | -0.102000 | 3Egy$LBd99weR14rW4bq7p | 1 | Basic Wall:Interior - Rated 1-HR (92mm Stud):182913 |  | InstallationDate | 947 | WarrantyGuarantorLabor | F | ModelLabel | F | WarrantyDescription | F | F | ProductionYear | 0.000000 | F | 4.468000 | T | 0.000000 | Up to level: Second Floor | Finish | 2 | 8.214418 | SerialNumber | WarrantyStartDate | BarCode | AssetIdentifier | Features | TagNumber | 0 | 1.838500 | 1.018588 | 0 | 0.124000 | 8421504 | WarrantyDurationParts | AccessibilityPerformance | CodePerformance | Color | Constituents | Grade | Material | ModelReference | NominalHeight | NominalLength | Shape | SustainabilityPerformance | WarrantyDurationLabor | FIXED | WarrantyGuarantorParts | ExpectedLife | ReplacementCost | NominalWidth | 23-25 40 11 11 11 | Metal-Framed Gypsum Board Fixed Partitions | 189374 | 1 HR | Solid fill | 1 HR
948 | First Floor | 207519,207541,207542 | 189379 | 2 | 183948 |  | New Construction | First Floor | 0.000000 | F | 209258 | 123664 | 133090 | Basic Wall:Interior - Partition (92mm Stud) | 0 | Basic Wall:Interior - Partition (92mm Stud):128360 | Size | 186981 | 193691,193692,193693,193694,193695,193696,209244,209245,209246,209247 | Manufacturer | -0.102000 | 3Egy$LBd99weR14rW4bqN_ | 1 | Basic Wall:Interior - Partition (92mm Stud):183948 |  | InstallationDate | 948 | WarrantyGuarantorLabor | F | ModelLabel | F | WarrantyDescription | F | F | ProductionYear | 0.000000 | F | 4.468000 | T | 0.000000 | Up to level: Second Floor | Finish | 2 | 10.794686 | SerialNumber | WarrantyStartDate | BarCode | AssetIdentifier | Features | TagNumber | 0 | 2.416000 | 1.338541 | 0 | 0.124000 | 0 | WarrantyDurationParts | AccessibilityPerformance | CodePerformance | Color | Constituents | Grade | Material | ModelReference | NominalHeight | NominalLength | Shape | SustainabilityPerformance | WarrantyDurationLabor | FIXED | WarrantyGuarantorParts | ExpectedLife | ReplacementCost | NominalWidth | 23-25 40 11 11 11 | Metal-Framed Gypsum Board Fixed Partitions | 189378
949 | First Floor | 207527 | 189393,189532,189614 | 0 | 184857 |  | New Construction | First Floor | 0.000000 | F | 209258 | 123668 | 133094 | Basic Wall:Interior - Furring (152 mm Stud) | 0 | Basic Wall:Interior - Furring (152 mm Stud):138413 | Size | 186985 | 193709,193710,193711,193712,193713,193714,209191,209192,209193,209194 | Manufacturer | -0.102000 | 3Egy$LBd99weR14rW4brbh | 1 | Basic Wall:Interior - Furring (152 mm Stud):184857 |  | InstallationDate | 949 | WarrantyGuarantorLabor | F | ModelLabel | F | WarrantyDescription | F | F | ProductionYear | 0.000000 | F | 4.468000 | T | 0.000000 | Up to level: Second Floor | Finish | 3 | 18.542795 | SerialNumber | WarrantyStartDate | BarCode | AssetIdentifier | Features | TagNumber | 0 | 4.207151 | 3.115191 | 0 | 0.168000 | 0 | WarrantyDurationParts | AccessibilityPerformance | CodePerformance | Color | Constituents | Grade | Material | ModelReference | NominalHeight | NominalLength | Shape | SustainabilityPerformance | WarrantyDurationLabor | FIXED | WarrantyGuarantorParts | ExpectedLife | ReplacementCost | NominalWidth | 23-25 40 11 11 11 | Metal-Framed Gypsum Board Fixed Partitions | 189405
950 | First Floor | 207130,207313 | 188600,189420 | 2 | 186390 |  | New Construction | First Floor | 0.000000 | F | 209258 | 123680 | 133111 | Basic Wall:Interior - Partition (92mm Stud) | 0 | Basic Wall:Interior - Partition (92mm Stud):128360 | Size | 187002 | 193811,193812,193813,193814,193815,193816,209244,209245,209246,209247 | Manufacturer | -0.102000 | 3Egy$LBd99weR14rW4brDa | 1 | Basic Wall:Interior - Partition (92mm Stud):186390 |  | InstallationDate | 950 | WarrantyGuarantorLabor | F | ModelLabel | F | WarrantyDescription | F | F | ProductionYear | 0.000000 | F | 4.468000 | T | 0.000000 | Up to level: Second Floor | Finish | 2 | 1.559333 | SerialNumber | WarrantyStartDate | BarCode | AssetIdentifier | Features | TagNumber | 0 | 0.225000 | 0.193357 | 0 | 0.124000 | 0 | WarrantyDurationParts | AccessibilityPerformance | CodePerformance | Color | Constituents | Grade | Material | ModelReference | NominalHeight | NominalLength | Shape | SustainabilityPerformance | WarrantyDurationLabor | FIXED | WarrantyGuarantorParts | ExpectedLife | ReplacementCost | NominalWidth | 23-25 40 11 11 11 | Metal-Framed Gypsum Board Fixed Partitions | 189418
951 | First Floor | 207149,207197 | 188935,189424,189535 | 2 | 187435 |  | New Construction | First Floor | 0.000000 | F | 209258 | 123684 | 133118 | Basic Wall:Interior - Partition (92mm Stud) | 0 | Basic Wall:Interior - Partition (92mm Stud):128360 | Size | 187009 | 193853,193854,193855,193856,193857,193858,209244,209245,209246,209247 | Manufacturer | -0.102000 | 3Egy$LBd99weR14rW4brTP | 1 | Basic Wall:Interior - Partition (92mm Stud):187435 |  | InstallationDate | 951 | WarrantyGuarantorLabor | F | ModelLabel | F | WarrantyDescription | F | F | ProductionYear | 0.000000 | F | 4.468000 | T | 0.000000 | Up to level: Second Floor | Finish | 2 | 1.961455 | SerialNumber | WarrantyStartDate | BarCode | AssetIdentifier | Features | TagNumber | 0 | 0.315001 | 0.243220 | 0 | 0.124000 | 0 | WarrantyDurationParts | AccessibilityPerformance | CodePerformance | Color | Constituents | Grade | Material | ModelReference | NominalHeight | NominalLength | Shape | SustainabilityPerformance | WarrantyDurationLabor | FIXED | WarrantyGuarantorParts | ExpectedLife | ReplacementCost | NominalWidth | 23-25 40 11 11 11 | Metal-Framed Gypsum Board Fixed Partitions
952 | First Floor | 207198,207199 | 188933 | 2 | 187465 |  | New Construction | First Floor | 0.000000 | F | 209258 | 123685 | 133119 | Basic Wall:Interior - Partition (92mm Stud) | 0 | Basic Wall:Interior - Partition (92mm Stud):128360 | Size | 187010 | 193859,193860,193861,193862,193863,193864,209244,209245,209246,209247 | Manufacturer | -0.102000 | 3Egy$LBd99weR14rW4brSx | 1 | Basic Wall:Interior - Partition (92mm Stud):187465 |  | InstallationDate | 952 | WarrantyGuarantorLabor | F | ModelLabel | F | WarrantyDescription | F | F | ProductionYear | 0.000000 | F | 4.468000 | T | 0.000000 | Up to level: Second Floor | Finish | 2 | 1.464290 | SerialNumber | WarrantyStartDate | BarCode | AssetIdentifier | Features | TagNumber | 0 | 0.523228 | 0.181572 | 0 | 0.124000 | 0 | WarrantyDurationParts | AccessibilityPerformance | CodePerformance | Color | Constituents | Grade | Material | ModelReference | NominalHeight | NominalLength | Shape | SustainabilityPerformance | WarrantyDurationLabor | FIXED | WarrantyGuarantorParts | ExpectedLife | ReplacementCost | NominalWidth | 23-25 40 11 11 11 | Metal-Framed Gypsum Board Fixed Partitions | 188148,189424
953 | First Floor | 207235 | 189435,189595 | 0 | 188999 |  | New Construction | First Floor | 0.000000 | F | 209258 | 123702 | 133138 | Basic Wall:Interior - Furring (38 mm Stud) | 0 | Basic Wall:Interior - Furring (38 mm Stud):128404 | Size | 187029 | 193973,193974,193975,193976,193977,193978,209240,209241,209242,209243 | Manufacturer | -0.102000 | 3Egy$LBd99weR14rW4bsar | 1 | Basic Wall:Interior - Furring (38 mm Stud):188999 |  | InstallationDate | 953 | WarrantyGuarantorLabor | F | ModelLabel | F | WarrantyDescription | F | F | ProductionYear | 0.000000 | F | 4.468000 | T | 0.000000 | Up to level: Second Floor | Finish | 3 | 1.648692 | SerialNumber | WarrantyStartDate | BarCode | AssetIdentifier | Features | TagNumber | 0 | 0.423000 | 0.080585 | 0 | 0.054000 | 0 | WarrantyDurationParts | AccessibilityPerformance | CodePerformance | Color | Constituents | Grade | Material | ModelReference | NominalHeight | NominalLength | Shape | SustainabilityPerformance | WarrantyDurationLabor | FIXED | WarrantyGuarantorParts | ExpectedLife | ReplacementCost | NominalWidth | 23-25 40 11 11 11 | Metal-Framed Gypsum Board Fixed Partitions | 189434,189537
973 | First Floor | 206225,207601 | 188309 | 2 | 176488 | 204994 | New Construction | First Floor | 0.000000 | F | 209258 | 32125 | 133022 | Basic Wall:Interior - Partition (92mm Stud) | 0 | Basic Wall:Interior - Partition (92mm Stud):128360 | Size | 186913 | 193307,193308,193309,193310,193311,193312,209244,209245,209246,209247 | Manufacturer | -0.102000 | 3Egy$LBd99weR14rW4bpeQ | 1 | Basic Wall:Interior - Partition (92mm Stud):176488 |  | InstallationDate | 973 | WarrantyGuarantorLabor | F | ModelLabel | F | WarrantyDescription | F | F | ProductionYear | 0.000000 | F | 4.468000 | T | 0.000000 | Up to level: Second Floor | Finish | 2 | 8.484638 | SerialNumber | WarrantyStartDate | BarCode | AssetIdentifier | Features | TagNumber | 0 | 2.425000 | 1.052095 | 0 | 0.124000 | 0 | WarrantyDurationParts | AccessibilityPerformance | CodePerformance | Color | Constituents | Grade | Material | ModelReference | NominalHeight | NominalLength | Shape | SustainabilityPerformance | WarrantyDurationLabor | FIXED | WarrantyGuarantorParts | ExpectedLife | ReplacementCost | NominalWidth | 23-25 40 11 11 11 | Metal-Framed Gypsum Board Fixed Partitions | 189348
974 | First Floor | 206289,206315 |  | 2 | 224851 | 205000 | New Construction | First Floor | 0.000000 | F | 209258 | 32134 | 133375 | Basic Wall:Interior - Partition (92mm Stud) | 0 | Basic Wall:Interior - Partition (92mm Stud):128360 | Size | 187233 | 195456,195457,195458,195459,195460,195461,209244,209245,209246,209247 | Manufacturer | -0.102000 | 1byTDaqS91rBnWJlv$nnCv | 1 | Basic Wall:Interior - Partition (92mm Stud):224851 |  | InstallationDate | 974 | WarrantyGuarantorLabor | F | ModelLabel | F | WarrantyDescription | F | F | ProductionYear | 0.000000 | F | 4.468000 | T | 0.000000 | Up to level: Second Floor | Finish | 2 | 5.687670 | SerialNumber | WarrantyStartDate | BarCode | AssetIdentifier | Features | TagNumber | 0 | 1.834000 | 0.705271 | 0 | 0.124000 | 0 | WarrantyDurationParts | AccessibilityPerformance | CodePerformance | Color | Constituents | Grade | Material | ModelReference | NominalHeight | NominalLength | Shape | SustainabilityPerformance | WarrantyDurationLabor | FIXED | WarrantyGuarantorParts | ExpectedLife | ReplacementCost | NominalWidth | 23-25 40 11 11 11 | Metal-Framed Gypsum Board Fixed Partitions | 188127,188719
975 | First Floor | 206529,206535 |  | 2 | 160919 | 205003 | New Construction | First Floor | 0.000000 | F | 209258 | 32138 | 132908 | Basic Wall:Interior - Partition (92mm Stud) | 0 | Basic Wall:Interior - Partition (92mm Stud):128360 | Size | 186799 | 192665,192666,192667,192668,192669,192670,209244,209245,209246,209247 | Manufacturer | -0.102000 | 3LbNSBzHHBSuzhUUvuwEej | 1 | Basic Wall:Interior - Partition (92mm Stud):160919 |  | InstallationDate | 975 | WarrantyGuarantorLabor | F | ModelLabel | F | WarrantyDescription | F | F | ProductionYear | 0.000000 | F | 4.468000 | T | 0.000000 | Up to level: Second Floor | Finish | 2 | 15.722798 | SerialNumber | WarrantyStartDate | BarCode | AssetIdentifier | Features | TagNumber | 0 | 4.045000 | 1.949627 | 0 | 0.124000 | 0 | WarrantyDurationParts | AccessibilityPerformance | CodePerformance | Color | Constituents | Grade | Material | ModelReference | NominalHeight | NominalLength | Shape | SustainabilityPerformance | WarrantyDurationLabor | FIXED | WarrantyGuarantorParts | ExpectedLife | ReplacementCost | NominalWidth | 23-25 40 11 11 11 | Metal-Framed Gypsum Board Fixed Partitions | 188377,188720
976 | First Floor | 206306,206354 | 188319 | 2 | 159174 | 205012 | New Construction | First Floor | 0.000000 | F | 209258 | 32149 | 132894 | Basic Wall:Interior - Partition (92mm Stud) | 0 | Basic Wall:Interior - Partition (92mm Stud):128360 | Size | 186785 | 192581,192582,192583,192584,192585,192586,209244,209245,209246,209247 | Manufacturer | -0.102000 | 3LbNSBzHHBSuzhUUvuwFDy | 1 | Basic Wall:Interior - Partition (92mm Stud):159174 |  | InstallationDate | 976 | WarrantyGuarantorLabor | F | ModelLabel | F | WarrantyDescription | F | F | ProductionYear | 0.000000 | F | 4.468000 | T | 0.000000 | Up to level: Second Floor | Finish | 2 | 5.611714 | SerialNumber | WarrantyStartDate | BarCode | AssetIdentifier | Features | TagNumber | 0 | 1.817000 | 0.695853 | 0 | 0.124000 | 0 | WarrantyDurationParts | AccessibilityPerformance | CodePerformance | Color | Constituents | Grade | Material | ModelReference | NominalHeight | NominalLength | Shape | SustainabilityPerformance | WarrantyDurationLabor | FIXED | WarrantyGuarantorParts | ExpectedLife | ReplacementCost | NominalWidth | 23-25 40 11 11 11 | Metal-Framed Gypsum Board Fixed Partitions | 188387
977 | First Floor | 206925,206935 | 188231 | 2 | 148449 | 205016 | New Construction | First Floor | 0.000000 | F | 209258 | 32155 | 132837 | Basic Wall:Interior - Partition (92mm Stud) | 0 | Basic Wall:Interior - Partition (92mm Stud):128360 | Size | 186728 | 192251,192252,192253,192254,192255,192256,209244,209245,209246,209247 | Manufacturer | -0.102000 | 3LbNSBzHHBSuzhUUvuwDrR | 1 | Basic Wall:Interior - Partition (92mm Stud):148449 |  | InstallationDate | 977 | WarrantyGuarantorLabor | F | ModelLabel | F | WarrantyDescription | F | F | ProductionYear | 0.000000 | F | 4.468000 | T | 0.000000 | Up to level: Second Floor | Finish | 2 | 10.745446 | SerialNumber | WarrantyStartDate | BarCode | AssetIdentifier | Features | TagNumber | 0 | 2.966000 | 1.332435 | 0 | 0.124000 | 0 | WarrantyDurationParts | AccessibilityPerformance | CodePerformance | Color | Constituents | Grade | Material | ModelReference | NominalHeight | NominalLength | Shape | SustainabilityPerformance | WarrantyDurationLabor | FIXED | WarrantyGuarantorParts | ExpectedLife | ReplacementCost | NominalWidth | 23-25 40 11 11 11 | Metal-Framed Gypsum Board Fixed Partitions | 189238
978 | First Floor | 206241,206684 | 188305,188913 | 2 | 161485 | 205018 | New Construction | First Floor | 0.000000 | F | 209258 | 32159 | 132911 | Basic Wall:Interior - Partition (92mm Stud) | 0 | Basic Wall:Interior - Partition (92mm Stud):128360 | Size | 186802 | 192683,192684,192685,192686,192687,192688,209244,209245,209246,209247 | Manufacturer | -0.102000 | 3LbNSBzHHBSuzhUUvuwEXt | 1 | Basic Wall:Interior - Partition (92mm Stud):161485 |  | InstallationDate | 978 | WarrantyGuarantorLabor | F | ModelLabel | F | WarrantyDescription | F | F | ProductionYear | 0.000000 | F | 4.468000 | T | 0.000000 | Up to level: Second Floor | Finish | 2 | 5.017470 | SerialNumber | WarrantyStartDate | BarCode | AssetIdentifier | Features | TagNumber | 0 | 1.560000 | 0.622166 | 0 | 0.124000 | 0 | WarrantyDurationParts | AccessibilityPerformance | CodePerformance | Color | Constituents | Grade | Material | ModelReference | NominalHeight | NominalLength | Shape | SustainabilityPerformance | WarrantyDurationLabor | FIXED | WarrantyGuarantorParts | ExpectedLife | ReplacementCost | NominalWidth | 23-25 40 11 11 11 | Metal-Framed Gypsum Board Fixed Partitions
979 | First Floor | 206246,206679 | 188223,189285 | 2 | 161575 | 205019 | New Construction | First Floor | 0.000000 | F | 209258 | 32161 | 132912 | Basic Wall:Interior - Partition (92mm Stud) | 0 | Basic Wall:Interior - Partition (92mm Stud):128360 | Size | 186803 | 192689,192690,192691,192692,192693,192694,209244,209245,209246,209247 | Manufacturer | -0.102000 | 3LbNSBzHHBSuzhUUvuwEcT | 1 | Basic Wall:Interior - Partition (92mm Stud):161575 |  | InstallationDate | 979 | WarrantyGuarantorLabor | F | ModelLabel | F | WarrantyDescription | F | F | ProductionYear | 0.000000 | F | 4.468000 | T | 0.000000 | Up to level: Second Floor | Finish | 2 | 5.017470 | SerialNumber | WarrantyStartDate | BarCode | AssetIdentifier | Features | TagNumber | 0 | 1.560000 | 0.622166 | 0 | 0.124000 | 0 | WarrantyDurationParts | AccessibilityPerformance | CodePerformance | Color | Constituents | Grade | Material | ModelReference | NominalHeight | NominalLength | Shape | SustainabilityPerformance | WarrantyDurationLabor | FIXED | WarrantyGuarantorParts | ExpectedLife | ReplacementCost | NominalWidth | 23-25 40 11 11 11 | Metal-Framed Gypsum Board Fixed Partitions
980 | First Floor | 206025,207338 |  | 2 | 228493 | 205033 | New Construction | First Floor | 0.000000 | F | 209258 | 32180 | 133418 | Basic Wall:Interior - Partition (92mm Stud) | 0 | Basic Wall:Interior - Partition (92mm Stud):128360 | Size | 187234 | 195672,195673,195674,195675,195676,195677,209244,209245,209246,209247 | Manufacturer | -0.102000 | 1byTDaqS91rBnWJlv$nm7d | 1 | Basic Wall:Interior - Partition (92mm Stud):228493 |  | InstallationDate | 980 | WarrantyGuarantorLabor | F | ModelLabel | F | WarrantyDescription | F | F | ProductionYear | 0.000000 | F | 4.468000 | T | 0.000000 | Up to level: Second Floor | Finish | 2 | 5.687670 | SerialNumber | WarrantyStartDate | BarCode | AssetIdentifier | Features | TagNumber | 0 | 1.834000 | 0.705271 | 0 | 0.124000 | 0 | WarrantyDurationParts | AccessibilityPerformance | CodePerformance | Color | Constituents | Grade | Material | ModelReference | NominalHeight | NominalLength | Shape | SustainabilityPerformance | WarrantyDurationLabor | FIXED | WarrantyGuarantorParts | ExpectedLife | ReplacementCost | NominalWidth | 23-25 40 11 11 11 | Metal-Framed Gypsum Board Fixed Partitions | 188469,188793
981 | First Floor | 206041,207326 |  | 2 | 228833 | 205036 | New Construction | First Floor | 0.000000 | F | 209258 | 32184 | 133422 | Basic Wall:Interior - Partition (92mm Stud) | 0 | Basic Wall:Interior - Partition (92mm Stud):128360 | Size | 187235 | 195693,195694,195695,195696,195697,195698,209244,209245,209246,209247 | Manufacturer | -0.102000 | 1byTDaqS91rBnWJlv$nm2B | 1 | Basic Wall:Interior - Partition (92mm Stud):228833 |  | InstallationDate | 981 | WarrantyGuarantorLabor | F | ModelLabel | F | WarrantyDescription | F | F | ProductionYear | 0.000000 | F | 4.468000 | T | 0.000000 | Up to level: Second Floor | Finish | 2 | 5.687670 | SerialNumber | WarrantyStartDate | BarCode | AssetIdentifier | Features | TagNumber | 0 | 1.834000 | 0.705271 | 0 | 0.124000 | 0 | WarrantyDurationParts | AccessibilityPerformance | CodePerformance | Color | Constituents | Grade | Material | ModelReference | NominalHeight | NominalLength | Shape | SustainabilityPerformance | WarrantyDurationLabor | FIXED | WarrantyGuarantorParts | ExpectedLife | ReplacementCost | NominalWidth | 23-25 40 11 11 11 | Metal-Framed Gypsum Board Fixed Partitions | 188457,188778
982 | First Floor | 207321,207439 | 188021,189353 | 2 | 177773 | 205038 | New Construction | First Floor | 0.000000 | F | 209258 | 32188 | 133030 | Basic Wall:Interior - Partition (92mm Stud) | 0 | Basic Wall:Interior - Partition (92mm Stud):128360 | Size | 186921 | 193349,193350,193351,193352,193353,193354,209244,209245,209246,209247 | Manufacturer | -0.102000 | 3Egy$LBd99weR14rW4bpqV | 1 | Basic Wall:Interior - Partition (92mm Stud):177773 |  | InstallationDate | 982 | WarrantyGuarantorLabor | F | ModelLabel | F | WarrantyDescription | F | F | ProductionYear | 0.000000 | F | 4.468000 | T | 0.000000 | Up to level: Second Floor | Finish | 2 | 6.241702 | SerialNumber | WarrantyStartDate | BarCode | AssetIdentifier | Features | TagNumber | 0 | 1.834000 | 0.773971 | 0 | 0.124000 | 0 | WarrantyDurationParts | AccessibilityPerformance | CodePerformance | Color | Constituents | Grade | Material | ModelReference | NominalHeight | NominalLength | Shape | SustainabilityPerformance | WarrantyDurationLabor | FIXED | WarrantyGuarantorParts | ExpectedLife | ReplacementCost | NominalWidth | 23-25 40 11 11 11 | Metal-Framed Gypsum Board Fixed Partitions
983 | First Floor | 207354,207451 | 188022 | 2 | 179701 | 205046 | New Construction | First Floor | 0.000000 | F | 209258 | 32198 | 133047 | Basic Wall:Interior - Partition (92mm Stud) | 0 | Basic Wall:Interior - Partition (92mm Stud):128360 | Size | 186938 | 193445,193446,193447,193448,193449,193450,209244,209245,209246,209247 | Manufacturer | -0.102000 | 3Egy$LBd99weR14rW4bpQ7 | 1 | Basic Wall:Interior - Partition (92mm Stud):179701 |  | InstallationDate | 983 | WarrantyGuarantorLabor | F | ModelLabel | F | WarrantyDescription | F | F | ProductionYear | 0.000000 | F | 4.468000 | T | 0.000000 | Up to level: Second Floor | Finish | 2 | 5.687670 | SerialNumber | WarrantyStartDate | BarCode | AssetIdentifier | Features | TagNumber | 0 | 1.834000 | 0.705271 | 0 | 0.124000 | 0 | WarrantyDurationParts | AccessibilityPerformance | CodePerformance | Color | Constituents | Grade | Material | ModelReference | NominalHeight | NominalLength | Shape | SustainabilityPerformance | WarrantyDurationLabor | FIXED | WarrantyGuarantorParts | ExpectedLife | ReplacementCost | NominalWidth | 23-25 40 11 11 11 | Metal-Framed Gypsum Board Fixed Partitions | 188783
984 | First Floor | 207372,207378 | 188251 | 2 | 181936 | 205047 | New Construction | First Floor | 0.000000 | F | 209258 | 32200 | 133075 | Basic Wall:Interior - Partition (92mm Stud) | 0 | Basic Wall:Interior - Partition (92mm Stud):128360 | Size | 186966 | 193607,193608,193609,193610,193611,193612,209244,209245,209246,209247 | Manufacturer | -0.102000 | 3Egy$LBd99weR14rW4bqt2 | 1 | Basic Wall:Interior - Partition (92mm Stud):181936 |  | InstallationDate | 984 | WarrantyGuarantorLabor | F | ModelLabel | F | WarrantyDescription | F | F | ProductionYear | 0.000000 | F | 4.468000 | T | 0.000000 | Up to level: Second Floor | Finish | 2 | 5.506280 | SerialNumber | WarrantyStartDate | BarCode | AssetIdentifier | Features | TagNumber | 0 | 1.834000 | 0.682779 | 0 | 0.124000 | 0 | WarrantyDurationParts | AccessibilityPerformance | CodePerformance | Color | Constituents | Grade | Material | ModelReference | NominalHeight | NominalLength | Shape | SustainabilityPerformance | WarrantyDurationLabor | FIXED | WarrantyGuarantorParts | ExpectedLife | ReplacementCost | NominalWidth | 23-25 40 11 11 11 | Metal-Framed Gypsum Board Fixed Partitions | 188476
985 | First Floor | 207375,207588 | 189369 | 0 | 181343 | 205048 | New Construction | First Floor | 0.000000 | F | 209258 | 32202 | 133068 | Basic Wall:Interior - Rated 1-HR (92mm Stud) | 0 | Basic Wall:Interior - Rated 1-HR (92mm Stud):128426 | Size | 186959 | 193565,193566,193567,193568,193569,193570,209185,209186,209187,209188 | Manufacturer | -0.102000 | 3Egy$LBd99weR14rW4bqyj | 1 | Basic Wall:Interior - Rated 1-HR (92mm Stud):181343 |  | InstallationDate | 985 | WarrantyGuarantorLabor | F | ModelLabel | F | WarrantyDescription | F | F | ProductionYear | 0.000000 | F | 4.468000 | T | 0.000000 | Up to level: Second Floor | Finish | 2 | 10.794594 | SerialNumber | WarrantyStartDate | BarCode | AssetIdentifier | Features | TagNumber | 0 | 2.924500 | 1.338530 | 0 | 0.124000 | 8421504 | WarrantyDurationParts | AccessibilityPerformance | CodePerformance | Color | Constituents | Grade | Material | ModelReference | NominalHeight | NominalLength | Shape | SustainabilityPerformance | WarrantyDurationLabor | FIXED | WarrantyGuarantorParts | ExpectedLife | ReplacementCost | NominalWidth | 23-25 40 11 11 11 | Metal-Framed Gypsum Board Fixed Partitions | 188057 | 1 HR | Solid fill | 1 HR
986 | First Floor | 207277,207398 |  | 2 | 231160 | 205057 | New Construction | First Floor | 0.000000 | F | 209258 | 32213 | 133448 | Basic Wall:Interior - Partition (92mm Stud) | 0 | Basic Wall:Interior - Partition (92mm Stud):128360 | Size | 187236 | 195824,195825,195826,195827,195828,195829,209244,209245,209246,209247 | Manufacturer | -0.102000 | 1byTDaqS91rBnWJlv$n$kI | 1 | Basic Wall:Interior - Partition (92mm Stud):231160 |  | InstallationDate | 986 | WarrantyGuarantorLabor | F | ModelLabel | F | WarrantyDescription | F | F | ProductionYear | 0.000000 | F | 4.468000 | T | 0.000000 | Up to level: Second Floor | Finish | 2 | 5.611714 | SerialNumber | WarrantyStartDate | BarCode | AssetIdentifier | Features | TagNumber | 0 | 1.817000 | 0.695853 | 0 | 0.124000 | 0 | WarrantyDurationParts | AccessibilityPerformance | CodePerformance | Color | Constituents | Grade | Material | ModelReference | NominalHeight | NominalLength | Shape | SustainabilityPerformance | WarrantyDurationLabor | FIXED | WarrantyGuarantorParts | ExpectedLife | ReplacementCost | NominalWidth | 23-25 40 11 11 11 | Metal-Framed Gypsum Board Fixed Partitions | 188408,188806
987 | First Floor | 206849,207308 |  | 2 | 232773 | 205076 | New Construction | First Floor | 0.000000 | F | 209258 | 32237 | 133470 | Basic Wall:Interior - Partition (92mm Stud) | 0 | Basic Wall:Interior - Partition (92mm Stud):128360 | Size | 187239 | 195931,195932,195933,195934,195935,195936,209244,209245,209246,209247 | Manufacturer | -0.102000 | 1byTDaqS91rBnWJlv$n$0l | 1 | Basic Wall:Interior - Partition (92mm Stud):232773 |  | InstallationDate | 987 | WarrantyGuarantorLabor | F | ModelLabel | F | WarrantyDescription | F | F | ProductionYear | 0.000000 | F | 4.468000 | T | 0.000000 | Up to level: Second Floor | Finish | 2 | 5.687670 | SerialNumber | WarrantyStartDate | BarCode | AssetIdentifier | Features | TagNumber | 0 | 1.834000 | 0.705271 | 0 | 0.124000 | 0 | WarrantyDurationParts | AccessibilityPerformance | CodePerformance | Color | Constituents | Grade | Material | ModelReference | NominalHeight | NominalLength | Shape | SustainabilityPerformance | WarrantyDurationLabor | FIXED | WarrantyGuarantorParts | ExpectedLife | ReplacementCost | NominalWidth | 23-25 40 11 11 11 | Metal-Framed Gypsum Board Fixed Partitions | 188410,188733
988 | First Floor | 206272,206883 |  | 2 | 234058 | 205085 | New Construction | First Floor | 0.000000 | F | 209258 | 32253 | 133479 | Basic Wall:Interior - Partition (92mm Stud) | 0 | Basic Wall:Interior - Partition (92mm Stud):128360 | Size | 187240 | 195977,195978,195979,195980,195981,195982,209244,209245,209246,209247 | Manufacturer | -0.102000 | 1byTDaqS91rBnWJlv$n_yW | 1 | Basic Wall:Interior - Partition (92mm Stud):234058 |  | InstallationDate | 988 | WarrantyGuarantorLabor | F | ModelLabel | F | WarrantyDescription | F | F | ProductionYear | 0.000000 | F | 4.468000 | T | 0.000000 | Up to level: Second Floor | Finish | 2 | 5.687670 | SerialNumber | WarrantyStartDate | BarCode | AssetIdentifier | Features | TagNumber | 0 | 1.834000 | 0.705271 | 0 | 0.124000 | 0 | WarrantyDurationParts | AccessibilityPerformance | CodePerformance | Color | Constituents | Grade | Material | ModelReference | NominalHeight | NominalLength | Shape | SustainabilityPerformance | WarrantyDurationLabor | FIXED | WarrantyGuarantorParts | ExpectedLife | ReplacementCost | NominalWidth | 23-25 40 11 11 11 | Metal-Framed Gypsum Board Fixed Partitions | 188419,188745
1000 | First Floor |  | 188639,189681,190028 | 2 | 271284 |  | New Construction | First Floor | 0.000000 | F | 209258 | 124413 | 133670 | Basic Wall:Interior - Partition (92mm Stud) | 0 | Basic Wall:Interior - Partition (92mm Stud):128360 | Size | 187379 | 197815,197816,197817,197818,197819,197820,209244,209245,209246,209247 | Manufacturer | -0.102000 | 2_TmT90dD0x8tJSTjyTcco | 1 | Basic Wall:Interior - Partition (92mm Stud):271284 |  | InstallationDate | 1000 | WarrantyGuarantorLabor | F | ModelLabel | F | WarrantyDescription | F | F | ProductionYear | 3.000000 | F | 1.468000 | T | 0.000000 | Up to level: Second Floor | Finish | 2 | 3.120968 | SerialNumber | WarrantyStartDate | BarCode | AssetIdentifier | Features | TagNumber | 0 | 2.126000 | 0.387000 | 0 | 0.124000 | 0 | WarrantyDurationParts | AccessibilityPerformance | CodePerformance | Color | Constituents | Grade | Material | ModelReference | NominalHeight | NominalLength | Shape | SustainabilityPerformance | WarrantyDurationLabor | FIXED | WarrantyGuarantorParts | ExpectedLife | ReplacementCost | NominalWidth | 23-25 40 11 11 11 | Metal-Framed Gypsum Board Fixed Partitions | 188420,188967
1005 | First Floor |  | 189098,189589 | 2 | 344740 |  | New Construction | First Floor | 0.000000 | F | 209258 | 124973 | 133746 | Basic Wall:Interior - Partition (92mm Stud) | 0 | Basic Wall:Interior - Partition (92mm Stud):128360 | Size | 187538 | 199894,199895,199896,199897,199898,199899,209244,209245,209246,209247 | Manufacturer | -0.120000 | 0GqcYYjeX4e8lXEYRY1vT3 | 1 | Basic Wall:Interior - Partition (92mm Stud):344740 |  | InstallationDate | 1005 | WarrantyGuarantorLabor | F | ModelLabel | F | WarrantyDescription | F | F | ProductionYear | 2.800000 | F | 1.650000 | T | 0.000000 | Up to level: Second Floor | Finish | 2 | 2.425500 | SerialNumber | WarrantyStartDate | BarCode | AssetIdentifier | Features | TagNumber | 0 | 1.532000 | 0.300762 | 0 | 0.124000 | 0 | WarrantyDurationParts | AccessibilityPerformance | CodePerformance | Color | Constituents | Grade | Material | ModelReference | NominalHeight | NominalLength | Shape | SustainabilityPerformance | WarrantyDurationLabor | FIXED | WarrantyGuarantorParts | ExpectedLife | ReplacementCost | NominalWidth | 23-25 40 11 11 11 | Metal-Framed Gypsum Board Fixed Partitions | 188133,188968,189586
1006 | First Floor | 207409 | 189045,189607 | 0 | 352519 |  | New Construction | First Floor | 0.000000 | F | 209258 | 125035 | 133787 | Basic Wall:Interior - Furring (38 mm Stud) | 0 | Basic Wall:Interior - Furring (38 mm Stud):128404 | Size | 187571 | 200214,200215,200216,200217,200218,200219,209240,209241,209242,209243 | Manufacturer | -0.102000 | 0tIhQ6hmz02e5gznEed4bO | 1 | Basic Wall:Interior - Furring (38 mm Stud):352519 |  | InstallationDate | 1006 | WarrantyGuarantorLabor | F | ModelLabel | F | WarrantyDescription | F | F | ProductionYear | 0.000000 | F | 4.468000 | T | 0.000000 | Up to level: Second Floor | Finish | 3 | 1.813896 | SerialNumber | WarrantyStartDate | BarCode | AssetIdentifier | Features | TagNumber | 0 | 0.475975 | 0.097950 | 0 | 0.054000 | 0 | WarrantyDurationParts | AccessibilityPerformance | CodePerformance | Color | Constituents | Grade | Material | ModelReference | NominalHeight | NominalLength | Shape | SustainabilityPerformance | WarrantyDurationLabor | FIXED | WarrantyGuarantorParts | ExpectedLife | ReplacementCost | NominalWidth | 23-25 40 11 11 11 | Metal-Framed Gypsum Board Fixed Partitions | 189388,189606
1007 | First Floor | 206031 | 189608 | 0 | 352593 |  | New Construction | First Floor | 0.000000 | F | 209258 | 125037 | 133789 | Basic Wall:Interior - Furring (38 mm Stud) | 0 | Basic Wall:Interior - Furring (38 mm Stud):128404 | Size | 187573 | 200226,200227,200228,200229,200230,200231,209240,209241,209242,209243 | Manufacturer | 3.000000 | 0tIhQ6hmz02e5gznEed4aE | 1 | Basic Wall:Interior - Furring (38 mm Stud):352593 |  | InstallationDate | 1007 | WarrantyGuarantorLabor | F | ModelLabel | F | WarrantyDescription | F | F | ProductionYear | 0.000000 | F | 3.000000 | T | 0.000000 | Up to level: First Floor | Finish | 3 | 1.380000 | SerialNumber | WarrantyStartDate | BarCode | AssetIdentifier | Features | TagNumber | 0 | 0.495000 | 0.074520 | 0 | 0.054000 | 0 | WarrantyDurationParts | AccessibilityPerformance | CodePerformance | Color | Constituents | Grade | Material | ModelReference | NominalHeight | NominalLength | Shape | SustainabilityPerformance | WarrantyDurationLabor | FIXED | WarrantyGuarantorParts | ExpectedLife | ReplacementCost | NominalWidth | 23-25 40 11 11 11 | Metal-Framed Gypsum Board Fixed Partitions | 188467,188637,188638
1008 | First Floor | 206030 | 189609,189708,190086 | 0 | 352620 |  | New Construction | First Floor | 0.000000 | F | 209258 | 125038 | 133790 | Basic Wall:Interior - Furring (38 mm Stud) | 0 | Basic Wall:Interior - Furring (38 mm Stud):128404 | Size | 187574 | 200232,200233,200234,200235,200236,200237,209240,209241,209242,209243 | Manufacturer | 3.000000 | 0tIhQ6hmz02e5gznEed4ap | 1 | Basic Wall:Interior - Furring (38 mm Stud):352620 |  | InstallationDate | 1008 | WarrantyGuarantorLabor | F | ModelLabel | F | WarrantyDescription | F | F | ProductionYear | 0.000000 | F | 3.000000 | T | 0.000000 | Up to level: First Floor | Finish | 3 | 0.469500 | SerialNumber | WarrantyStartDate | BarCode | AssetIdentifier | Features | TagNumber | 0 | 0.161000 | 0.025353 | 0 | 0.054000 | 0 | WarrantyDurationParts | AccessibilityPerformance | CodePerformance | Color | Constituents | Grade | Material | ModelReference | NominalHeight | NominalLength | Shape | SustainabilityPerformance | WarrantyDurationLabor | FIXED | WarrantyGuarantorParts | ExpectedLife | ReplacementCost | NominalWidth | 23-25 40 11 11 11 | Metal-Framed Gypsum Board Fixed Partitions | 189608
1009 | First Floor | 206017 | 189703,189861 | 0 | 352756 |  | New Construction | First Floor | 0.000000 | F | 209258 | 125045 | 133797 | Basic Wall:Interior - Furring (38 mm Stud) | 0 | Basic Wall:Interior - Furring (38 mm Stud):128404 | Size | 187581 | 200274,200275,200276,200277,200278,200279,209240,209241,209242,209243 | Manufacturer | 3.000000 | 0tIhQ6hmz02e5gznEed4ch | 1 | Basic Wall:Interior - Furring (38 mm Stud):352756 |  | InstallationDate | 1009 | WarrantyGuarantorLabor | F | ModelLabel | F | WarrantyDescription | F | F | ProductionYear | 0.000000 | F | 3.000000 | T | 0.000000 | Up to level: First Floor | Finish | 3 | 0.334500 | SerialNumber | WarrantyStartDate | BarCode | AssetIdentifier | Features | TagNumber | 0 | 0.161000 | 0.018063 | 0 | 0.054000 | 0 | WarrantyDurationParts | AccessibilityPerformance | CodePerformance | Color | Constituents | Grade | Material | ModelReference | NominalHeight | NominalLength | Shape | SustainabilityPerformance | WarrantyDurationLabor | FIXED | WarrantyGuarantorParts | ExpectedLife | ReplacementCost | NominalWidth | 23-25 40 11 11 11 | Metal-Framed Gypsum Board Fixed Partitions | 189049,189611
1010 | First Floor | 206013 | 189133,189135 | 0 | 353146 |  | New Construction | First Floor | 0.000000 | F | 209258 | 125051 | 133803 | Basic Wall:Interior - Furring (38 mm Stud) | 0 | Basic Wall:Interior - Furring (38 mm Stud):128404 | Size | 187587 | 200310,200311,200312,200313,200314,200315,209240,209241,209242,209243 | Manufacturer | 3.000000 | 0tIhQ6hmz02e5gznEed4ib | 1 | Basic Wall:Interior - Furring (38 mm Stud):353146 |  | InstallationDate | 1010 | WarrantyGuarantorLabor | F | ModelLabel | F | WarrantyDescription | F | F | ProductionYear | 0.000000 | F | 3.000000 | T | 0.000000 | Up to level: First Floor | Finish | 3 | 0.394500 | SerialNumber | WarrantyStartDate | BarCode | AssetIdentifier | Features | TagNumber | 0 | 0.181000 | 0.021303 | 0 | 0.054000 | 0 | WarrantyDurationParts | AccessibilityPerformance | CodePerformance | Color | Constituents | Grade | Material | ModelReference | NominalHeight | NominalLength | Shape | SustainabilityPerformance | WarrantyDurationLabor | FIXED | WarrantyGuarantorParts | ExpectedLife | ReplacementCost | NominalWidth | 23-25 40 11 11 11 | Metal-Framed Gypsum Board Fixed Partitions | 189051,189616
1011 | First Floor | 205997 | 188665,188672,189619 | 0 | 353286 |  | New Construction | First Floor | 0.000000 | F | 209258 | 125054 | 133806 | Basic Wall:Interior - Furring (38 mm Stud) | 0 | Basic Wall:Interior - Furring (38 mm Stud):128404 | Size | 187590 | 200328,200329,200330,200331,200332,200333,209240,209241,209242,209243 | Manufacturer | 3.000000 | 0tIhQ6hmz02e5gznEed4nP | 1 | Basic Wall:Interior - Furring (38 mm Stud):353286 |  | InstallationDate | 1011 | WarrantyGuarantorLabor | F | ModelLabel | F | WarrantyDescription | F | F | ProductionYear | 0.000000 | F | 3.000000 | T | 0.000000 | Up to level: First Floor | Finish | 3 | 0.541500 | SerialNumber | WarrantyStartDate | BarCode | AssetIdentifier | Features | TagNumber | 0 | 0.176000 | 0.029241 | 0 | 0.054000 | 0 | WarrantyDurationParts | AccessibilityPerformance | CodePerformance | Color | Constituents | Grade | Material | ModelReference | NominalHeight | NominalLength | Shape | SustainabilityPerformance | WarrantyDurationLabor | FIXED | WarrantyGuarantorParts | ExpectedLife | ReplacementCost | NominalWidth | 23-25 40 11 11 11 | Metal-Framed Gypsum Board Fixed Partitions | 189618
1012 | First Floor | 206280 |  | 0 | 353321 |  | New Construction | First Floor | 0.000000 | F | 209258 | 125055 | 133807 | Basic Wall:Interior - Furring (38 mm Stud) | 0 | Basic Wall:Interior - Furring (38 mm Stud):128404 | Size | 187591 | 200334,200335,200336,200337,200338,200339,209240,209241,209242,209243 | Manufacturer | 3.000000 | 0tIhQ6hmz02e5gznEed4ns | 1 | Basic Wall:Interior - Furring (38 mm Stud):353321 |  | InstallationDate | 1012 | WarrantyGuarantorLabor | F | ModelLabel | F | WarrantyDescription | F | F | ProductionYear | 0.000000 | F | 3.000000 | T | 0.000000 | Up to level: First Floor | Finish | 3 | 1.218000 | SerialNumber | WarrantyStartDate | BarCode | AssetIdentifier | Features | TagNumber | 0 | 0.517000 | 0.065772 | 0 | 0.054000 | 0 | WarrantyDurationParts | AccessibilityPerformance | CodePerformance | Color | Constituents | Grade | Material | ModelReference | NominalHeight | NominalLength | Shape | SustainabilityPerformance | WarrantyDurationLabor | FIXED | WarrantyGuarantorParts | ExpectedLife | ReplacementCost | NominalWidth | 23-25 40 11 11 11 | Metal-Framed Gypsum Board Fixed Partitions | 189052,189314,189619,190025
1013 | First Floor | 206277 | 189620 | 0 | 353452 |  | New Construction | First Floor | 0.000000 | F | 209258 | 125056 | 133808 | Basic Wall:Interior - Furring (38 mm Stud) | 0 | Basic Wall:Interior - Furring (38 mm Stud):128404 | Size | 187592 | 200340,200341,200342,200343,200344,200345,209240,209241,209242,209243 | Manufacturer | 3.000000 | 0tIhQ6hmz02e5gznEed4pp | 1 | Basic Wall:Interior - Furring (38 mm Stud):353452 |  | InstallationDate | 1013 | WarrantyGuarantorLabor | F | ModelLabel | F | WarrantyDescription | F | F | ProductionYear | 0.000000 | F | 3.000000 | T | 0.000000 | Up to level: First Floor | Finish | 3 | 1.380000 | SerialNumber | WarrantyStartDate | BarCode | AssetIdentifier | Features | TagNumber | 0 | 0.517000 | 0.074520 | 0 | 0.054000 | 0 | WarrantyDurationParts | AccessibilityPerformance | CodePerformance | Color | Constituents | Grade | Material | ModelReference | NominalHeight | NominalLength | Shape | SustainabilityPerformance | WarrantyDurationLabor | FIXED | WarrantyGuarantorParts | ExpectedLife | ReplacementCost | NominalWidth | 23-25 40 11 11 11 | Metal-Framed Gypsum Board Fixed Partitions | 188421,188639,188969
1014 | First Floor | 206276 | 189621,189710,190083 | 0 | 353479 |  | New Construction | First Floor | 0.000000 | F | 209258 | 125057 | 133809 | Basic Wall:Interior - Furring (38 mm Stud) | 0 | Basic Wall:Interior - Furring (38 mm Stud):128404 | Size | 187593 | 200346,200347,200348,200349,200350,200351,209240,209241,209242,209243 | Manufacturer | 3.000000 | 0tIhQ6hmz02e5gznEed4oO | 1 | Basic Wall:Interior - Furring (38 mm Stud):353479 |  | InstallationDate | 1014 | WarrantyGuarantorLabor | F | ModelLabel | F | WarrantyDescription | F | F | ProductionYear | 0.000000 | F | 3.000000 | T | 0.000000 | Up to level: First Floor | Finish | 3 | 0.529500 | SerialNumber | WarrantyStartDate | BarCode | AssetIdentifier | Features | TagNumber | 0 | 0.181000 | 0.028593 | 0 | 0.054000 | 0 | WarrantyDurationParts | AccessibilityPerformance | CodePerformance | Color | Constituents | Grade | Material | ModelReference | NominalHeight | NominalLength | Shape | SustainabilityPerformance | WarrantyDurationLabor | FIXED | WarrantyGuarantorParts | ExpectedLife | ReplacementCost | NominalWidth | 23-25 40 11 11 11 | Metal-Framed Gypsum Board Fixed Partitions | 189620
1015 | First Floor | 206815 | 189061,189625 | 0 | 353693 |  | New Construction | First Floor | 0.000000 | F | 209258 | 125062 | 133814 | Basic Wall:Interior - Furring (38 mm Stud) | 0 | Basic Wall:Interior - Furring (38 mm Stud):128404 | Size | 187598 | 200376,200377,200378,200379,200380,200381,209240,209241,209242,209243 | Manufacturer | -0.102000 | 0tIhQ6hmz02e5gznEed4t2 | 1 | Basic Wall:Interior - Furring (38 mm Stud):353693 |  | InstallationDate | 1015 | WarrantyGuarantorLabor | F | ModelLabel | F | WarrantyDescription | F | F | ProductionYear | 0.000000 | F | 4.468000 | T | 0.000000 | Up to level: Second Floor | Finish | 3 | 1.501248 | SerialNumber | WarrantyStartDate | BarCode | AssetIdentifier | Features | TagNumber | 0 | 0.406000 | 0.081067 | 0 | 0.054000 | 0 | WarrantyDurationParts | AccessibilityPerformance | CodePerformance | Color | Constituents | Grade | Material | ModelReference | NominalHeight | NominalLength | Shape | SustainabilityPerformance | WarrantyDurationLabor | FIXED | WarrantyGuarantorParts | ExpectedLife | ReplacementCost | NominalWidth | 23-25 40 11 11 11 | Metal-Framed Gypsum Board Fixed Partitions | 189312,189624
1016 | First Floor | 206814 |  | 0 | 353724 |  | New Construction | First Floor | 0.000000 | F | 209258 | 125063 | 133815 | Basic Wall:Interior - Furring (38 mm Stud) | 0 | Basic Wall:Interior - Furring (38 mm Stud):128404 | Size | 187599 | 200382,200383,200384,200385,200386,200387,209240,209241,209242,209243 | Manufacturer | -0.102000 | 0tIhQ6hmz02e5gznEed4tZ | 1 | Basic Wall:Interior - Furring (38 mm Stud):353724 |  | InstallationDate | 1016 | WarrantyGuarantorLabor | F | ModelLabel | F | WarrantyDescription | F | F | ProductionYear | 0.000000 | F | 4.468000 | T | 0.000000 | Up to level: Second Floor | Finish | 3 | 1.840816 | SerialNumber | WarrantyStartDate | BarCode | AssetIdentifier | Features | TagNumber | 0 | 0.536000 | 0.099404 | 0 | 0.054000 | 0 | WarrantyDurationParts | AccessibilityPerformance | CodePerformance | Color | Constituents | Grade | Material | ModelReference | NominalHeight | NominalLength | Shape | SustainabilityPerformance | WarrantyDurationLabor | FIXED | WarrantyGuarantorParts | ExpectedLife | ReplacementCost | NominalWidth | 23-25 40 11 11 11 | Metal-Framed Gypsum Board Fixed Partitions | 189011,189053,189054,189625
1017 | First Floor | 206261 | 189056,189626 | 0 | 354128 |  | New Construction | First Floor | 0.000000 | F | 209258 | 125064 | 133816 | Basic Wall:Interior - Furring (38 mm Stud) | 0 | Basic Wall:Interior - Furring (38 mm Stud):128404 | Size | 187600 | 200388,200389,200390,200391,200392,200393,209240,209241,209242,209243 | Manufacturer | -0.102000 | 0tIhQ6hmz02e5gznEed4yF | 1 | Basic Wall:Interior - Furring (38 mm Stud):354128 |  | InstallationDate | 1017 | WarrantyGuarantorLabor | F | ModelLabel | F | WarrantyDescription | F | F | ProductionYear | 0.000000 | F | 4.468000 | T | 0.000000 | Up to level: Second Floor | Finish | 3 | 1.934644 | SerialNumber | WarrantyStartDate | BarCode | AssetIdentifier | Features | TagNumber | 0 | 0.406000 | 0.104471 | 0 | 0.054000 | 0 | WarrantyDurationParts | AccessibilityPerformance | CodePerformance | Color | Constituents | Grade | Material | ModelReference | NominalHeight | NominalLength | Shape | SustainabilityPerformance | WarrantyDurationLabor | FIXED | WarrantyGuarantorParts | ExpectedLife | ReplacementCost | NominalWidth | 23-25 40 11 11 11 | Metal-Framed Gypsum Board Fixed Partitions | 188429,188971
1018 | First Floor | 206259 | 189675 | 0 | 354199 |  | New Construction | First Floor | 0.000000 | F | 209258 | 125066 | 133818 | Basic Wall:Interior - Furring (38 mm Stud) | 0 | Basic Wall:Interior - Furring (38 mm Stud):128404 | Size | 187602 | 200400,200401,200402,200403,200404,200405,209240,209241,209242,209243 | Manufacturer | -0.102000 | 0tIhQ6hmz02e5gznEed4$8 | 1 | Basic Wall:Interior - Furring (38 mm Stud):354199 |  | InstallationDate | 1018 | WarrantyGuarantorLabor | F | ModelLabel | F | WarrantyDescription | F | F | ProductionYear | 0.000000 | F | 4.468000 | T | 0.000000 | Up to level: Second Floor | Finish | 3 | 2.117832 | SerialNumber | WarrantyStartDate | BarCode | AssetIdentifier | Features | TagNumber | 0 | 0.474000 | 0.114363 | 0 | 0.054000 | 0 | WarrantyDurationParts | AccessibilityPerformance | CodePerformance | Color | Constituents | Grade | Material | ModelReference | NominalHeight | NominalLength | Shape | SustainabilityPerformance | WarrantyDurationLabor | FIXED | WarrantyGuarantorParts | ExpectedLife | ReplacementCost | NominalWidth | 23-25 40 11 11 11 | Metal-Framed Gypsum Board Fixed Partitions | 189317,189627,190029
1019 | First Floor | 206760 | 189676 | 0 | 354241 |  | New Construction | First Floor | 0.000000 | F | 209258 | 125067 | 133819 | Basic Wall:Interior - Furring (38 mm Stud) | 0 | Basic Wall:Interior - Furring (38 mm Stud):128404 | Size | 187603 | 200406,200407,200408,200409,200410,200411,209240,209241,209242,209243 | Manufacturer | -0.102000 | 0tIhQ6hmz02e5gznEed4_U | 1 | Basic Wall:Interior - Furring (38 mm Stud):354241 |  | InstallationDate | 1019 | WarrantyGuarantorLabor | F | ModelLabel | F | WarrantyDescription | F | F | ProductionYear | 0.000000 | F | 4.468000 | T | 0.000000 | Up to level: Second Floor | Finish | 3 | 1.166150 | SerialNumber | WarrantyStartDate | BarCode | AssetIdentifier | Features | TagNumber | 0 | 0.261000 | 0.062972 | 0 | 0.054000 | 0 | WarrantyDurationParts | AccessibilityPerformance | CodePerformance | Color | Constituents | Grade | Material | ModelReference | NominalHeight | NominalLength | Shape | SustainabilityPerformance | WarrantyDurationLabor | FIXED | WarrantyGuarantorParts | ExpectedLife | ReplacementCost | NominalWidth | 23-25 40 11 11 11 | Metal-Framed Gypsum Board Fixed Partitions | 189313,189628,189675
1020 | First Floor | 206775 |  | 0 | 354367 |  | New Construction | First Floor | 0.000000 | F | 209258 | 125070 | 133822 | Basic Wall:Interior - Furring (38 mm Stud) | 0 | Basic Wall:Interior - Furring (38 mm Stud):128404 | Size | 187606 | 200424,200425,200426,200427,200428,200429,209240,209241,209242,209243 | Manufacturer | -0.102000 | 0tIhQ6hmz02e5gznEed41W | 1 | Basic Wall:Interior - Furring (38 mm Stud):354367 |  | InstallationDate | 1020 | WarrantyGuarantorLabor | F | ModelLabel | F | WarrantyDescription | F | F | ProductionYear | 0.000000 | F | 4.468000 | T | 0.000000 | Up to level: Second Floor | Finish | 3 | 1.572736 | SerialNumber | WarrantyStartDate | BarCode | AssetIdentifier | Features | TagNumber | 0 | 0.406000 | 0.076483 | 0 | 0.054000 | 0 | WarrantyDurationParts | AccessibilityPerformance | CodePerformance | Color | Constituents | Grade | Material | ModelReference | NominalHeight | NominalLength | Shape | SustainabilityPerformance | WarrantyDurationLabor | FIXED | WarrantyGuarantorParts | ExpectedLife | ReplacementCost | NominalWidth | 23-25 40 11 11 11 | Metal-Framed Gypsum Board Fixed Partitions | 189014,189055,189056,189677
1021 | First Floor | 206999 |  | 0 | 354878 |  | New Construction | First Floor | 0.000000 | F | 209258 | 125074 | 133827 | Basic Wall:Interior - Furring (38 mm Stud) | 0 | Basic Wall:Interior - Furring (38 mm Stud):128404 | Size | 187611 | 200454,200455,200456,200457,200458,200459,209240,209241,209242,209243 | Manufacturer | -0.102000 | 0tIhQ6hmz02e5gznEed49X | 1 | Basic Wall:Interior - Furring (38 mm Stud):354878 |  | InstallationDate | 1021 | WarrantyGuarantorLabor | F | ModelLabel | F | WarrantyDescription | F | F | ProductionYear | 0.000000 | F | 4.468000 | T | 0.000000 | Up to level: Second Floor | Finish | 3 | 1.572736 | SerialNumber | WarrantyStartDate | BarCode | AssetIdentifier | Features | TagNumber | 0 | 0.406000 | 0.076483 | 0 | 0.054000 | 0 | WarrantyDurationParts | AccessibilityPerformance | CodePerformance | Color | Constituents | Grade | Material | ModelReference | NominalHeight | NominalLength | Shape | SustainabilityPerformance | WarrantyDurationLabor | FIXED | WarrantyGuarantorParts | ExpectedLife | ReplacementCost | NominalWidth | 23-25 40 11 11 11 | Metal-Framed Gypsum Board Fixed Partitions | 189012,189058,189059,189680
1022 | First Floor | 206001,206824 |  | 2 | 355187 | 205240 | New Construction | First Floor | 0.000000 | F | 209258 | 32439 | 133829 | Basic Wall:Interior - Partition (92mm Stud) | 0 | Basic Wall:Interior - Partition (92mm Stud):128360 | Size | 187613 | 200466,200467,200468,200469,200470,200471,209244,209245,209246,209247 | Manufacturer | -0.102000 | 0tIhQ6hmz02e5gznEed4Ci | 1 | Basic Wall:Interior - Partition (92mm Stud):355187 |  | InstallationDate | 1022 | WarrantyGuarantorLabor | F | ModelLabel | F | WarrantyDescription | F | F | ProductionYear | 0.000000 | F | 4.468000 | T | 0.000000 | Up to level: Second Floor | Finish | 2 | 2.376882 | SerialNumber | WarrantyStartDate | BarCode | AssetIdentifier | Features | TagNumber | 0 | 1.023000 | 0.294733 | 0 | 0.124000 | 0 | WarrantyDurationParts | AccessibilityPerformance | CodePerformance | Color | Constituents | Grade | Material | ModelReference | NominalHeight | NominalLength | Shape | SustainabilityPerformance | WarrantyDurationLabor | FIXED | WarrantyGuarantorParts | ExpectedLife | ReplacementCost | NominalWidth | 23-25 40 11 11 11 | Metal-Framed Gypsum Board Fixed Partitions | 188574,188879
1023 | First Floor | 206255 | 189063,189684,190032 | 0 | 355533 |  | New Construction | First Floor | 0.000000 | F | 209258 | 125078 | 133832 | Basic Wall:Interior - Furring (38 mm Stud) | 0 | Basic Wall:Interior - Furring (38 mm Stud):128404 | Size | 187615 | 200483,200484,200485,200486,200487,200488,209240,209241,209242,209243 | Manufacturer | -0.102000 | 0tIhQ6hmz02e5gznEed4II | 1 | Basic Wall:Interior - Furring (38 mm Stud):355533 |  | InstallationDate | 1023 | WarrantyGuarantorLabor | F | ModelLabel | F | WarrantyDescription | F | F | ProductionYear | 0.000000 | F | 4.468000 | T | 0.000000 | Up to level: Second Floor | Finish | 3 | 1.863092 | SerialNumber | WarrantyStartDate | BarCode | AssetIdentifier | Features | TagNumber | 0 | 0.402500 | 0.100607 | 0 | 0.054000 | 0 | WarrantyDurationParts | AccessibilityPerformance | CodePerformance | Color | Constituents | Grade | Material | ModelReference | NominalHeight | NominalLength | Shape | SustainabilityPerformance | WarrantyDurationLabor | FIXED | WarrantyGuarantorParts | ExpectedLife | ReplacementCost | NominalWidth | 23-25 40 11 11 11 | Metal-Framed Gypsum Board Fixed Partitions | 189683
1024 | First Floor | 206731 | 189686 | 0 | 355570 |  | New Construction | First Floor | 0.000000 | F | 209258 | 125080 | 133834 | Basic Wall:Interior - Furring (38 mm Stud) | 0 | Basic Wall:Interior - Furring (38 mm Stud):128404 | Size | 187617 | 200495,200496,200497,200498,200499,200500,209240,209241,209242,209243 | Manufacturer | -0.102000 | 0tIhQ6hmz02e5gznEed4Ij | 1 | Basic Wall:Interior - Furring (38 mm Stud):355570 |  | InstallationDate | 1024 | WarrantyGuarantorLabor | F | ModelLabel | F | WarrantyDescription | F | F | ProductionYear | 0.000000 | F | 4.468000 | T | 0.000000 | Up to level: Second Floor | Finish | 3 | 1.798370 | SerialNumber | WarrantyStartDate | BarCode | AssetIdentifier | Features | TagNumber | 0 | 0.402500 | 0.097112 | 0 | 0.054000 | 0 | WarrantyDurationParts | AccessibilityPerformance | CodePerformance | Color | Constituents | Grade | Material | ModelReference | NominalHeight | NominalLength | Shape | SustainabilityPerformance | WarrantyDurationLabor | FIXED | WarrantyGuarantorParts | ExpectedLife | ReplacementCost | NominalWidth | 23-25 40 11 11 11 | Metal-Framed Gypsum Board Fixed Partitions | 189009,189062,189685
1025 | First Floor | 206694 | 189712 | 0 | 355883 |  | New Construction | First Floor | 0.000000 | F | 209258 | 125083 | 133838 | Basic Wall:Interior - Furring (38 mm Stud) | 0 | Basic Wall:Interior - Furring (38 mm Stud):128404 | Size | 187621 | 200519,200520,200521,200522,200523,200524,209240,209241,209242,209243 | Manufacturer | -0.102000 | 0tIhQ6hmz02e5gznEed4Pq | 1 | Basic Wall:Interior - Furring (38 mm Stud):355883 |  | InstallationDate | 1025 | WarrantyGuarantorLabor | F | ModelLabel | F | WarrantyDescription | F | F | ProductionYear | 0.000000 | F | 4.468000 | T | 0.000000 | Up to level: Second Floor | Finish | 3 | 1.849752 | SerialNumber | WarrantyStartDate | BarCode | AssetIdentifier | Features | TagNumber | 0 | 0.414000 | 0.099887 | 0 | 0.054000 | 0 | WarrantyDurationParts | AccessibilityPerformance | CodePerformance | Color | Constituents | Grade | Material | ModelReference | NominalHeight | NominalLength | Shape | SustainabilityPerformance | WarrantyDurationLabor | FIXED | WarrantyGuarantorParts | ExpectedLife | ReplacementCost | NominalWidth | 23-25 40 11 11 11 | Metal-Framed Gypsum Board Fixed Partitions | 189288,189687,189711
1026 | First Floor | 206693 | 189713 | 0 | 355910 |  | New Construction | First Floor | 0.000000 | F | 209258 | 125084 | 133839 | Basic Wall:Interior - Furring (38 mm Stud) | 0 | Basic Wall:Interior - Furring (38 mm Stud):128404 | Size | 187622 | 200525,200526,200527,200528,200529,200530,209240,209241,209242,209243 | Manufacturer | -0.102000 | 0tIhQ6hmz02e5gznEed4OP | 1 | Basic Wall:Interior - Furring (38 mm Stud):355910 |  | InstallationDate | 1026 | WarrantyGuarantorLabor | F | ModelLabel | F | WarrantyDescription | F | F | ProductionYear | 0.000000 | F | 4.468000 | T | 0.000000 | Up to level: Second Floor | Finish | 3 | 2.332296 | SerialNumber | WarrantyStartDate | BarCode | AssetIdentifier | Features | TagNumber | 0 | 0.646000 | 0.125944 | 0 | 0.054000 | 0 | WarrantyDurationParts | AccessibilityPerformance | CodePerformance | Color | Constituents | Grade | Material | ModelReference | NominalHeight | NominalLength | Shape | SustainabilityPerformance | WarrantyDurationLabor | FIXED | WarrantyGuarantorParts | ExpectedLife | ReplacementCost | NominalWidth | 23-25 40 11 11 11 | Metal-Framed Gypsum Board Fixed Partitions | 189010,189065,189712
1027 | First Floor | 206677 |  | 0 | 356169 |  | New Construction | First Floor | 0.000000 | F | 209258 | 125088 | 133843 | Basic Wall:Interior - Furring (38 mm Stud) | 0 | Basic Wall:Interior - Furring (38 mm Stud):128404 | Size | 187626 | 200549,200550,200551,200552,200553,200554,209240,209241,209242,209243 | Manufacturer | -0.102000 | 0tIhQ6hmz02e5gznEed4SM | 1 | Basic Wall:Interior - Furring (38 mm Stud):356169 |  | InstallationDate | 1027 | WarrantyGuarantorLabor | F | ModelLabel | F | WarrantyDescription | F | F | ProductionYear | 0.000000 | F | 4.468000 | T | 0.000000 | Up to level: Second Floor | Finish | 3 | 1.291252 | SerialNumber | WarrantyStartDate | BarCode | AssetIdentifier | Features | TagNumber | 0 | 0.449500 | 0.069728 | 0 | 0.054000 | 0 | WarrantyDurationParts | AccessibilityPerformance | CodePerformance | Color | Constituents | Grade | Material | ModelReference | NominalHeight | NominalLength | Shape | SustainabilityPerformance | WarrantyDurationLabor | FIXED | WarrantyGuarantorParts | ExpectedLife | ReplacementCost | NominalWidth | 23-25 40 11 11 11 | Metal-Framed Gypsum Board Fixed Partitions | 188168,188394,188977,189715
1028 | First Floor | 206566,206588 | 189723 | 0 | 357869 |  | New Construction | First Floor | 0.000000 | F | 209258 | 125102 | 133855 | Basic Wall:Interior - Furring (38 mm Stud) | 0 | Basic Wall:Interior - Furring (38 mm Stud):128404 | Size | 187637 | 200626,200627,200628,200629,200630,200631,209240,209241,209242,209243 | Manufacturer | -0.102000 | 0tIhQ6hmz02e5gznEed5so | 1 | Basic Wall:Interior - Furring (38 mm Stud):357869 |  | InstallationDate | 1028 | WarrantyGuarantorLabor | F | ModelLabel | F | WarrantyDescription | F | F | ProductionYear | 0.000000 | F | 4.468000 | T | 0.000000 | Up to level: Second Floor | Finish | 3 | 1.814008 | SerialNumber | WarrantyStartDate | BarCode | AssetIdentifier | Features | TagNumber | 0 | 0.406000 | 0.097956 | 0 | 0.054000 | 0 | WarrantyDurationParts | AccessibilityPerformance | CodePerformance | Color | Constituents | Grade | Material | ModelReference | NominalHeight | NominalLength | Shape | SustainabilityPerformance | WarrantyDurationLabor | FIXED | WarrantyGuarantorParts | ExpectedLife | ReplacementCost | NominalWidth | 23-25 40 11 11 11 | Metal-Framed Gypsum Board Fixed Partitions | 188306,189722
1029 | First Floor | 206501 | 189726 | 0 | 358225 |  | New Construction | First Floor | 0.000000 | F | 209258 | 125105 | 133858 | Basic Wall:Interior - Furring (38 mm Stud) | 0 | Basic Wall:Interior - Furring (38 mm Stud):128404 | Size | 187640 | 200644,200645,200646,200647,200648,200649,209240,209241,209242,209243 | Manufacturer | -0.102000 | 0tIhQ6hmz02e5gznEed5yE | 1 | Basic Wall:Interior - Furring (38 mm Stud):358225 |  | InstallationDate | 1029 | WarrantyGuarantorLabor | F | ModelLabel | F | WarrantyDescription | F | F | ProductionYear | 0.000000 | F | 4.468000 | T | 0.000000 | Up to level: Second Floor | Finish | 3 | 1.261995 | SerialNumber | WarrantyStartDate | BarCode | AssetIdentifier | Features | TagNumber | 0 | 0.406452 | 0.068148 | 0 | 0.054000 | 0 | WarrantyDurationParts | AccessibilityPerformance | CodePerformance | Color | Constituents | Grade | Material | ModelReference | NominalHeight | NominalLength | Shape | SustainabilityPerformance | WarrantyDurationLabor | FIXED | WarrantyGuarantorParts | ExpectedLife | ReplacementCost | NominalWidth | 23-25 40 11 11 11 | Metal-Framed Gypsum Board Fixed Partitions | 189007,189070,189725
1030 | First Floor | 206295 | 189729,189730,189847 | 0 | 358336 |  | New Construction | First Floor | 0.000000 | F | 209258 | 125108 | 133861 | Basic Wall:Interior - Furring (38 mm Stud) | 0 | Basic Wall:Interior - Furring (38 mm Stud):128404 | Size | 187643 | 200662,200663,200664,200665,200666,200667,209240,209241,209242,209243 | Manufacturer | 3.000000 | 0tIhQ6hmz02e5gznEed5_V | 1 | Basic Wall:Interior - Furring (38 mm Stud):358336 |  | InstallationDate | 1030 | WarrantyGuarantorLabor | F | ModelLabel | F | WarrantyDescription | F | F | ProductionYear | 0.000000 | F | 3.000000 | T | 0.000000 | Up to level: First Floor | Finish | 3 | 0.529500 | SerialNumber | WarrantyStartDate | BarCode | AssetIdentifier | Features | TagNumber | 0 | 0.181000 | 0.028593 | 0 | 0.054000 | 0 | WarrantyDurationParts | AccessibilityPerformance | CodePerformance | Color | Constituents | Grade | Material | ModelReference | NominalHeight | NominalLength | Shape | SustainabilityPerformance | WarrantyDurationLabor | FIXED | WarrantyGuarantorParts | ExpectedLife | ReplacementCost | NominalWidth | 23-25 40 11 11 11 | Metal-Framed Gypsum Board Fixed Partitions | 189728
1031 | First Floor | 205996 | 189735,189742,189854 | 0 | 358713 |  | New Construction | First Floor | 0.000000 | F | 209258 | 125115 | 133868 | Basic Wall:Interior - Furring (38 mm Stud) | 0 | Basic Wall:Interior - Furring (38 mm Stud):128404 | Size | 187650 | 200698,200699,200700,200701,200702,200703,209240,209241,209242,209243 | Manufacturer | 3.000000 | 0tIhQ6hmz02e5gznEed55c | 1 | Basic Wall:Interior - Furring (38 mm Stud):358713 |  | InstallationDate | 1031 | WarrantyGuarantorLabor | F | ModelLabel | F | WarrantyDescription | F | F | ProductionYear | 0.000000 | F | 3.000000 | T | 0.000000 | Up to level: First Floor | Finish | 3 | 0.514500 | SerialNumber | WarrantyStartDate | BarCode | AssetIdentifier | Features | TagNumber | 0 | 0.176000 | 0.027783 | 0 | 0.054000 | 0 | WarrantyDurationParts | AccessibilityPerformance | CodePerformance | Color | Constituents | Grade | Material | ModelReference | NominalHeight | NominalLength | Shape | SustainabilityPerformance | WarrantyDurationLabor | FIXED | WarrantyGuarantorParts | ExpectedLife | ReplacementCost | NominalWidth | 23-25 40 11 11 11 | Metal-Framed Gypsum Board Fixed Partitions | 189734
1032 | First Floor | 205991 | 189127,189130,189738 | 0 | 358961 |  | New Construction | First Floor | 0.000000 | F | 209258 | 125119 | 133872 | Basic Wall:Interior - Furring (38 mm Stud) | 0 | Basic Wall:Interior - Furring (38 mm Stud):128404 | Size | 187654 | 200722,200723,200724,200725,200726,200727,209240,209241,209242,209243 | Manufacturer | 3.000000 | 0tIhQ6hmz02e5gznEed59k | 1 | Basic Wall:Interior - Furring (38 mm Stud):358961 |  | InstallationDate | 1032 | WarrantyGuarantorLabor | F | ModelLabel | F | WarrantyDescription | F | F | ProductionYear | 0.000000 | F | 3.000000 | T | 0.000000 | Up to level: First Floor | Finish | 3 | 0.556500 | SerialNumber | WarrantyStartDate | BarCode | AssetIdentifier | Features | TagNumber | 0 | 0.181000 | 0.030051 | 0 | 0.054000 | 0 | WarrantyDurationParts | AccessibilityPerformance | CodePerformance | Color | Constituents | Grade | Material | ModelReference | NominalHeight | NominalLength | Shape | SustainabilityPerformance | WarrantyDurationLabor | FIXED | WarrantyGuarantorParts | ExpectedLife | ReplacementCost | NominalWidth | 23-25 40 11 11 11 | Metal-Framed Gypsum Board Fixed Partitions | 189737
1033 | First Floor | 205988 | 189743 | 0 | 359079 |  | New Construction | First Floor | 0.000000 | F | 209258 | 125121 | 133874 | Basic Wall:Interior - Furring (38 mm Stud) | 0 | Basic Wall:Interior - Furring (38 mm Stud):128404 | Size | 187656 | 200734,200735,200736,200737,200738,200739,209240,209241,209242,209243 | Manufacturer | 3.000000 | 0tIhQ6hmz02e5gznEed5Bu | 1 | Basic Wall:Interior - Furring (38 mm Stud):359079 |  | InstallationDate | 1033 | WarrantyGuarantorLabor | F | ModelLabel | F | WarrantyDescription | F | F | ProductionYear | 0.000000 | F | 3.000000 | T | 0.000000 | Up to level: First Floor | Finish | 3 | 1.380006 | SerialNumber | WarrantyStartDate | BarCode | AssetIdentifier | Features | TagNumber | 0 | 0.495002 | 0.074520 | 0 | 0.054000 | 0 | WarrantyDurationParts | AccessibilityPerformance | CodePerformance | Color | Constituents | Grade | Material | ModelReference | NominalHeight | NominalLength | Shape | SustainabilityPerformance | WarrantyDurationLabor | FIXED | WarrantyGuarantorParts | ExpectedLife | ReplacementCost | NominalWidth | 23-25 40 11 11 11 | Metal-Framed Gypsum Board Fixed Partitions | 189700,189739,189741
1034 | First Floor | 205987 | 189744,189745,189852 | 0 | 359111 |  | New Construction | First Floor | 0.000000 | F | 209258 | 125122 | 133875 | Basic Wall:Interior - Furring (38 mm Stud) | 0 | Basic Wall:Interior - Furring (38 mm Stud):128404 | Size | 187657 | 200740,200741,200742,200743,200744,200745,209240,209241,209242,209243 | Manufacturer | 3.000000 | 0tIhQ6hmz02e5gznEed5AO | 1 | Basic Wall:Interior - Furring (38 mm Stud):359111 |  | InstallationDate | 1034 | WarrantyGuarantorLabor | F | ModelLabel | F | WarrantyDescription | F | F | ProductionYear | 0.000000 | F | 3.000000 | T | 0.000000 | Up to level: First Floor | Finish | 3 | 0.469500 | SerialNumber | WarrantyStartDate | BarCode | AssetIdentifier | Features | TagNumber | 0 | 0.161000 | 0.025353 | 0 | 0.054000 | 0 | WarrantyDurationParts | AccessibilityPerformance | CodePerformance | Color | Constituents | Grade | Material | ModelReference | NominalHeight | NominalLength | Shape | SustainabilityPerformance | WarrantyDurationLabor | FIXED | WarrantyGuarantorParts | ExpectedLife | ReplacementCost | NominalWidth | 23-25 40 11 11 11 | Metal-Framed Gypsum Board Fixed Partitions | 189743
1035 | First Floor |  |  | 2 | 359581 |  | New Construction | First Floor | 0.000000 | F | 209258 | 125126 | 133879 | Basic Wall:Interior - Partition (92mm Stud) | 0 | Basic Wall:Interior - Partition (92mm Stud):128360 | Size | 187661 | 200764,200765,200766,200767,200768,200769,209244,209245,209246,209247 | Manufacturer | 0.890000 | 0tIhQ6hmz02e5gznEed5J2 | 1 | Basic Wall:Interior - Partition (92mm Stud):359581 |  | InstallationDate | 1035 | WarrantyGuarantorLabor | F | ModelLabel | F | WarrantyDescription | F | F | ProductionYear | 0.000000 | F | 0.890000 | T | 0.000000 | Up to level: First Floor | Finish | 2 | 0.873980 | SerialNumber | WarrantyStartDate | BarCode | AssetIdentifier | Features | TagNumber | 0 | 1.009000 | 0.108374 | 0 | 0.124000 | 0 | WarrantyDurationParts | AccessibilityPerformance | CodePerformance | Color | Constituents | Grade | Material | ModelReference | NominalHeight | NominalLength | Shape | SustainabilityPerformance | WarrantyDurationLabor | FIXED | WarrantyGuarantorParts | ExpectedLife | ReplacementCost | NominalWidth | 23-25 40 11 11 11 | Metal-Framed Gypsum Board Fixed Partitions | 189071,189078,189382,190041,190042
1036 | First Floor | 206110,207611 | 189080,189747 | 0 | 360564 |  | New Construction | First Floor | 0.000000 | F | 209258 | 125129 | 133880 | Basic Wall:Interior - Furring (38 mm Stud) | 0 | Basic Wall:Interior - Furring (38 mm Stud):128404 | Size | 187662 | 200780,200781,200782,200783,200784,200785,209240,209241,209242,209243 | Manufacturer | -0.102000 | 0tIhQ6hmz02e5gznEedAWh | 1 | Basic Wall:Interior - Furring (38 mm Stud):360564 |  | InstallationDate | 1036 | WarrantyGuarantorLabor | F | ModelLabel | F | WarrantyDescription | F | F | ProductionYear | 0.000000 | F | 4.468000 | T | 0.000000 | Up to level: Second Floor | Finish | 3 | 6.121160 | SerialNumber | WarrantyStartDate | BarCode | AssetIdentifier | Features | TagNumber | 0 | 1.316000 | 0.330543 | 0 | 0.054000 | 0 | WarrantyDurationParts | AccessibilityPerformance | CodePerformance | Color | Constituents | Grade | Material | ModelReference | NominalHeight | NominalLength | Shape | SustainabilityPerformance | WarrantyDurationLabor | FIXED | WarrantyGuarantorParts | ExpectedLife | ReplacementCost | NominalWidth | 23-25 40 11 11 11 | Metal-Framed Gypsum Board Fixed Partitions | 188298
1037 | First Floor | 205982,207610 | 189748,190077 | 0 | 360606 |  | New Construction | First Floor | 0.000000 | F | 209258 | 125130 | 133881 | Basic Wall:Interior - Furring (38 mm Stud) | 0 | Basic Wall:Interior - Furring (38 mm Stud):128404 | Size | 187663 | 200786,200787,200788,200789,200790,200791,209240,209241,209242,209243 | Manufacturer | 2.500000 | 0tIhQ6hmz02e5gznEedAZ1 | 1 | Basic Wall:Interior - Furring (38 mm Stud):360606 |  | InstallationDate | 1037 | WarrantyGuarantorLabor | F | ModelLabel | F | WarrantyDescription | F | F | ProductionYear | 0.000000 | F | 2.500000 | T | 0.000000 | Up to level: First Floor | Finish | 3 | 2.165000 | SerialNumber | WarrantyStartDate | BarCode | AssetIdentifier | Features | TagNumber | 0 | 0.866000 | 0.116910 | 0 | 0.054000 | 0 | WarrantyDurationParts | AccessibilityPerformance | CodePerformance | Color | Constituents | Grade | Material | ModelReference | NominalHeight | NominalLength | Shape | SustainabilityPerformance | WarrantyDurationLabor | FIXED | WarrantyGuarantorParts | ExpectedLife | ReplacementCost | NominalWidth | 23-25 40 11 11 11 | Metal-Framed Gypsum Board Fixed Partitions | 189747
1038 | First Floor | 205980 | 189750 | 0 | 360671 |  | New Construction | First Floor | 0.000000 | F | 209258 | 125132 | 133883 | Basic Wall:Interior - Furring (38 mm Stud) | 0 | Basic Wall:Interior - Furring (38 mm Stud):128404 | Size | 187665 | 200798,200799,200800,200801,200802,200803,209240,209241,209242,209243 | Manufacturer | 3.000000 | 0tIhQ6hmz02e5gznEedAY0 | 1 | Basic Wall:Interior - Furring (38 mm Stud):360671 |  | InstallationDate | 1038 | WarrantyGuarantorLabor | F | ModelLabel | F | WarrantyDescription | F | F | ProductionYear | 0.000000 | F | 3.000000 | T | 0.000000 | Up to level: First Floor | Finish | 3 | 1.380000 | SerialNumber | WarrantyStartDate | BarCode | AssetIdentifier | Features | TagNumber | 0 | 0.495000 | 0.074520 | 0 | 0.054000 | 0 | WarrantyDurationParts | AccessibilityPerformance | CodePerformance | Color | Constituents | Grade | Material | ModelReference | NominalHeight | NominalLength | Shape | SustainabilityPerformance | WarrantyDurationLabor | FIXED | WarrantyGuarantorParts | ExpectedLife | ReplacementCost | NominalWidth | 23-25 40 11 11 11 | Metal-Framed Gypsum Board Fixed Partitions | 189073,189079,189749
1039 | First Floor | 206111 |  | 0 | 360735 |  | New Construction | First Floor | 0.000000 | F | 209258 | 125134 | 133885 | Basic Wall:Interior - Furring (38 mm Stud) | 0 | Basic Wall:Interior - Furring (38 mm Stud):128404 | Size | 187667 | 200810,200811,200812,200813,200814,200815,209240,209241,209242,209243 | Manufacturer | -0.102000 | 0tIhQ6hmz02e5gznEedAb0 | 1 | Basic Wall:Interior - Furring (38 mm Stud):360735 |  | InstallationDate | 1039 | WarrantyGuarantorLabor | F | ModelLabel | F | WarrantyDescription | F | F | ProductionYear | 0.000000 | F | 4.468000 | T | 0.000000 | Up to level: Second Floor | Finish | 3 | 1.572736 | SerialNumber | WarrantyStartDate | BarCode | AssetIdentifier | Features | TagNumber | 0 | 0.406000 | 0.084928 | 0 | 0.054000 | 0 | WarrantyDurationParts | AccessibilityPerformance | CodePerformance | Color | Constituents | Grade | Material | ModelReference | NominalHeight | NominalLength | Shape | SustainabilityPerformance | WarrantyDurationLabor | FIXED | WarrantyGuarantorParts | ExpectedLife | ReplacementCost | NominalWidth | 23-25 40 11 11 11 | Metal-Framed Gypsum Board Fixed Partitions | 189080,189339,189751,189752
1040 | First Floor | 206062 |  | 0 | 361920 |  | New Construction | First Floor | 0.000000 | F | 209258 | 125155 | 133906 | Basic Wall:Interior - Furring (38 mm Stud) | 0 | Basic Wall:Interior - Furring (38 mm Stud):128404 | Size | 187688 | 200936,200937,200938,200939,200940,200941,209240,209241,209242,209243 | Manufacturer | -0.102000 | 1uDBQ9y7vCyxXlpVEuen$k | 1 | Basic Wall:Interior - Furring (38 mm Stud):361920 |  | InstallationDate | 1040 | WarrantyGuarantorLabor | F | ModelLabel | F | WarrantyDescription | F | F | ProductionYear | 0.000000 | F | 4.468000 | T | 0.000000 | Up to level: Second Floor | Finish | 3 | 1.259976 | SerialNumber | WarrantyStartDate | BarCode | AssetIdentifier | Features | TagNumber | 0 | 0.406000 | 0.068039 | 0 | 0.054000 | 0 | WarrantyDurationParts | AccessibilityPerformance | CodePerformance | Color | Constituents | Grade | Material | ModelReference | NominalHeight | NominalLength | Shape | SustainabilityPerformance | WarrantyDurationLabor | FIXED | WarrantyGuarantorParts | ExpectedLife | ReplacementCost | NominalWidth | 23-25 40 11 11 11 | Metal-Framed Gypsum Board Fixed Partitions | 188353,188981,189083,189766
1041 | First Floor | 206622 | 189769 | 0 | 362490 |  | New Construction | First Floor | 0.000000 | F | 209258 | 125158 | 133909 | Basic Wall:Interior - Furring (38 mm Stud) | 0 | Basic Wall:Interior - Furring (38 mm Stud):128404 | Size | 187691 | 200954,200955,200956,200957,200958,200959,209240,209241,209242,209243 | Manufacturer | -0.102000 | 1uDBQ9y7vCyxXlpVEuentK | 1 | Basic Wall:Interior - Furring (38 mm Stud):362490 |  | InstallationDate | 1041 | WarrantyGuarantorLabor | F | ModelLabel | F | WarrantyDescription | F | F | ProductionYear | 0.000000 | F | 4.468000 | T | 0.000000 | Up to level: Second Floor | Finish | 3 | 5.027394 | SerialNumber | WarrantyStartDate | BarCode | AssetIdentifier | Features | TagNumber | 0 | 1.125200 | 0.271479 | 0 | 0.054000 | 0 | WarrantyDurationParts | AccessibilityPerformance | CodePerformance | Color | Constituents | Grade | Material | ModelReference | NominalHeight | NominalLength | Shape | SustainabilityPerformance | WarrantyDurationLabor | FIXED | WarrantyGuarantorParts | ExpectedLife | ReplacementCost | NominalWidth | 23-25 40 11 11 11 | Metal-Framed Gypsum Board Fixed Partitions | 188389,188985,189768
1042 | First Floor | 206149 |  | 0 | 363430 |  | New Construction | First Floor | 0.000000 | F | 209258 | 125174 | 133926 | Basic Wall:Interior - Furring (38 mm Stud) | 0 | Basic Wall:Interior - Furring (38 mm Stud):128404 | Size | 187707 | 201055,201056,201057,201058,201059,201060,209240,209241,209242,209243 | Manufacturer | -0.102000 | 1uDBQ9y7vCyxXlpVEuen68 | 1 | Basic Wall:Interior - Furring (38 mm Stud):363430 |  | InstallationDate | 1042 | WarrantyGuarantorLabor | F | ModelLabel | F | WarrantyDescription | F | F | ProductionYear | 0.000000 | F | 4.468000 | T | 0.000000 | Up to level: Second Floor | Finish | 3 | 3.404616 | SerialNumber | WarrantyStartDate | BarCode | AssetIdentifier | Features | TagNumber | 0 | 0.816000 | 0.183849 | 0 | 0.054000 | 0 | WarrantyDurationParts | AccessibilityPerformance | CodePerformance | Color | Constituents | Grade | Material | ModelReference | NominalHeight | NominalLength | Shape | SustainabilityPerformance | WarrantyDurationLabor | FIXED | WarrantyGuarantorParts | ExpectedLife | ReplacementCost | NominalWidth | 23-25 40 11 11 11 | Metal-Framed Gypsum Board Fixed Partitions | 189089,189336,189780,189781
1043 | First Floor | 206206,206207 | 188882 | 0 | 363635 |  | New Construction | First Floor | 0.000000 | F | 209258 | 125176 | 133928 | Basic Wall:Interior - Furring (38 mm Stud) | 0 | Basic Wall:Interior - Furring (38 mm Stud):128404 | Size | 187709 | 201067,201068,201069,201070,201071,201072,209240,209241,209242,209243 | Manufacturer | -0.102000 | 1uDBQ9y7vCyxXlpVEuenPT | 1 | Basic Wall:Interior - Furring (38 mm Stud):363635 |  | InstallationDate | 1043 | WarrantyGuarantorLabor | F | ModelLabel | F | WarrantyDescription | F | F | ProductionYear | 0.000000 | F | 4.468000 | T | 0.000000 | Up to level: Second Floor | Finish | 3 | 6.197116 | SerialNumber | WarrantyStartDate | BarCode | AssetIdentifier | Features | TagNumber | 0 | 1.476000 | 0.334644 | 0 | 0.054000 | 0 | WarrantyDurationParts | AccessibilityPerformance | CodePerformance | Color | Constituents | Grade | Material | ModelReference | NominalHeight | NominalLength | Shape | SustainabilityPerformance | WarrantyDurationLabor | FIXED | WarrantyGuarantorParts | ExpectedLife | ReplacementCost | NominalWidth | 23-25 40 11 11 11 | Metal-Framed Gypsum Board Fixed Partitions | 188765,189783
1044 | First Floor | 206381 |  | 0 | 364183 |  | New Construction | First Floor | 0.000000 | F | 209258 | 125183 | 133935 | Basic Wall:Interior - Furring (38 mm Stud) | 0 | Basic Wall:Interior - Furring (38 mm Stud):128404 | Size | 187715 | 201107,201108,201109,201110,201111,201112,209240,209241,209242,209243 | Manufacturer | -0.102000 | 1uDBQ9y7vCyxXlpVEuenIv | 1 | Basic Wall:Interior - Furring (38 mm Stud):364183 |  | InstallationDate | 1044 | WarrantyGuarantorLabor | F | ModelLabel | F | WarrantyDescription | F | F | ProductionYear | 0.000000 | F | 4.468000 | T | 0.000000 | Up to level: Second Floor | Finish | 3 | 1.367208 | SerialNumber | WarrantyStartDate | BarCode | AssetIdentifier | Features | TagNumber | 0 | 0.466500 | 0.073829 | 0 | 0.054000 | 0 | WarrantyDurationParts | AccessibilityPerformance | CodePerformance | Color | Constituents | Grade | Material | ModelReference | NominalHeight | NominalLength | Shape | SustainabilityPerformance | WarrantyDurationLabor | FIXED | WarrantyGuarantorParts | ExpectedLife | ReplacementCost | NominalWidth | 23-25 40 11 11 11 | Metal-Framed Gypsum Board Fixed Partitions | 188171,189247,189786,189787
1045 | First Floor | 206547 | 189794 | 0 | 364660 |  | New Construction | First Floor | 0.000000 | F | 209258 | 125189 | 133941 | Basic Wall:Interior - Furring (38 mm Stud) | 0 | Basic Wall:Interior - Furring (38 mm Stud):128404 | Size | 187721 | 201143,201144,201145,201146,201147,201148,209240,209241,209242,209243 | Manufacturer | -0.102000 | 3pms57Ad5AVAb74jf4yKXm | 1 | Basic Wall:Interior - Furring (38 mm Stud):364660 |  | InstallationDate | 1045 | WarrantyGuarantorLabor | F | ModelLabel | F | WarrantyDescription | F | F | ProductionYear | 0.000000 | F | 4.468000 | T | 0.000000 | Up to level: Second Floor | Finish | 3 | 2.886328 | SerialNumber | WarrantyStartDate | BarCode | AssetIdentifier | Features | TagNumber | 0 | 0.700000 | 0.147417 | 0 | 0.054000 | 0 | WarrantyDurationParts | AccessibilityPerformance | CodePerformance | Color | Constituents | Grade | Material | ModelReference | NominalHeight | NominalLength | Shape | SustainabilityPerformance | WarrantyDurationLabor | FIXED | WarrantyGuarantorParts | ExpectedLife | ReplacementCost | NominalWidth | 23-25 40 11 11 11 | Metal-Framed Gypsum Board Fixed Partitions | 189260,189792,190060
1046 | First Floor | 206424,206577 | 189093,189795 | 0 | 364911 |  | New Construction | First Floor | 0.000000 | F | 209258 | 125192 | 133944 | Basic Wall:Interior - Furring (38 mm Stud) | 0 | Basic Wall:Interior - Furring (38 mm Stud):128404 | Size | 187723 | 201160,201161,201162,201163,201164,201165,209240,209241,209242,209243 | Manufacturer | -0.102000 | 3pms57Ad5AVAb74jf4yKbh | 1 | Basic Wall:Interior - Furring (38 mm Stud):364911 |  | InstallationDate | 1046 | WarrantyGuarantorLabor | F | ModelLabel | F | WarrantyDescription | F | F | ProductionYear | 0.000000 | F | 4.468000 | T | 0.000000 | Up to level: Second Floor | Finish | 3 | 2.055280 | SerialNumber | WarrantyStartDate | BarCode | AssetIdentifier | Features | TagNumber | 0 | 0.406000 | 0.110985 | 0 | 0.054000 | 0 | WarrantyDurationParts | AccessibilityPerformance | CodePerformance | Color | Constituents | Grade | Material | ModelReference | NominalHeight | NominalLength | Shape | SustainabilityPerformance | WarrantyDurationLabor | FIXED | WarrantyGuarantorParts | ExpectedLife | ReplacementCost | NominalWidth | 23-25 40 11 11 11 | Metal-Framed Gypsum Board Fixed Partitions | 188311
1047 | First Floor | 206415 | 189798 | 0 | 364980 |  | New Construction | First Floor | 0.000000 | F | 209258 | 125194 | 133946 | Basic Wall:Interior - Furring (38 mm Stud) | 0 | Basic Wall:Interior - Furring (38 mm Stud):128404 | Size | 187725 | 201172,201173,201174,201175,201176,201177,209240,209241,209242,209243 | Manufacturer | -0.102000 | 3pms57Ad5AVAb74jf4yKcm | 1 | Basic Wall:Interior - Furring (38 mm Stud):364980 |  | InstallationDate | 1047 | WarrantyGuarantorLabor | F | ModelLabel | F | WarrantyDescription | F | F | ProductionYear | 0.000000 | F | 4.468000 | T | 0.000000 | Up to level: Second Floor | Finish | 3 | 1.117000 | SerialNumber | WarrantyStartDate | BarCode | AssetIdentifier | Features | TagNumber | 0 | 0.250000 | 0.060318 | 0 | 0.054000 | 0 | WarrantyDurationParts | AccessibilityPerformance | CodePerformance | Color | Constituents | Grade | Material | ModelReference | NominalHeight | NominalLength | Shape | SustainabilityPerformance | WarrantyDurationLabor | FIXED | WarrantyGuarantorParts | ExpectedLife | ReplacementCost | NominalWidth | 23-25 40 11 11 11 | Metal-Framed Gypsum Board Fixed Partitions | 189257,189796,190062
1048 | First Floor | 206580 | 189799 | 0 | 365033 |  | New Construction | First Floor | 0.000000 | F | 209258 | 125195 | 133947 | Basic Wall:Interior - Furring (38 mm Stud) | 0 | Basic Wall:Interior - Furring (38 mm Stud):128404 | Size | 187726 | 201178,201179,201180,201181,201182,201183,209240,209241,209242,209243 | Manufacturer | -0.102000 | 3pms57Ad5AVAb74jf4yKdj | 1 | Basic Wall:Interior - Furring (38 mm Stud):365033 |  | InstallationDate | 1048 | WarrantyGuarantorLabor | F | ModelLabel | F | WarrantyDescription | F | F | ProductionYear | 0.000000 | F | 4.468000 | T | 0.000000 | Up to level: Second Floor | Finish | 3 | 6.411580 | SerialNumber | WarrantyStartDate | BarCode | AssetIdentifier | Features | TagNumber | 0 | 1.435000 | 0.346225 | 0 | 0.054000 | 0 | WarrantyDurationParts | AccessibilityPerformance | CodePerformance | Color | Constituents | Grade | Material | ModelReference | NominalHeight | NominalLength | Shape | SustainabilityPerformance | WarrantyDurationLabor | FIXED | WarrantyGuarantorParts | ExpectedLife | ReplacementCost | NominalWidth | 23-25 40 11 11 11 | Metal-Framed Gypsum Board Fixed Partitions | 189256,189797,189798
1049 | First Floor | 206627,206895 | 189804 | 0 | 365392 |  | New Construction | First Floor | 0.000000 | F | 209258 | 125201 | 133953 | Basic Wall:Interior - Furring (38 mm Stud) | 0 | Basic Wall:Interior - Furring (38 mm Stud):128404 | Size | 187732 | 201214,201215,201216,201217,201218,201219,209240,209241,209242,209243 | Manufacturer | -0.102000 | 3pms57Ad5AVAb74jf4yKjK | 1 | Basic Wall:Interior - Furring (38 mm Stud):365392 |  | InstallationDate | 1049 | WarrantyGuarantorLabor | F | ModelLabel | F | WarrantyDescription | F | F | ProductionYear | 0.000000 | F | 4.468000 | T | 0.000000 | Up to level: Second Floor | Finish | 3 | 1.814008 | SerialNumber | WarrantyStartDate | BarCode | AssetIdentifier | Features | TagNumber | 0 | 0.406000 | 0.097956 | 0 | 0.054000 | 0 | WarrantyDurationParts | AccessibilityPerformance | CodePerformance | Color | Constituents | Grade | Material | ModelReference | NominalHeight | NominalLength | Shape | SustainabilityPerformance | WarrantyDurationLabor | FIXED | WarrantyGuarantorParts | ExpectedLife | ReplacementCost | NominalWidth | 23-25 40 11 11 11 | Metal-Framed Gypsum Board Fixed Partitions | 188317,189803
1050 | First Floor | 206613,206923 | 189806 | 0 | 365525 |  | New Construction | First Floor | 0.000000 | F | 209258 | 125204 | 133956 | Basic Wall:Interior - Furring (38 mm Stud) | 0 | Basic Wall:Interior - Furring (38 mm Stud):128404 | Size | 187735 | 201232,201233,201234,201235,201236,201237,209240,209241,209242,209243 | Manufacturer | -0.102000 | 3pms57Ad5AVAb74jf4yKlH | 1 | Basic Wall:Interior - Furring (38 mm Stud):365525 |  | InstallationDate | 1050 | WarrantyGuarantorLabor | F | ModelLabel | F | WarrantyDescription | F | F | ProductionYear | 0.000000 | F | 4.468000 | T | 0.000000 | Up to level: Second Floor | Finish | 3 | 1.814008 | SerialNumber | WarrantyStartDate | BarCode | AssetIdentifier | Features | TagNumber | 0 | 0.406000 | 0.097956 | 0 | 0.054000 | 0 | WarrantyDurationParts | AccessibilityPerformance | CodePerformance | Color | Constituents | Grade | Material | ModelReference | NominalHeight | NominalLength | Shape | SustainabilityPerformance | WarrantyDurationLabor | FIXED | WarrantyGuarantorParts | ExpectedLife | ReplacementCost | NominalWidth | 23-25 40 11 11 11 | Metal-Framed Gypsum Board Fixed Partitions | 188318,189805
1051 | First Floor | 206940 | 189096,189811 | 0 | 365862 |  | New Construction | First Floor | 0.000000 | F | 209258 | 125210 | 133962 | Basic Wall:Interior - Furring (38 mm Stud) | 0 | Basic Wall:Interior - Furring (38 mm Stud):128404 | Size | 187741 | 201268,201269,201270,201271,201272,201273,209240,209241,209242,209243 | Manufacturer | -0.102000 | 3pms57Ad5AVAb74jf4yKqY | 1 | Basic Wall:Interior - Furring (38 mm Stud):365862 |  | InstallationDate | 1051 | WarrantyGuarantorLabor | F | ModelLabel | F | WarrantyDescription | F | F | ProductionYear | 0.000000 | F | 4.468000 | T | 0.000000 | Up to level: Second Floor | Finish | 3 | 1.934644 | SerialNumber | WarrantyStartDate | BarCode | AssetIdentifier | Features | TagNumber | 0 | 0.406000 | 0.104471 | 0 | 0.054000 | 0 | WarrantyDurationParts | AccessibilityPerformance | CodePerformance | Color | Constituents | Grade | Material | ModelReference | NominalHeight | NominalLength | Shape | SustainabilityPerformance | WarrantyDurationLabor | FIXED | WarrantyGuarantorParts | ExpectedLife | ReplacementCost | NominalWidth | 23-25 40 11 11 11 | Metal-Framed Gypsum Board Fixed Partitions | 189235,189810
1052 | First Floor | 206944 | 189101,189816 | 0 | 366327 |  | New Construction | First Floor | 0.000000 | F | 209258 | 125218 | 133970 | Basic Wall:Interior - Furring (38 mm Stud) | 0 | Basic Wall:Interior - Furring (38 mm Stud):128404 | Size | 187749 | 201310,201311,201312,201313,201314,201315,209240,209241,209242,209243 | Manufacturer | -0.102000 | 1qc5HjZvrCsga38tqxQ3mh | 1 | Basic Wall:Interior - Furring (38 mm Stud):366327 |  | InstallationDate | 1052 | WarrantyGuarantorLabor | F | ModelLabel | F | WarrantyDescription | F | F | ProductionYear | 0.000000 | F | 4.468000 | T | 0.000000 | Up to level: Second Floor | Finish | 3 | 5.522448 | SerialNumber | WarrantyStartDate | BarCode | AssetIdentifier | Features | TagNumber | 0 | 1.306000 | 0.298212 | 0 | 0.054000 | 0 | WarrantyDurationParts | AccessibilityPerformance | CodePerformance | Color | Constituents | Grade | Material | ModelReference | NominalHeight | NominalLength | Shape | SustainabilityPerformance | WarrantyDurationLabor | FIXED | WarrantyGuarantorParts | ExpectedLife | ReplacementCost | NominalWidth | 23-25 40 11 11 11 | Metal-Framed Gypsum Board Fixed Partitions | 189001,189099
1053 | First Floor | 206945 |  | 0 | 366458 |  | New Construction | First Floor | 0.000000 | F | 209258 | 125221 | 133973 | Basic Wall:Interior - Furring (38 mm Stud) | 0 | Basic Wall:Interior - Furring (38 mm Stud):128404 | Size | 187752 | 201328,201329,201330,201331,201332,201333,209240,209241,209242,209243 | Manufacturer | -0.102000 | 1qc5HjZvrCsga38tqxQ3sc | 1 | Basic Wall:Interior - Furring (38 mm Stud):366458 |  | InstallationDate | 1053 | WarrantyGuarantorLabor | F | ModelLabel | F | WarrantyDescription | F | F | ProductionYear | 0.000000 | F | 4.468000 | T | 0.000000 | Up to level: Second Floor | Finish | 3 | 1.335932 | SerialNumber | WarrantyStartDate | BarCode | AssetIdentifier | Features | TagNumber | 0 | 0.423000 | 0.072140 | 0 | 0.054000 | 0 | WarrantyDurationParts | AccessibilityPerformance | CodePerformance | Color | Constituents | Grade | Material | ModelReference | NominalHeight | NominalLength | Shape | SustainabilityPerformance | WarrantyDurationLabor | FIXED | WarrantyGuarantorParts | ExpectedLife | ReplacementCost | NominalWidth | 23-25 40 11 11 11 | Metal-Framed Gypsum Board Fixed Partitions | 189101,189233,189818,189819
1054 | First Floor | 206407 | 189102,189821 | 0 | 366630 |  | New Construction | First Floor | 0.000000 | F | 209258 | 125222 | 133974 | Basic Wall:Interior - Furring (38 mm Stud) | 0 | Basic Wall:Interior - Furring (38 mm Stud):128404 | Size | 187753 | 201334,201335,201336,201337,201338,201339,209240,209241,209242,209243 | Manufacturer | -0.102000 | 1qc5HjZvrCsga38tqxQ3Bw | 1 | Basic Wall:Interior - Furring (38 mm Stud):366630 |  | InstallationDate | 1054 | WarrantyGuarantorLabor | F | ModelLabel | F | WarrantyDescription | F | F | ProductionYear | 0.000000 | F | 4.468000 | T | 0.000000 | Up to level: Second Floor | Finish | 3 | 3.545026 | SerialNumber | WarrantyStartDate | BarCode | AssetIdentifier | Features | TagNumber | 0 | 0.739426 | 0.191431 | 0 | 0.054000 | 0 | WarrantyDurationParts | AccessibilityPerformance | CodePerformance | Color | Constituents | Grade | Material | ModelReference | NominalHeight | NominalLength | Shape | SustainabilityPerformance | WarrantyDurationLabor | FIXED | WarrantyGuarantorParts | ExpectedLife | ReplacementCost | NominalWidth | 23-25 40 11 11 11 | Metal-Framed Gypsum Board Fixed Partitions | 189239,189820
1055 | First Floor | 206966 |  | 0 | 366760 |  | New Construction | First Floor | 0.000000 | F | 209258 | 125224 | 133976 | Basic Wall:Interior - Furring (38 mm Stud) | 0 | Basic Wall:Interior - Furring (38 mm Stud):128404 | Size | 187755 | 201346,201347,201348,201349,201350,201351,209240,209241,209242,209243 | Manufacturer | -0.102000 | 1qc5HjZvrCsga38tqxQ39q | 1 | Basic Wall:Interior - Furring (38 mm Stud):366760 |  | InstallationDate | 1055 | WarrantyGuarantorLabor | F | ModelLabel | F | WarrantyDescription | F | F | ProductionYear | 0.000000 | F | 4.468000 | T | 0.000000 | Up to level: Second Floor | Finish | 3 | 1.706775 | SerialNumber | WarrantyStartDate | BarCode | AssetIdentifier | Features | TagNumber | 0 | 0.471000 | 0.092166 | 0 | 0.054000 | 0 | WarrantyDurationParts | AccessibilityPerformance | CodePerformance | Color | Constituents | Grade | Material | ModelReference | NominalHeight | NominalLength | Shape | SustainabilityPerformance | WarrantyDurationLabor | FIXED | WarrantyGuarantorParts | ExpectedLife | ReplacementCost | NominalWidth | 23-25 40 11 11 11 | Metal-Framed Gypsum Board Fixed Partitions | 188121,189102,189240,190069
1056 | First Floor | 206399,206400,206401 | 189822 | 0 | 366871 |  | New Construction | First Floor | 0.000000 | F | 209258 | 125225 | 133977 | Basic Wall:Interior - Furring (38 mm Stud) | 0 | Basic Wall:Interior - Furring (38 mm Stud):128404 | Size | 187756 | 201352,201353,201354,201355,201356,201357,209240,209241,209242,209243 | Manufacturer | -0.102000 | 1qc5HjZvrCsga38tqxQ3FB | 1 | Basic Wall:Interior - Furring (38 mm Stud):366871 |  | InstallationDate | 1056 | WarrantyGuarantorLabor | F | ModelLabel | F | WarrantyDescription | F | F | ProductionYear | 0.000000 | F | 4.468000 | T | 0.000000 | Up to level: Second Floor | Finish | 3 | 4.351796 | SerialNumber | WarrantyStartDate | BarCode | AssetIdentifier | Features | TagNumber | 0 | 1.000000 | 0.234997 | 0 | 0.054000 | 0 | WarrantyDurationParts | AccessibilityPerformance | CodePerformance | Color | Constituents | Grade | Material | ModelReference | NominalHeight | NominalLength | Shape | SustainabilityPerformance | WarrantyDurationLabor | FIXED | WarrantyGuarantorParts | ExpectedLife | ReplacementCost | NominalWidth | 23-25 40 11 11 11 | Metal-Framed Gypsum Board Fixed Partitions | 188122
1057 | First Floor | 206470 | 189828 | 0 | 367103 |  | New Construction | First Floor | 0.000000 | F | 209258 | 125231 | 133983 | Basic Wall:Interior - Furring (38 mm Stud) | 0 | Basic Wall:Interior - Furring (38 mm Stud):128404 | Size | 187762 | 201388,201389,201390,201391,201392,201393,209240,209241,209242,209243 | Manufacturer | -0.102000 | 1qc5HjZvrCsga38tqxQ3CZ | 1 | Basic Wall:Interior - Furring (38 mm Stud):367103 |  | InstallationDate | 1057 | WarrantyGuarantorLabor | F | ModelLabel | F | WarrantyDescription | F | F | ProductionYear | 0.000000 | F | 4.468000 | T | 0.000000 | Up to level: Second Floor | Finish | 3 | 1.814008 | SerialNumber | WarrantyStartDate | BarCode | AssetIdentifier | Features | TagNumber | 0 | 0.406000 | 0.097956 | 0 | 0.054000 | 0 | WarrantyDurationParts | AccessibilityPerformance | CodePerformance | Color | Constituents | Grade | Material | ModelReference | NominalHeight | NominalLength | Shape | SustainabilityPerformance | WarrantyDurationLabor | FIXED | WarrantyGuarantorParts | ExpectedLife | ReplacementCost | NominalWidth | 23-25 40 11 11 11 | Metal-Framed Gypsum Board Fixed Partitions | 189244,189826,189827
1058 | First Floor | 206969 |  | 0 | 367846 |  | New Construction | First Floor | 0.000000 | F | 209258 | 125239 | 133991 | Basic Wall:Interior - Furring (38 mm Stud) | 0 | Basic Wall:Interior - Furring (38 mm Stud):128404 | Size | 187770 | 201436,201437,201438,201439,201440,201441,209240,209241,209242,209243 | Manufacturer | -0.102000 | 1qc5HjZvrCsga38tqxQ3Ow | 1 | Basic Wall:Interior - Furring (38 mm Stud):367846 |  | InstallationDate | 1058 | WarrantyGuarantorLabor | F | ModelLabel | F | WarrantyDescription | F | F | ProductionYear | 0.000000 | F | 4.468000 | T | 0.000000 | Up to level: Second Floor | Finish | 3 | 1.706775 | SerialNumber | WarrantyStartDate | BarCode | AssetIdentifier | Features | TagNumber | 0 | 0.471000 | 0.092166 | 0 | 0.054000 | 0 | WarrantyDurationParts | AccessibilityPerformance | CodePerformance | Color | Constituents | Grade | Material | ModelReference | NominalHeight | NominalLength | Shape | SustainabilityPerformance | WarrantyDurationLabor | FIXED | WarrantyGuarantorParts | ExpectedLife | ReplacementCost | NominalWidth | 23-25 40 11 11 11 | Metal-Framed Gypsum Board Fixed Partitions | 188351,188711,188992,189833
1059 | First Floor | 206436 | 189840 | 0 | 368387 |  | New Construction | First Floor | 0.000000 | F | 209258 | 125249 | 134001 | Basic Wall:Interior - Furring (38 mm Stud) | 0 | Basic Wall:Interior - Furring (38 mm Stud):128404 | Size | 187779 | 201495,201496,201497,201498,201499,201500,209240,209241,209242,209243 | Manufacturer | -0.102000 | 1qc5HjZvrCsga38tqxQ3NV | 1 | Basic Wall:Interior - Furring (38 mm Stud):368387 |  | InstallationDate | 1059 | WarrantyGuarantorLabor | F | ModelLabel | F | WarrantyDescription | F | F | ProductionYear | 0.000000 | F | 4.468000 | T | 0.000000 | Up to level: Second Floor | Finish | 3 | 1.814008 | SerialNumber | WarrantyStartDate | BarCode | AssetIdentifier | Features | TagNumber | 0 | 0.406000 | 0.097956 | 0 | 0.054000 | 0 | WarrantyDurationParts | AccessibilityPerformance | CodePerformance | Color | Constituents | Grade | Material | ModelReference | NominalHeight | NominalLength | Shape | SustainabilityPerformance | WarrantyDurationLabor | FIXED | WarrantyGuarantorParts | ExpectedLife | ReplacementCost | NominalWidth | 23-25 40 11 11 11 | Metal-Framed Gypsum Board Fixed Partitions | 189004,189105,189839
1060 | First Floor | 206360 | 189841 | 0 | 368407 |  | New Construction | First Floor | 0.000000 | F | 209258 | 125250 | 134002 | Basic Wall:Interior - Furring (38 mm Stud) | 0 | Basic Wall:Interior - Furring (38 mm Stud):128404 | Size | 187780 | 201501,201502,201503,201504,201505,201506,209240,209241,209242,209243 | Manufacturer | -0.102000 | 1qc5HjZvrCsga38tqxQ3NB | 1 | Basic Wall:Interior - Furring (38 mm Stud):368407 |  | InstallationDate | 1060 | WarrantyGuarantorLabor | F | ModelLabel | F | WarrantyDescription | F | F | ProductionYear | 0.000000 | F | 4.468000 | T | 0.000000 | Up to level: Second Floor | Finish | 3 | 1.814008 | SerialNumber | WarrantyStartDate | BarCode | AssetIdentifier | Features | TagNumber | 0 | 0.406000 | 0.097956 | 0 | 0.054000 | 0 | WarrantyDurationParts | AccessibilityPerformance | CodePerformance | Color | Constituents | Grade | Material | ModelReference | NominalHeight | NominalLength | Shape | SustainabilityPerformance | WarrantyDurationLabor | FIXED | WarrantyGuarantorParts | ExpectedLife | ReplacementCost | NominalWidth | 23-25 40 11 11 11 | Metal-Framed Gypsum Board Fixed Partitions | 188352,188994,189840
1061 | First Floor |  | 190074 | 0 | 369896 |  | New Construction | First Floor | 0.000000 | F | 209258 | 125254 | 134008 | Basic Wall:Interior - Furring (38 mm Stud) | 0 | Basic Wall:Interior - Furring (38 mm Stud):128404 | Size | 187786 | 201537,201538,201539,201540,201541,201542,209240,209241,209242,209243 | Manufacturer | 3.000000 | 2j55VthSj3Lu0J6fyrpNPq | 1 | Basic Wall:Interior - Furring (38 mm Stud):369896 |  | InstallationDate | 1061 | WarrantyGuarantorLabor | F | ModelLabel | F | WarrantyDescription | F | F | ProductionYear | 2.500000 | F | 0.500000 | T | 0.000000 | Up to level: First Floor | Finish | 3 | 0.882000 | SerialNumber | WarrantyStartDate | BarCode | AssetIdentifier | Features | TagNumber | 0 | 1.764000 | 0.047628 | 0 | 0.054000 | 0 | WarrantyDurationParts | AccessibilityPerformance | CodePerformance | Color | Constituents | Grade | Material | ModelReference | NominalHeight | NominalLength | Shape | SustainabilityPerformance | WarrantyDurationLabor | FIXED | WarrantyGuarantorParts | ExpectedLife | ReplacementCost | NominalWidth | 23-25 40 11 11 11 | Metal-Framed Gypsum Board Fixed Partitions | 188662,189124,189730,189847
1062 | First Floor |  |  | 0 | 370495 |  | New Construction | First Floor | 0.000000 | F | 209258 | 125257 | 134011 | Basic Wall:Interior - Furring (38 mm Stud) | 0 | Basic Wall:Interior - Furring (38 mm Stud):128404 | Size | 187789 | 201555,201556,201557,201558,201559,201560,209240,209241,209242,209243 | Manufacturer | 3.000000 | 2j55VthSj3Lu0J6fyrpNMZ | 1 | Basic Wall:Interior - Furring (38 mm Stud):370495 |  | InstallationDate | 1062 | WarrantyGuarantorLabor | F | ModelLabel | F | WarrantyDescription | F | F | ProductionYear | 2.500000 | F | 0.500000 | T | 0.000000 | Up to level: First Floor | Finish | 3 | 1.642000 | SerialNumber | WarrantyStartDate | BarCode | AssetIdentifier | Features | TagNumber | 0 | 3.284000 | 0.088668 | 0 | 0.054000 | 0 | WarrantyDurationParts | AccessibilityPerformance | CodePerformance | Color | Constituents | Grade | Material | ModelReference | NominalHeight | NominalLength | Shape | SustainabilityPerformance | WarrantyDurationLabor | FIXED | WarrantyGuarantorParts | ExpectedLife | ReplacementCost | NominalWidth | 23-25 40 11 11 11 | Metal-Framed Gypsum Board Fixed Partitions | 188668,189128,189745,189852,190077
1093 | First Floor | 206835,206854 |  | 2 | 403859 | 205260 | New Construction | First Floor | 0.000000 | F | 209258 | 32459 | 134200 | Basic Wall:Interior - Partition (92mm Stud) | 0 | Basic Wall:Interior - Partition (92mm Stud):128360 | Size | 187988 | 203443,203444,203445,203446,203447,203448,209244,209245,209246,209247 | Manufacturer | -0.102000 | 0ztdC3L1HAzhbhMHypqcD5 | 1 | Basic Wall:Interior - Partition (92mm Stud):403859 |  | InstallationDate | 1093 | WarrantyGuarantorLabor | F | ModelLabel | F | WarrantyDescription | F | F | ProductionYear | 0.000000 | F | 4.468000 | T | 0.000000 | Up to level: Second Floor | Finish | 2 | 5.687670 | SerialNumber | WarrantyStartDate | BarCode | AssetIdentifier | Features | TagNumber | 0 | 1.834000 | 0.705271 | 0 | 0.124000 | 0 | WarrantyDurationParts | AccessibilityPerformance | CodePerformance | Color | Constituents | Grade | Material | ModelReference | NominalHeight | NominalLength | Shape | SustainabilityPerformance | WarrantyDurationLabor | FIXED | WarrantyGuarantorParts | ExpectedLife | ReplacementCost | NominalWidth | 23-25 40 11 11 11 | Metal-Framed Gypsum Board Fixed Partitions | 188398,188747
1094 | First Floor |  | 188892 | 0 | 411446 | 205263,205264 | New Construction | First Floor | 0.000000 | F | 209258 | 28141 | 134207 | Basic Wall:Interior - Toilet Partition (25mm) | 0 | Basic Wall:Interior - Toilet Partition (25mm):128491 | Size | 187992 | 203482,203483,203484,203485,203486,203487,209091,209092,209093,209094 | Manufacturer | 1.750000 | 3qpE7fVkr8dRZ2wfCc6tU4 | 1 | Basic Wall:Interior - Toilet Partition (25mm):411446 |  | InstallationDate | 1094 | WarrantyGuarantorLabor | F | ModelLabel | F | WarrantyDescription | F | F | ProductionYear | 0.250000 | F | 1.500000 | F | 0.000000 | Up to level: First Floor | Finish | 2 | 1.903500 | SerialNumber | WarrantyStartDate | BarCode | AssetIdentifier | Features | TagNumber | 0 | 3.194500 | 0.047588 | 0 | 0.025000 | 0 | WarrantyDurationParts | AccessibilityPerformance | CodePerformance | Color | Constituents | Grade | Material | ModelReference | NominalHeight | NominalLength | Shape | SustainabilityPerformance | WarrantyDurationLabor | FIXED | WarrantyGuarantorParts | ExpectedLife | ReplacementCost | NominalWidth | 23-25 40 14 14 11 11 | Metal Toilet Compartments and Urinal Screens | 188076,188763 | 2 HR |  | 2 HR
1163 | First Floor | 206912,206963 |  | 2 | 146535 |  | New Construction | First Floor | 0.000000 | F | 209258 | 123454 | 132828 | Basic Wall:Interior - Partition (92mm Stud) | 0 | Basic Wall:Interior - Partition (92mm Stud):128360 | Size | 186719 | 192203,192204,192205,192206,192207,192208,209244,209245,209246,209247 | Manufacturer | -0.102000 | 3LbNSBzHHBSuzhUUvuwABT | 1 | Basic Wall:Interior - Partition (92mm Stud):146535 |  | InstallationDate | 1163 | WarrantyGuarantorLabor | F | ModelLabel | F | WarrantyDescription | F | F | ProductionYear | 0.000000 | F | 4.468000 | T | 0.000000 | Up to level: Second Floor | Finish | 2 | 13.354852 | SerialNumber | WarrantyStartDate | BarCode | AssetIdentifier | Features | TagNumber | 0 | 3.184500 | 1.656002 | 0 | 0.124000 | 0 | WarrantyDurationParts | AccessibilityPerformance | CodePerformance | Color | Constituents | Grade | Material | ModelReference | NominalHeight | NominalLength | Shape | SustainabilityPerformance | WarrantyDurationLabor | FIXED | WarrantyGuarantorParts | ExpectedLife | ReplacementCost | NominalWidth | 23-25 40 11 11 11 | Metal-Framed Gypsum Board Fixed Partitions | 188339,188705
1164 | First Floor | 206901,206915 |  | 2 | 146611 |  | New Construction | First Floor | 0.000000 | F | 209258 | 123455 | 132829 | Basic Wall:Interior - Partition (92mm Stud) | 0 | Basic Wall:Interior - Partition (92mm Stud):128360 | Size | 186720 | 192209,192210,192211,192212,192213,192214,209244,209245,209246,209247 | Manufacturer | -0.102000 | 3LbNSBzHHBSuzhUUvuwA89 | 1 | Basic Wall:Interior - Partition (92mm Stud):146611 |  | InstallationDate | 1164 | WarrantyGuarantorLabor | F | ModelLabel | F | WarrantyDescription | F | F | ProductionYear | 0.000000 | F | 4.468000 | T | 0.000000 | Up to level: Second Floor | Finish | 2 | 13.354852 | SerialNumber | WarrantyStartDate | BarCode | AssetIdentifier | Features | TagNumber | 0 | 3.184500 | 1.656002 | 0 | 0.124000 | 0 | WarrantyDurationParts | AccessibilityPerformance | CodePerformance | Color | Constituents | Grade | Material | ModelReference | NominalHeight | NominalLength | Shape | SustainabilityPerformance | WarrantyDurationLabor | FIXED | WarrantyGuarantorParts | ExpectedLife | ReplacementCost | NominalWidth | 23-25 40 11 11 11 | Metal-Framed Gypsum Board Fixed Partitions | 188340,188706
1165 | First Floor | 206920,206934 | 188273,189238 | 2 | 148401 |  | New Construction | First Floor | 0.000000 | F | 209258 | 123459 | 132836 | Basic Wall:Interior - Partition (92mm Stud) | 0 | Basic Wall:Interior - Partition (92mm Stud):128360 | Size | 186727 | 192245,192246,192247,192248,192249,192250,209244,209245,209246,209247 | Manufacturer | -0.102000 | 3LbNSBzHHBSuzhUUvuwDqB | 1 | Basic Wall:Interior - Partition (92mm Stud):148401 |  | InstallationDate | 1165 | WarrantyGuarantorLabor | F | ModelLabel | F | WarrantyDescription | F | F | ProductionYear | 0.000000 | F | 4.468000 | T | 0.000000 | Up to level: Second Floor | Finish | 2 | 14.780144 | SerialNumber | WarrantyStartDate | BarCode | AssetIdentifier | Features | TagNumber | 0 | 3.379500 | 1.832738 | 0 | 0.124000 | 0 | WarrantyDurationParts | AccessibilityPerformance | CodePerformance | Color | Constituents | Grade | Material | ModelReference | NominalHeight | NominalLength | Shape | SustainabilityPerformance | WarrantyDurationLabor | FIXED | WarrantyGuarantorParts | ExpectedLife | ReplacementCost | NominalWidth | 23-25 40 11 11 11 | Metal-Framed Gypsum Board Fixed Partitions
1166 | First Floor | 206893,206910 | 188232 | 2 | 149246 |  | New Construction | First Floor | 0.000000 | F | 209258 | 123460 | 132839 | Basic Wall:Interior - Partition (92mm Stud) | 0 | Basic Wall:Interior - Partition (92mm Stud):128360 | Size | 186730 | 192263,192264,192265,192266,192267,192268,209244,209245,209246,209247 | Manufacturer | -0.102000 | 3LbNSBzHHBSuzhUUvuwDX4 | 1 | Basic Wall:Interior - Partition (92mm Stud):149246 |  | InstallationDate | 1166 | WarrantyGuarantorLabor | F | ModelLabel | F | WarrantyDescription | F | F | ProductionYear | 0.000000 | F | 4.468000 | T | 0.000000 | Up to level: Second Floor | Finish | 2 | 18.792408 | SerialNumber | WarrantyStartDate | BarCode | AssetIdentifier | Features | TagNumber | 0 | 4.330000 | 2.330259 | 0 | 0.124000 | 0 | WarrantyDurationParts | AccessibilityPerformance | CodePerformance | Color | Constituents | Grade | Material | ModelReference | NominalHeight | NominalLength | Shape | SustainabilityPerformance | WarrantyDurationLabor | FIXED | WarrantyGuarantorParts | ExpectedLife | ReplacementCost | NominalWidth | 23-25 40 11 11 11 | Metal-Framed Gypsum Board Fixed Partitions | 188369
1167 | First Floor | 206971 | 188901,188903,189241 | 0 | 150014 |  | New Construction | First Floor | 0.000000 | F | 209258 | 123462 | 132842 | Basic Wall:Interior - Rated 1-HR (92mm Stud) | 0 | Basic Wall:Interior - Rated 1-HR (92mm Stud):128426 | Size | 186733 | 192281,192282,192283,192284,192285,192286,209185,209186,209187,209188 | Manufacturer | -0.102000 | 3LbNSBzHHBSuzhUUvuwDT4 | 1 | Basic Wall:Interior - Rated 1-HR (92mm Stud):150014 |  | InstallationDate | 1167 | WarrantyGuarantorLabor | F | ModelLabel | F | WarrantyDescription | F | F | ProductionYear | 0.000000 | F | 4.468000 | T | 0.000000 | Up to level: Second Floor | Finish | 2 | 11.920625 | SerialNumber | WarrantyStartDate | BarCode | AssetIdentifier | Features | TagNumber | 0 | 2.544000 | 1.478157 | 0 | 0.124000 | 8421504 | WarrantyDurationParts | AccessibilityPerformance | CodePerformance | Color | Constituents | Grade | Material | ModelReference | NominalHeight | NominalLength | Shape | SustainabilityPerformance | WarrantyDurationLabor | FIXED | WarrantyGuarantorParts | ExpectedLife | ReplacementCost | NominalWidth | 23-25 40 11 11 11 | Metal-Framed Gypsum Board Fixed Partitions |  | 1 HR | Solid fill | 1 HR
1168 | First Floor | 206476,206481 |  | 2 | 151682 |  | New Construction | First Floor | 0.000000 | F | 209258 | 123469 | 132851 | Basic Wall:Interior - Partition (92mm Stud) | 0 | Basic Wall:Interior - Partition (92mm Stud):128360 | Size | 186742 | 192335,192336,192337,192338,192339,192340,209244,209245,209246,209247 | Manufacturer | -0.102000 | 3LbNSBzHHBSuzhUUvuwCuu | 1 | Basic Wall:Interior - Partition (92mm Stud):151682 |  | InstallationDate | 1168 | WarrantyGuarantorLabor | F | ModelLabel | F | WarrantyDescription | F | F | ProductionYear | 0.000000 | F | 4.468000 | T | 0.000000 | Up to level: Second Floor | Finish | 2 | 17.389456 | SerialNumber | WarrantyStartDate | BarCode | AssetIdentifier | Features | TagNumber | 0 | 4.016000 | 2.156293 | 0 | 0.124000 | 0 | WarrantyDurationParts | AccessibilityPerformance | CodePerformance | Color | Constituents | Grade | Material | ModelReference | NominalHeight | NominalLength | Shape | SustainabilityPerformance | WarrantyDurationLabor | FIXED | WarrantyGuarantorParts | ExpectedLife | ReplacementCost | NominalWidth | 23-25 40 11 11 11 | Metal-Framed Gypsum Board Fixed Partitions | 188370,188713
1169 | First Floor | 206442,206452 | 189246 | 2 | 151971 |  | New Construction | First Floor | 0.000000 | F | 209258 | 123470 | 132852 | Basic Wall:Interior - Partition (92mm Stud) | 0 | Basic Wall:Interior - Partition (92mm Stud):128360 | Size | 186743 | 192341,192342,192343,192344,192345,192346,209244,209245,209246,209247 | Manufacturer | -0.102000 | 3LbNSBzHHBSuzhUUvuwCyP | 1 | Basic Wall:Interior - Partition (92mm Stud):151971 |  | InstallationDate | 1169 | WarrantyGuarantorLabor | F | ModelLabel | F | WarrantyDescription | F | F | ProductionYear | 0.000000 | F | 4.468000 | T | 0.000000 | Up to level: Second Floor | Finish | 2 | 8.785875 | SerialNumber | WarrantyStartDate | BarCode | AssetIdentifier | Features | TagNumber | 0 | 2.037900 | 1.089449 | 0 | 0.124000 | 0 | WarrantyDurationParts | AccessibilityPerformance | CodePerformance | Color | Constituents | Grade | Material | ModelReference | NominalHeight | NominalLength | Shape | SustainabilityPerformance | WarrantyDurationLabor | FIXED | WarrantyGuarantorParts | ExpectedLife | ReplacementCost | NominalWidth | 23-25 40 11 11 11 | Metal-Framed Gypsum Board Fixed Partitions | 188344
1170 | First Floor | 206431,206446 |  | 2 | 152411 |  | New Construction | First Floor | 0.000000 | F | 209258 | 123471 | 132856 | Basic Wall:Interior - Partition (92mm Stud) | 0 | Basic Wall:Interior - Partition (92mm Stud):128360 | Size | 186747 | 192365,192366,192367,192368,192369,192370,209244,209245,209246,209247 | Manufacturer | -0.102000 | 3LbNSBzHHBSuzhUUvuwCtX | 1 | Basic Wall:Interior - Partition (92mm Stud):152411 |  | InstallationDate | 1170 | WarrantyGuarantorLabor | F | ModelLabel | F | WarrantyDescription | F | F | ProductionYear | 0.000000 | F | 4.468000 | T | 0.000000 | Up to level: Second Floor | Finish | 2 | 15.365452 | SerialNumber | WarrantyStartDate | BarCode | AssetIdentifier | Features | TagNumber | 0 | 3.634500 | 1.905316 | 0 | 0.124000 | 0 | WarrantyDurationParts | AccessibilityPerformance | CodePerformance | Color | Constituents | Grade | Material | ModelReference | NominalHeight | NominalLength | Shape | SustainabilityPerformance | WarrantyDurationLabor | FIXED | WarrantyGuarantorParts | ExpectedLife | ReplacementCost | NominalWidth | 23-25 40 11 11 11 | Metal-Framed Gypsum Board Fixed Partitions | 188230,188716
1171 | First Floor | 206571,206594 | 188218 | 2 | 155624 |  | New Construction | First Floor | 0.000000 | F | 209258 | 123482 | 132870 | Basic Wall:Interior - Partition (92mm Stud) | 0 | Basic Wall:Interior - Partition (92mm Stud):128360 | Size | 186761 | 192443,192444,192445,192446,192447,192448,209244,209245,209246,209247 | Manufacturer | -0.102000 | 3LbNSBzHHBSuzhUUvuwC5I | 1 | Basic Wall:Interior - Partition (92mm Stud):155624 |  | InstallationDate | 1171 | WarrantyGuarantorLabor | F | ModelLabel | F | WarrantyDescription | F | F | ProductionYear | 0.000000 | F | 4.468000 | T | 0.000000 | Up to level: Second Floor | Finish | 2 | 17.523496 | SerialNumber | WarrantyStartDate | BarCode | AssetIdentifier | Features | TagNumber | 0 | 4.046000 | 2.172914 | 0 | 0.124000 | 0 | WarrantyDurationParts | AccessibilityPerformance | CodePerformance | Color | Constituents | Grade | Material | ModelReference | NominalHeight | NominalLength | Shape | SustainabilityPerformance | WarrantyDurationLabor | FIXED | WarrantyGuarantorParts | ExpectedLife | ReplacementCost | NominalWidth | 23-25 40 11 11 11 | Metal-Framed Gypsum Board Fixed Partitions | 188721
1172 | First Floor | 206541,206560 | 188220,188316 | 2 | 155961 |  | New Construction | First Floor | 0.000000 | F | 209258 | 123485 | 132873 | Basic Wall:Interior - Partition (92mm Stud) | 0 | Basic Wall:Interior - Partition (92mm Stud):128360 | Size | 186764 | 192461,192462,192463,192464,192465,192466,209244,209245,209246,209247 | Manufacturer | -0.102000 | 3LbNSBzHHBSuzhUUvuwF_3 | 1 | Basic Wall:Interior - Partition (92mm Stud):155961 |  | InstallationDate | 1172 | WarrantyGuarantorLabor | F | ModelLabel | F | WarrantyDescription | F | F | ProductionYear | 0.000000 | F | 4.468000 | T | 0.000000 | Up to level: Second Floor | Finish | 2 | 17.523496 | SerialNumber | WarrantyStartDate | BarCode | AssetIdentifier | Features | TagNumber | 0 | 4.046000 | 2.172914 | 0 | 0.124000 | 0 | WarrantyDurationParts | AccessibilityPerformance | CodePerformance | Color | Constituents | Grade | Material | ModelReference | NominalHeight | NominalLength | Shape | SustainabilityPerformance | WarrantyDurationLabor | FIXED | WarrantyGuarantorParts | ExpectedLife | ReplacementCost | NominalWidth | 23-25 40 11 11 11 | Metal-Framed Gypsum Board Fixed Partitions
1173 | First Floor | 206326,206545 | 189261 | 2 | 156280 |  | New Construction | First Floor | 0.000000 | F | 209258 | 123487 | 132876 | Basic Wall:Interior - Partition (92mm Stud) | 0 | Basic Wall:Interior - Partition (92mm Stud):128360 | Size | 186767 | 192479,192480,192481,192482,192483,192484,209244,209245,209246,209247 | Manufacturer | -0.102000 | 3LbNSBzHHBSuzhUUvuwFp2 | 1 | Basic Wall:Interior - Partition (92mm Stud):156280 |  | InstallationDate | 1173 | WarrantyGuarantorLabor | F | ModelLabel | F | WarrantyDescription | F | F | ProductionYear | 0.000000 | F | 4.468000 | T | 0.000000 | Up to level: Second Floor | Finish | 2 | 1.563804 | SerialNumber | WarrantyStartDate | BarCode | AssetIdentifier | Features | TagNumber | 0 | 0.474001 | 0.193912 | 0 | 0.124000 | 0 | WarrantyDurationParts | AccessibilityPerformance | CodePerformance | Color | Constituents | Grade | Material | ModelReference | NominalHeight | NominalLength | Shape | SustainabilityPerformance | WarrantyDurationLabor | FIXED | WarrantyGuarantorParts | ExpectedLife | ReplacementCost | NominalWidth | 23-25 40 11 11 11 | Metal-Framed Gypsum Board Fixed Partitions | 188372
1174 | First Floor | 206327,206544 |  | 2 | 156311 |  | New Construction | First Floor | 0.000000 | F | 209258 | 123488 | 132877 | Basic Wall:Interior - Partition (92mm Stud) | 0 | Basic Wall:Interior - Partition (92mm Stud):128360 | Size | 186768 | 192485,192486,192487,192488,192489,192490,209244,209245,209246,209247 | Manufacturer | -0.102000 | 3LbNSBzHHBSuzhUUvuwFmj | 1 | Basic Wall:Interior - Partition (92mm Stud):156311 |  | InstallationDate | 1174 | WarrantyGuarantorLabor | F | ModelLabel | F | WarrantyDescription | F | F | ProductionYear | 0.000000 | F | 4.468000 | T | 0.000000 | Up to level: Second Floor | Finish | 2 | 1.559330 | SerialNumber | WarrantyStartDate | BarCode | AssetIdentifier | Features | TagNumber | 0 | 0.225000 | 0.193357 | 0 | 0.124000 | 0 | WarrantyDurationParts | AccessibilityPerformance | CodePerformance | Color | Constituents | Grade | Material | ModelReference | NominalHeight | NominalLength | Shape | SustainabilityPerformance | WarrantyDurationLabor | FIXED | WarrantyGuarantorParts | ExpectedLife | ReplacementCost | NominalWidth | 23-25 40 11 11 11 | Metal-Framed Gypsum Board Fixed Partitions | 188908,189261
1175 | First Floor | 206457,206498 | 189262 | 2 | 156859 |  | New Construction | First Floor | 0.000000 | F | 209258 | 123489 | 132879 | Basic Wall:Interior - Partition (92mm Stud) | 0 | Basic Wall:Interior - Partition (92mm Stud):128360 | Size | 186770 | 192497,192498,192499,192500,192501,192502,209244,209245,209246,209247 | Manufacturer | -0.102000 | 3LbNSBzHHBSuzhUUvuwFe1 | 1 | Basic Wall:Interior - Partition (92mm Stud):156859 |  | InstallationDate | 1175 | WarrantyGuarantorLabor | F | ModelLabel | F | WarrantyDescription | F | F | ProductionYear | 0.000000 | F | 4.468000 | T | 0.000000 | Up to level: Second Floor | Finish | 2 | 5.735809 | SerialNumber | WarrantyStartDate | BarCode | AssetIdentifier | Features | TagNumber | 0 | 1.271324 | 0.704929 | 0 | 0.124000 | 0 | WarrantyDurationParts | AccessibilityPerformance | CodePerformance | Color | Constituents | Grade | Material | ModelReference | NominalHeight | NominalLength | Shape | SustainabilityPerformance | WarrantyDurationLabor | FIXED | WarrantyGuarantorParts | ExpectedLife | ReplacementCost | NominalWidth | 23-25 40 11 11 11 | Metal-Framed Gypsum Board Fixed Partitions | 188373
1176 | First Floor | 206458,206497 | 189263 | 2 | 156940 |  | New Construction | First Floor | 0.000000 | F | 209258 | 123490 | 132880 | Basic Wall:Interior - Partition (92mm Stud) | 0 | Basic Wall:Interior - Partition (92mm Stud):128360 | Size | 186771 | 192503,192504,192505,192506,192507,192508,209244,209245,209246,209247 | Manufacturer | -0.102000 | 3LbNSBzHHBSuzhUUvuwFks | 1 | Basic Wall:Interior - Partition (92mm Stud):156940 |  | InstallationDate | 1176 | WarrantyGuarantorLabor | F | ModelLabel | F | WarrantyDescription | F | F | ProductionYear | 0.000000 | F | 4.468000 | T | 0.000000 | Up to level: Second Floor | Finish | 2 | 17.308008 | SerialNumber | WarrantyStartDate | BarCode | AssetIdentifier | Features | TagNumber | 0 | 3.873771 | 2.146193 | 0 | 0.124000 | 0 | WarrantyDurationParts | AccessibilityPerformance | CodePerformance | Color | Constituents | Grade | Material | ModelReference | NominalHeight | NominalLength | Shape | SustainabilityPerformance | WarrantyDurationLabor | FIXED | WarrantyGuarantorParts | ExpectedLife | ReplacementCost | NominalWidth | 23-25 40 11 11 11 | Metal-Framed Gypsum Board Fixed Partitions | 189262
1177 | First Floor | 206636,206642 | 188313 | 2 | 160049 |  | New Construction | First Floor | 0.000000 | F | 209258 | 123509 | 132902 | Basic Wall:Interior - Plumbing (152mm Stud) | 0 | Basic Wall:Interior - Plumbing (152mm Stud):128382 | Size | 186793 | 192629,192630,192631,192632,192633,192634,209106,209107,209108,209109 | Manufacturer | -0.102000 | 3LbNSBzHHBSuzhUUvuwE_B | 1 | Basic Wall:Interior - Plumbing (152mm Stud):160049 |  | InstallationDate | 1177 | WarrantyGuarantorLabor | F | ModelLabel | F | WarrantyDescription | F | F | ProductionYear | 0.000000 | F | 4.468000 | T | 0.000000 | Up to level: Second Floor | Finish | 2 | 7.121098 | SerialNumber | WarrantyStartDate | BarCode | AssetIdentifier | Features | TagNumber | 0 | 1.717800 | 1.310282 | 0 | 0.184000 | 0 | WarrantyDurationParts | AccessibilityPerformance | CodePerformance | Color | Constituents | Grade | Material | ModelReference | NominalHeight | NominalLength | Shape | SustainabilityPerformance | WarrantyDurationLabor | FIXED | WarrantyGuarantorParts | ExpectedLife | ReplacementCost | NominalWidth | 23-25 40 11 11 11 | Metal-Framed Gypsum Board Fixed Partitions | 188912
1178 | First Floor | 206553,206569 |  | 2 | 161054 |  | New Construction | First Floor | 0.000000 | F | 209258 | 123515 | 132909 | Basic Wall:Interior - Partition (92mm Stud) | 0 | Basic Wall:Interior - Partition (92mm Stud):128360 | Size | 186800 | 192671,192672,192673,192674,192675,192676,209244,209245,209246,209247 | Manufacturer | -0.102000 | 3LbNSBzHHBSuzhUUvuwEka | 1 | Basic Wall:Interior - Partition (92mm Stud):161054 |  | InstallationDate | 1178 | WarrantyGuarantorLabor | F | ModelLabel | F | WarrantyDescription | F | F | ProductionYear | 0.000000 | F | 4.468000 | T | 0.000000 | Up to level: Second Floor | Finish | 2 | 17.525515 | SerialNumber | WarrantyStartDate | BarCode | AssetIdentifier | Features | TagNumber | 0 | 4.046452 | 2.173164 | 0 | 0.124000 | 0 | WarrantyDurationParts | AccessibilityPerformance | CodePerformance | Color | Constituents | Grade | Material | ModelReference | NominalHeight | NominalLength | Shape | SustainabilityPerformance | WarrantyDurationLabor | FIXED | WarrantyGuarantorParts | ExpectedLife | ReplacementCost | NominalWidth | 23-25 40 11 11 11 | Metal-Framed Gypsum Board Fixed Partitions | 188380,188723
1179 | First Floor | 206565,206589 | 188306 | 2 | 161156 |  | New Construction | First Floor | 0.000000 | F | 209258 | 123516 | 132910 | Basic Wall:Interior - Partition (92mm Stud) | 0 | Basic Wall:Interior - Partition (92mm Stud):128360 | Size | 186801 | 192677,192678,192679,192680,192681,192682,209244,209245,209246,209247 | Manufacturer | -0.102000 | 3LbNSBzHHBSuzhUUvuwEi_ | 1 | Basic Wall:Interior - Partition (92mm Stud):161156 |  | InstallationDate | 1179 | WarrantyGuarantorLabor | F | ModelLabel | F | WarrantyDescription | F | F | ProductionYear | 0.000000 | F | 4.468000 | T | 0.000000 | Up to level: Second Floor | Finish | 2 | 16.022248 | SerialNumber | WarrantyStartDate | BarCode | AssetIdentifier | Features | TagNumber | 0 | 3.675000 | 1.986759 | 0 | 0.124000 | 0 | WarrantyDurationParts | AccessibilityPerformance | CodePerformance | Color | Constituents | Grade | Material | ModelReference | NominalHeight | NominalLength | Shape | SustainabilityPerformance | WarrantyDurationLabor | FIXED | WarrantyGuarantorParts | ExpectedLife | ReplacementCost | NominalWidth | 23-25 40 11 11 11 | Metal-Framed Gypsum Board Fixed Partitions | 188381
1180 | First Floor | 206245,206681 | 189286 | 2 | 161602 |  | New Construction | First Floor | 0.000000 | F | 209258 | 123517 | 132913 | Basic Wall:Interior - Partition (92mm Stud) | 0 | Basic Wall:Interior - Partition (92mm Stud):128360 | Size | 186804 | 192695,192696,192697,192698,192699,192700,209244,209245,209246,209247 | Manufacturer | -0.102000 | 3LbNSBzHHBSuzhUUvuwEdu | 1 | Basic Wall:Interior - Partition (92mm Stud):161602 |  | InstallationDate | 1180 | WarrantyGuarantorLabor | F | ModelLabel | F | WarrantyDescription | F | F | ProductionYear | 0.000000 | F | 4.468000 | T | 0.000000 | Up to level: Second Floor | Finish | 2 | 2.412721 | SerialNumber | WarrantyStartDate | BarCode | AssetIdentifier | Features | TagNumber | 0 | 0.540000 | 0.299177 | 0 | 0.124000 | 0 | WarrantyDurationParts | AccessibilityPerformance | CodePerformance | Color | Constituents | Grade | Material | ModelReference | NominalHeight | NominalLength | Shape | SustainabilityPerformance | WarrantyDurationLabor | FIXED | WarrantyGuarantorParts | ExpectedLife | ReplacementCost | NominalWidth | 23-25 40 11 11 11 | Metal-Framed Gypsum Board Fixed Partitions | 189285
1181 | First Floor | 206243,206683 |  | 2 | 161701 |  | New Construction | First Floor | 0.000000 | F | 209258 | 123519 | 132915 | Basic Wall:Interior - Partition (92mm Stud) | 0 | Basic Wall:Interior - Partition (92mm Stud):128360 | Size | 186806 | 192701,192702,192703,192704,192705,192706,209244,209245,209246,209247 | Manufacturer | -0.102000 | 3LbNSBzHHBSuzhUUvuwEaV | 1 | Basic Wall:Interior - Partition (92mm Stud):161701 |  | InstallationDate | 1181 | WarrantyGuarantorLabor | F | ModelLabel | F | WarrantyDescription | F | F | ProductionYear | 0.000000 | F | 4.468000 | T | 0.000000 | Up to level: Second Floor | Finish | 2 | 2.412721 | SerialNumber | WarrantyStartDate | BarCode | AssetIdentifier | Features | TagNumber | 0 | 0.540000 | 0.299177 | 0 | 0.124000 | 0 | WarrantyDurationParts | AccessibilityPerformance | CodePerformance | Color | Constituents | Grade | Material | ModelReference | NominalHeight | NominalLength | Shape | SustainabilityPerformance | WarrantyDurationLabor | FIXED | WarrantyGuarantorParts | ExpectedLife | ReplacementCost | NominalWidth | 23-25 40 11 11 11 | Metal-Framed Gypsum Board Fixed Partitions | 188913,189287
1182 | First Floor | 206719,206729 | 189291 | 2 | 162700 |  | New Construction | First Floor | 0.000000 | F | 209258 | 123522 | 132920 | Basic Wall:Interior - Partition (92mm Stud) | 0 | Basic Wall:Interior - Partition (92mm Stud):128360 | Size | 186811 | 192731,192732,192733,192734,192735,192736,209244,209245,209246,209247 | Manufacturer | -0.102000 | 0bk1ZfURb7DB4FOIglu8fH | 1 | Basic Wall:Interior - Partition (92mm Stud):162700 |  | InstallationDate | 1182 | WarrantyGuarantorLabor | F | ModelLabel | F | WarrantyDescription | F | F | ProductionYear | 0.000000 | F | 4.468000 | T | 0.000000 | Up to level: Second Floor | Finish | 2 | 12.313808 | SerialNumber | WarrantyStartDate | BarCode | AssetIdentifier | Features | TagNumber | 0 | 2.756000 | 1.526912 | 0 | 0.124000 | 0 | WarrantyDurationParts | AccessibilityPerformance | CodePerformance | Color | Constituents | Grade | Material | ModelReference | NominalHeight | NominalLength | Shape | SustainabilityPerformance | WarrantyDurationLabor | FIXED | WarrantyGuarantorParts | ExpectedLife | ReplacementCost | NominalWidth | 23-25 40 11 11 11 | Metal-Framed Gypsum Board Fixed Partitions | 188395
1183 | First Floor | 206727 |  | 2 | 162997 | 204941 | New Construction | First Floor | 0.000000 | F | 209258 | 32070 | 132923 | Basic Wall:Interior - Plumbing (152mm Stud) | 0 | Basic Wall:Interior - Plumbing (152mm Stud):128382 | Size | 186814 | 205405,205406,205407,205408,205409,205410,209106,209107,209108,209109 | Manufacturer | -0.102000 | 0bk1ZfURb7DB4FOIglu8re | 1 | Basic Wall:Interior - Plumbing (152mm Stud):162997 |  | InstallationDate | 1183 | WarrantyGuarantorLabor | F | ModelLabel | F | WarrantyDescription | F | F | ProductionYear | 0.000000 | F | 4.468000 | T | 0.000000 | Up to level: Second Floor | Finish | 2 | 11.759776 | SerialNumber | WarrantyStartDate | BarCode | AssetIdentifier | Features | TagNumber | 0 | 2.756000 | 2.127660 | 0 | 0.184000 | 0 | WarrantyDurationParts | AccessibilityPerformance | CodePerformance | Color | Constituents | Grade | Material | ModelReference | NominalHeight | NominalLength | Shape | SustainabilityPerformance | WarrantyDurationLabor | FIXED | WarrantyGuarantorParts | ExpectedLife | ReplacementCost | NominalWidth | 23-25 40 11 11 11 | Metal-Framed Gypsum Board Fixed Partitions | 188396,188735
1184 | First Floor | 207085,207086 | 188917 | 2 | 163889 |  | New Construction | First Floor | 0.000000 | F | 209258 | 123537 | 132935 | Basic Wall:Interior - Partition (92mm Stud) | 0 | Basic Wall:Interior - Partition (92mm Stud):128360 | Size | 186826 | 192815,192816,192817,192818,192819,192820,209244,209245,209246,209247 | Manufacturer | -0.102000 | 0bk1ZfURb7DB4FOIglu77i | 1 | Basic Wall:Interior - Partition (92mm Stud):163889 |  | InstallationDate | 1184 | WarrantyGuarantorLabor | F | ModelLabel | F | WarrantyDescription | F | F | ProductionYear | 0.000000 | F | 4.468000 | T | 0.000000 | Up to level: Second Floor | Finish | 2 | 27.956276 | SerialNumber | WarrantyStartDate | BarCode | AssetIdentifier | Features | TagNumber | 0 | 6.257000 | 3.466578 | 0 | 0.124000 | 0 | WarrantyDurationParts | AccessibilityPerformance | CodePerformance | Color | Constituents | Grade | Material | ModelReference | NominalHeight | NominalLength | Shape | SustainabilityPerformance | WarrantyDurationLabor | FIXED | WarrantyGuarantorParts | ExpectedLife | ReplacementCost | NominalWidth | 23-25 40 11 11 11 | Metal-Framed Gypsum Board Fixed Partitions | 188915
1185 | First Floor | 207091,207627 | 189301 | 0 | 164254 |  | New Construction | First Floor | 0.000000 | F | 209258 | 123539 | 132938 | Basic Wall:Interior - Rated 1-HR (92mm Stud) | 0 | Basic Wall:Interior - Rated 1-HR (92mm Stud):128426 | Size | 186829 | 192833,192834,192835,192836,192837,192838,209185,209186,209187,209188 | Manufacturer | -0.102000 | 3Egy$LBd99weR14rW4bmhi | 1 | Basic Wall:Interior - Rated 1-HR (92mm Stud):164254 |  | InstallationDate | 1185 | WarrantyGuarantorLabor | F | ModelLabel | F | WarrantyDescription | F | F | ProductionYear | 0.000000 | F | 4.468000 | T | 0.000000 | Up to level: Second Floor | Finish | 2 | 3.275044 | SerialNumber | WarrantyStartDate | BarCode | AssetIdentifier | Features | TagNumber | 0 | 0.804500 | 0.406105 | 0 | 0.124000 | 8421504 | WarrantyDurationParts | AccessibilityPerformance | CodePerformance | Color | Constituents | Grade | Material | ModelReference | NominalHeight | NominalLength | Shape | SustainabilityPerformance | WarrantyDurationLabor | FIXED | WarrantyGuarantorParts | ExpectedLife | ReplacementCost | NominalWidth | 23-25 40 11 11 11 | Metal-Framed Gypsum Board Fixed Partitions | 188156 | 1 HR | Solid fill | 1 HR
1186 | First Floor | 207092,207626 | 189302 | 0 | 164331 |  | New Construction | First Floor | 0.000000 | F | 209258 | 123540 | 132939 | Basic Wall:Interior - Rated 1-HR (92mm Stud) | 0 | Basic Wall:Interior - Rated 1-HR (92mm Stud):128426 | Size | 186830 | 192839,192840,192841,192842,192843,192844,209185,209186,209187,209188 | Manufacturer | -0.102000 | 3Egy$LBd99weR14rW4bmgP | 1 | Basic Wall:Interior - Rated 1-HR (92mm Stud):164331 |  | InstallationDate | 1186 | WarrantyGuarantorLabor | F | ModelLabel | F | WarrantyDescription | F | F | ProductionYear | 0.000000 | F | 4.468000 | T | 0.000000 | Up to level: Second Floor | Finish | 2 | 12.715034 | SerialNumber | WarrantyStartDate | BarCode | AssetIdentifier | Features | TagNumber | 0 | 2.845800 | 1.576664 | 0 | 0.124000 | 8421504 | WarrantyDurationParts | AccessibilityPerformance | CodePerformance | Color | Constituents | Grade | Material | ModelReference | NominalHeight | NominalLength | Shape | SustainabilityPerformance | WarrantyDurationLabor | FIXED | WarrantyGuarantorParts | ExpectedLife | ReplacementCost | NominalWidth | 23-25 40 11 11 11 | Metal-Framed Gypsum Board Fixed Partitions | 189301 | 1 HR | Solid fill | 1 HR
1187 | First Floor | 207093,207625 |  | 0 | 164366 |  | New Construction | First Floor | 0.000000 | F | 209258 | 123541 | 132940 | Basic Wall:Interior - Rated 1-HR (92mm Stud) | 0 | Basic Wall:Interior - Rated 1-HR (92mm Stud):128426 | Size | 186831 | 192845,192846,192847,192848,192849,192850,209185,209186,209187,209188 | Manufacturer | -0.102000 | 3Egy$LBd99weR14rW4bmby | 1 | Basic Wall:Interior - Rated 1-HR (92mm Stud):164366 |  | InstallationDate | 1187 | WarrantyGuarantorLabor | F | ModelLabel | F | WarrantyDescription | F | F | ProductionYear | 0.000000 | F | 4.468000 | T | 0.000000 | Up to level: Second Floor | Finish | 2 | 2.721012 | SerialNumber | WarrantyStartDate | BarCode | AssetIdentifier | Features | TagNumber | 0 | 0.804500 | 0.337405 | 0 | 0.124000 | 8421504 | WarrantyDurationParts | AccessibilityPerformance | CodePerformance | Color | Constituents | Grade | Material | ModelReference | NominalHeight | NominalLength | Shape | SustainabilityPerformance | WarrantyDurationLabor | FIXED | WarrantyGuarantorParts | ExpectedLife | ReplacementCost | NominalWidth | 23-25 40 11 11 11 | Metal-Framed Gypsum Board Fixed Partitions | 188166,189302 | 1 HR | Solid fill | 1 HR
1188 | First Floor | 206772,206790 | 188226,188301 | 2 | 167282 |  | New Construction | First Floor | 0.000000 | F | 209258 | 123553 | 132958 | Basic Wall:Interior - Partition (92mm Stud) | 0 | Basic Wall:Interior - Partition (92mm Stud):128360 | Size | 186849 | 192947,192948,192949,192950,192951,192952,209244,209245,209246,209247 | Manufacturer | -0.102000 | 3Egy$LBd99weR14rW4bmO0 | 1 | Basic Wall:Interior - Partition (92mm Stud):167282 |  | InstallationDate | 1188 | WarrantyGuarantorLabor | F | ModelLabel | F | WarrantyDescription | F | F | ProductionYear | 0.000000 | F | 4.468000 | T | 0.000000 | Up to level: Second Floor | Finish | 2 | 17.523496 | SerialNumber | WarrantyStartDate | BarCode | AssetIdentifier | Features | TagNumber | 0 | 4.046000 | 2.172914 | 0 | 0.124000 | 0 | WarrantyDurationParts | AccessibilityPerformance | CodePerformance | Color | Constituents | Grade | Material | ModelReference | NominalHeight | NominalLength | Shape | SustainabilityPerformance | WarrantyDurationLabor | FIXED | WarrantyGuarantorParts | ExpectedLife | ReplacementCost | NominalWidth | 23-25 40 11 11 11 | Metal-Framed Gypsum Board Fixed Partitions
1189 | First Floor | 206752,206754 | 188296 | 2 | 168175 |  | New Construction | First Floor | 0.000000 | F | 209258 | 123556 | 132962 | Basic Wall:Interior - Partition (92mm Stud) | 0 | Basic Wall:Interior - Partition (92mm Stud):128360 | Size | 186853 | 192971,192972,192973,192974,192975,192976,209244,209245,209246,209247 | Manufacturer | -0.102000 | 3Egy$LBd99weR14rW4bnkT | 1 | Basic Wall:Interior - Partition (92mm Stud):168175 |  | InstallationDate | 1189 | WarrantyGuarantorLabor | F | ModelLabel | F | WarrantyDescription | F | F | ProductionYear | 0.000000 | F | 4.468000 | T | 0.000000 | Up to level: Second Floor | Finish | 2 | 17.523496 | SerialNumber | WarrantyStartDate | BarCode | AssetIdentifier | Features | TagNumber | 0 | 4.046000 | 2.172914 | 0 | 0.124000 | 0 | WarrantyDurationParts | AccessibilityPerformance | CodePerformance | Color | Constituents | Grade | Material | ModelReference | NominalHeight | NominalLength | Shape | SustainabilityPerformance | WarrantyDurationLabor | FIXED | WarrantyGuarantorParts | ExpectedLife | ReplacementCost | NominalWidth | 23-25 40 11 11 11 | Metal-Framed Gypsum Board Fixed Partitions | 188743
1190 | First Floor | 206741,206764 | 188241 | 2 | 168358 |  | New Construction | First Floor | 0.000000 | F | 209258 | 123557 | 132963 | Basic Wall:Interior - Partition (92mm Stud) | 0 | Basic Wall:Interior - Partition (92mm Stud):128360 | Size | 186854 | 192977,192978,192979,192980,192981,192982,209244,209245,209246,209247 | Manufacturer | -0.102000 | 3Egy$LBd99weR14rW4bnhK | 1 | Basic Wall:Interior - Partition (92mm Stud):168358 |  | InstallationDate | 1190 | WarrantyGuarantorLabor | F | ModelLabel | F | WarrantyDescription | F | F | ProductionYear | 0.000000 | F | 4.468000 | T | 0.000000 | Up to level: Second Floor | Finish | 2 | 17.523496 | SerialNumber | WarrantyStartDate | BarCode | AssetIdentifier | Features | TagNumber | 0 | 4.046000 | 2.172914 | 0 | 0.124000 | 0 | WarrantyDurationParts | AccessibilityPerformance | CodePerformance | Color | Constituents | Grade | Material | ModelReference | NominalHeight | NominalLength | Shape | SustainabilityPerformance | WarrantyDurationLabor | FIXED | WarrantyGuarantorParts | ExpectedLife | ReplacementCost | NominalWidth | 23-25 40 11 11 11 | Metal-Framed Gypsum Board Fixed Partitions | 188412
1191 | First Floor | 206771,206783 | 188239 | 2 | 168439 |  | New Construction | First Floor | 0.000000 | F | 209258 | 123558 | 132964 | Basic Wall:Interior - Partition (92mm Stud) | 0 | Basic Wall:Interior - Partition (92mm Stud):128360 | Size | 186855 | 192983,192984,192985,192986,192987,192988,209244,209245,209246,209247 | Manufacturer | -0.102000 | 3Egy$LBd99weR14rW4bng5 | 1 | Basic Wall:Interior - Partition (92mm Stud):168439 |  | InstallationDate | 1191 | WarrantyGuarantorLabor | F | ModelLabel | F | WarrantyDescription | F | F | ProductionYear | 0.000000 | F | 4.468000 | T | 0.000000 | Up to level: Second Floor | Finish | 2 | 17.523496 | SerialNumber | WarrantyStartDate | BarCode | AssetIdentifier | Features | TagNumber | 0 | 4.046000 | 2.172914 | 0 | 0.124000 | 0 | WarrantyDurationParts | AccessibilityPerformance | CodePerformance | Color | Constituents | Grade | Material | ModelReference | NominalHeight | NominalLength | Shape | SustainabilityPerformance | WarrantyDurationLabor | FIXED | WarrantyGuarantorParts | ExpectedLife | ReplacementCost | NominalWidth | 23-25 40 11 11 11 | Metal-Framed Gypsum Board Fixed Partitions | 188413
1192 | First Floor | 206786,206795 | 188240 | 2 | 168555 |  | New Construction | First Floor | 0.000000 | F | 209258 | 123559 | 132965 | Basic Wall:Interior - Partition (92mm Stud) | 0 | Basic Wall:Interior - Partition (92mm Stud):128360 | Size | 186856 | 192989,192990,192991,192992,192993,192994,209244,209245,209246,209247 | Manufacturer | -0.102000 | 3Egy$LBd99weR14rW4bnaP | 1 | Basic Wall:Interior - Partition (92mm Stud):168555 |  | InstallationDate | 1192 | WarrantyGuarantorLabor | F | ModelLabel | F | WarrantyDescription | F | F | ProductionYear | 0.000000 | F | 4.468000 | T | 0.000000 | Up to level: Second Floor | Finish | 2 | 17.523496 | SerialNumber | WarrantyStartDate | BarCode | AssetIdentifier | Features | TagNumber | 0 | 4.046000 | 2.172914 | 0 | 0.124000 | 0 | WarrantyDurationParts | AccessibilityPerformance | CodePerformance | Color | Constituents | Grade | Material | ModelReference | NominalHeight | NominalLength | Shape | SustainabilityPerformance | WarrantyDurationLabor | FIXED | WarrantyGuarantorParts | ExpectedLife | ReplacementCost | NominalWidth | 23-25 40 11 11 11 | Metal-Framed Gypsum Board Fixed Partitions | 188414
1193 | First Floor | 206798,206799 |  | 0 | 168966 |  | New Construction | First Floor | 0.000000 | F | 209258 | 123563 | 132969 | Basic Wall:Interior - Furring (38 mm Stud) | 0 | Basic Wall:Interior - Furring (38 mm Stud):128404 | Size | 186860 | 193013,193014,193015,193016,193017,193018,209240,209241,209242,209243 | Manufacturer | -0.102000 | 3Egy$LBd99weR14rW4bnzq | 1 | Basic Wall:Interior - Furring (38 mm Stud):168966 |  | InstallationDate | 1193 | WarrantyGuarantorLabor | F | ModelLabel | F | WarrantyDescription | F | F | ProductionYear | 0.000000 | F | 4.468000 | T | 0.000000 | Up to level: Second Floor | Finish | 0 | 2.421656 | SerialNumber | WarrantyStartDate | BarCode | AssetIdentifier | Features | TagNumber | 0 | 0.631000 | 0.130769 | 0 | 0.054000 | 0 | WarrantyDurationParts | AccessibilityPerformance | CodePerformance | Color | Constituents | Grade | Material | ModelReference | NominalHeight | NominalLength | Shape | SustainabilityPerformance | WarrantyDurationLabor | FIXED | WarrantyGuarantorParts | ExpectedLife | ReplacementCost | NominalWidth | 23-25 40 11 11 11 | Metal-Framed Gypsum Board Fixed Partitions | 188750,189318
1194 | First Floor | 207056 |  | 0 | 170001 | 204943 | New Construction | First Floor | 0.000000 | F | 209258 | 32071 | 132980 | Basic Wall:Interior - Furring (152 mm Stud) | 0 | Basic Wall:Interior - Furring (152 mm Stud):138413 | Size | 186871 | 205417,205418,205419,205420,205421,205422,209191,209192,209193,209194 | Manufacturer | -0.102000 | 3Egy$LBd99weR14rW4bnDZ | 1 | Basic Wall:Interior - Furring (152 mm Stud):170001 |  | InstallationDate | 1194 | WarrantyGuarantorLabor | F | ModelLabel | F | WarrantyDescription | F | F | ProductionYear | 0.000000 | F | 4.468000 | T | 0.000000 | Up to level: Second Floor | Finish | 0 | 11.893816 | SerialNumber | WarrantyStartDate | BarCode | AssetIdentifier | Features | TagNumber | 0 | 2.786000 | 1.962022 | 0 | 0.168000 | 0 | WarrantyDurationParts | AccessibilityPerformance | CodePerformance | Color | Constituents | Grade | Material | ModelReference | NominalHeight | NominalLength | Shape | SustainabilityPerformance | WarrantyDurationLabor | FIXED | WarrantyGuarantorParts | ExpectedLife | ReplacementCost | NominalWidth | 23-25 40 11 11 11 | Metal-Framed Gypsum Board Fixed Partitions | 188405,188754
1195 | First Floor | 207053 |  | 0 | 170108 | 204944 | New Construction | First Floor | 0.000000 | F | 209258 | 32072 | 132981 | Basic Wall:Interior - Furring (152 mm Stud) | 0 | Basic Wall:Interior - Furring (152 mm Stud):138413 | Size | 186872 | 205423,205424,205425,205426,205427,205428,209191,209192,209193,209194 | Manufacturer | -0.102000 | 3Egy$LBd99weR14rW4bnCE | 1 | Basic Wall:Interior - Furring (152 mm Stud):170108 |  | InstallationDate | 1195 | WarrantyGuarantorLabor | F | ModelLabel | F | WarrantyDescription | F | F | ProductionYear | 0.000000 | F | 4.468000 | T | 0.000000 | Up to level: Second Floor | Finish | 0 | 11.893816 | SerialNumber | WarrantyStartDate | BarCode | AssetIdentifier | Features | TagNumber | 0 | 2.786000 | 1.962022 | 0 | 0.168000 | 0 | WarrantyDurationParts | AccessibilityPerformance | CodePerformance | Color | Constituents | Grade | Material | ModelReference | NominalHeight | NominalLength | Shape | SustainabilityPerformance | WarrantyDurationLabor | FIXED | WarrantyGuarantorParts | ExpectedLife | ReplacementCost | NominalWidth | 23-25 40 11 11 11 | Metal-Framed Gypsum Board Fixed Partitions | 188434,188740
1196 | First Floor | 207036,207046 |  | 2 | 170379 |  | New Construction | First Floor | 0.000000 | F | 209258 | 123576 | 132983 | Basic Wall:Interior - Partition (92mm Stud) | 0 | Basic Wall:Interior - Partition (92mm Stud):128360 | Size | 186874 | 193085,193086,193087,193088,193089,193090,209244,209245,209246,209247 | Manufacturer | -0.102000 | 3Egy$LBd99weR14rW4bnBv | 1 | Basic Wall:Interior - Partition (92mm Stud):170379 |  | InstallationDate | 1196 | WarrantyGuarantorLabor | F | ModelLabel | F | WarrantyDescription | F | F | ProductionYear | 0.000000 | F | 4.468000 | T | 0.000000 | Up to level: Second Floor | Finish | 2 | 14.101008 | SerialNumber | WarrantyStartDate | BarCode | AssetIdentifier | Features | TagNumber | 0 | 3.280000 | 1.748525 | 0 | 0.124000 | 0 | WarrantyDurationParts | AccessibilityPerformance | CodePerformance | Color | Constituents | Grade | Material | ModelReference | NominalHeight | NominalLength | Shape | SustainabilityPerformance | WarrantyDurationLabor | FIXED | WarrantyGuarantorParts | ExpectedLife | ReplacementCost | NominalWidth | 23-25 40 11 11 11 | Metal-Framed Gypsum Board Fixed Partitions | 188433,188755
1197 | First Floor | 207007,207012 |  | 2 | 170711 |  | New Construction | First Floor | 0.000000 | F | 209258 | 123578 | 132986 | Basic Wall:Interior - Partition (92mm Stud) | 0 | Basic Wall:Interior - Partition (92mm Stud):128360 | Size | 186877 | 193103,193104,193105,193106,193107,193108,209244,209245,209246,209247 | Manufacturer | -0.102000 | 3Egy$LBd99weR14rW4bn6b | 1 | Basic Wall:Interior - Partition (92mm Stud):170711 |  | InstallationDate | 1197 | WarrantyGuarantorLabor | F | ModelLabel | F | WarrantyDescription | F | F | ProductionYear | 0.000000 | F | 4.468000 | T | 0.000000 | Up to level: Second Floor | Finish | 2 | 12.805288 | SerialNumber | WarrantyStartDate | BarCode | AssetIdentifier | Features | TagNumber | 0 | 2.990000 | 1.587856 | 0 | 0.124000 | 0 | WarrantyDurationParts | AccessibilityPerformance | CodePerformance | Color | Constituents | Grade | Material | ModelReference | NominalHeight | NominalLength | Shape | SustainabilityPerformance | WarrantyDurationLabor | FIXED | WarrantyGuarantorParts | ExpectedLife | ReplacementCost | NominalWidth | 23-25 40 11 11 11 | Metal-Framed Gypsum Board Fixed Partitions | 188435,188756
1198 | First Floor | 206987,206996 |  | 2 | 170877 |  | New Construction | First Floor | 0.000000 | F | 209258 | 123579 | 132987 | Basic Wall:Interior - Partition (92mm Stud) | 0 | Basic Wall:Interior - Partition (92mm Stud):128360 | Size | 186878 | 193109,193110,193111,193112,193113,193114,209244,209245,209246,209247 | Manufacturer | -0.102000 | 3Egy$LBd99weR14rW4bn0F | 1 | Basic Wall:Interior - Partition (92mm Stud):170877 |  | InstallationDate | 1198 | WarrantyGuarantorLabor | F | ModelLabel | F | WarrantyDescription | F | F | ProductionYear | 0.000000 | F | 4.468000 | T | 0.000000 | Up to level: Second Floor | Finish | 2 | 12.653376 | SerialNumber | WarrantyStartDate | BarCode | AssetIdentifier | Features | TagNumber | 0 | 2.956000 | 1.569019 | 0 | 0.124000 | 0 | WarrantyDurationParts | AccessibilityPerformance | CodePerformance | Color | Constituents | Grade | Material | ModelReference | NominalHeight | NominalLength | Shape | SustainabilityPerformance | WarrantyDurationLabor | FIXED | WarrantyGuarantorParts | ExpectedLife | ReplacementCost | NominalWidth | 23-25 40 11 11 11 | Metal-Framed Gypsum Board Fixed Partitions | 188423,188757
1199 | First Floor | 206994,207003 |  | 2 | 170968 |  | New Construction | First Floor | 0.000000 | F | 209258 | 123580 | 132988 | Basic Wall:Interior - Partition (92mm Stud) | 0 | Basic Wall:Interior - Partition (92mm Stud):128360 | Size | 186879 | 193115,193116,193117,193118,193119,193120,209244,209245,209246,209247 | Manufacturer | -0.102000 | 3Egy$LBd99weR14rW4bn2g | 1 | Basic Wall:Interior - Partition (92mm Stud):170968 |  | InstallationDate | 1199 | WarrantyGuarantorLabor | F | ModelLabel | F | WarrantyDescription | F | F | ProductionYear | 0.000000 | F | 4.468000 | T | 0.000000 | Up to level: Second Floor | Finish | 2 | 12.653376 | SerialNumber | WarrantyStartDate | BarCode | AssetIdentifier | Features | TagNumber | 0 | 2.956000 | 1.569019 | 0 | 0.124000 | 0 | WarrantyDurationParts | AccessibilityPerformance | CodePerformance | Color | Constituents | Grade | Material | ModelReference | NominalHeight | NominalLength | Shape | SustainabilityPerformance | WarrantyDurationLabor | FIXED | WarrantyGuarantorParts | ExpectedLife | ReplacementCost | NominalWidth | 23-25 40 11 11 11 | Metal-Framed Gypsum Board Fixed Partitions | 188424,188758
1200 | First Floor | 206195,206202 | 189329 | 2 | 172725 |  | New Construction | First Floor | 0.000000 | F | 209258 | 123586 | 132996 | Basic Wall:Interior - Partition (92mm Stud) | 0 | Basic Wall:Interior - Partition (92mm Stud):128360 | Size | 186887 | 193157,193158,193159,193160,193161,193162,209244,209245,209246,209247 | Manufacturer | -0.102000 | 3Egy$LBd99weR14rW4bod7 | 1 | Basic Wall:Interior - Partition (92mm Stud):172725 |  | InstallationDate | 1200 | WarrantyGuarantorLabor | F | ModelLabel | F | WarrantyDescription | F | F | ProductionYear | 0.000000 | F | 4.468000 | T | 0.000000 | Up to level: Second Floor | Finish | 2 | 4.584168 | SerialNumber | WarrantyStartDate | BarCode | AssetIdentifier | Features | TagNumber | 0 | 1.026000 | 0.568437 | 0 | 0.124000 | 0 | WarrantyDurationParts | AccessibilityPerformance | CodePerformance | Color | Constituents | Grade | Material | ModelReference | NominalHeight | NominalLength | Shape | SustainabilityPerformance | WarrantyDurationLabor | FIXED | WarrantyGuarantorParts | ExpectedLife | ReplacementCost | NominalWidth | 23-25 40 11 11 11 | Metal-Framed Gypsum Board Fixed Partitions | 188442
1201 | First Floor | 206115,206131 |  | 2 | 173752 |  | New Construction | First Floor | 0.000000 | F | 209258 | 123594 | 133005 | Basic Wall:Interior - Partition (92mm Stud) | 0 | Basic Wall:Interior - Partition (92mm Stud):128360 | Size | 186896 | 193211,193212,193213,193214,193215,193216,209244,209245,209246,209247 | Manufacturer | -0.102000 | 3Egy$LBd99weR14rW4botA | 1 | Basic Wall:Interior - Partition (92mm Stud):173752 |  | InstallationDate | 1201 | WarrantyGuarantorLabor | F | ModelLabel | F | WarrantyDescription | F | F | ProductionYear | 0.000000 | F | 4.468000 | T | 0.000000 | Up to level: Second Floor | Finish | 2 | 13.234216 | SerialNumber | WarrantyStartDate | BarCode | AssetIdentifier | Features | TagNumber | 0 | 3.086000 | 1.641043 | 0 | 0.124000 | 0 | WarrantyDurationParts | AccessibilityPerformance | CodePerformance | Color | Constituents | Grade | Material | ModelReference | NominalHeight | NominalLength | Shape | SustainabilityPerformance | WarrantyDurationLabor | FIXED | WarrantyGuarantorParts | ExpectedLife | ReplacementCost | NominalWidth | 23-25 40 11 11 11 | Metal-Framed Gypsum Board Fixed Partitions | 188767,189335
1202 | First Floor | 206146,206164 | 188315 | 2 | 174069 |  | New Construction | First Floor | 0.000000 | F | 209258 | 123595 | 133006 | Basic Wall:Interior - Partition (92mm Stud) | 0 | Basic Wall:Interior - Partition (92mm Stud):128360 | Size | 186897 | 193217,193218,193219,193220,193221,193222,209244,209245,209246,209247 | Manufacturer | -0.102000 | 3Egy$LBd99weR14rW4boo7 | 1 | Basic Wall:Interior - Partition (92mm Stud):174069 |  | InstallationDate | 1202 | WarrantyGuarantorLabor | F | ModelLabel | F | WarrantyDescription | F | F | ProductionYear | 0.000000 | F | 4.468000 | T | 0.000000 | Up to level: Second Floor | Finish | 2 | 13.234216 | SerialNumber | WarrantyStartDate | BarCode | AssetIdentifier | Features | TagNumber | 0 | 3.086000 | 1.641043 | 0 | 0.124000 | 0 | WarrantyDurationParts | AccessibilityPerformance | CodePerformance | Color | Constituents | Grade | Material | ModelReference | NominalHeight | NominalLength | Shape | SustainabilityPerformance | WarrantyDurationLabor | FIXED | WarrantyGuarantorParts | ExpectedLife | ReplacementCost | NominalWidth | 23-25 40 11 11 11 | Metal-Framed Gypsum Board Fixed Partitions | 188444
1203 | First Floor | 206139,206159 |  | 2 | 174331 |  | New Construction | First Floor | 0.000000 | F | 209258 | 123597 | 133009 | Basic Wall:Interior - Partition (92mm Stud) | 0 | Basic Wall:Interior - Partition (92mm Stud):128360 | Size | 186900 | 193235,193236,193237,193238,193239,193240,209244,209245,209246,209247 | Manufacturer | -0.102000 | 3Egy$LBd99weR14rW4boE9 | 1 | Basic Wall:Interior - Partition (92mm Stud):174331 |  | InstallationDate | 1203 | WarrantyGuarantorLabor | F | ModelLabel | F | WarrantyDescription | F | F | ProductionYear | 0.000000 | F | 4.468000 | T | 0.000000 | Up to level: Second Floor | Finish | 2 | 13.533572 | SerialNumber | WarrantyStartDate | BarCode | AssetIdentifier | Features | TagNumber | 0 | 3.224500 | 1.678163 | 0 | 0.124000 | 0 | WarrantyDurationParts | AccessibilityPerformance | CodePerformance | Color | Constituents | Grade | Material | ModelReference | NominalHeight | NominalLength | Shape | SustainabilityPerformance | WarrantyDurationLabor | FIXED | WarrantyGuarantorParts | ExpectedLife | ReplacementCost | NominalWidth | 23-25 40 11 11 11 | Metal-Framed Gypsum Board Fixed Partitions | 188053,188769
1204 | First Floor | 207421,207437 |  | 2 | 177861 |  | New Construction | First Floor | 0.000000 | F | 209258 | 123615 | 133032 | Basic Wall:Interior - Partition (92mm Stud) | 0 | Basic Wall:Interior - Partition (92mm Stud):128360 | Size | 186923 | 193361,193362,193363,193364,193365,193366,209244,209245,209246,209247 | Manufacturer | -0.102000 | 3Egy$LBd99weR14rW4bpst | 1 | Basic Wall:Interior - Partition (92mm Stud):177861 |  | InstallationDate | 1204 | WarrantyGuarantorLabor | F | ModelLabel | F | WarrantyDescription | F | F | ProductionYear | 0.000000 | F | 4.468000 | T | 0.000000 | Up to level: Second Floor | Finish | 2 | 7.175496 | SerialNumber | WarrantyStartDate | BarCode | AssetIdentifier | Features | TagNumber | 0 | 1.694975 | 0.889762 | 0 | 0.124000 | 0 | WarrantyDurationParts | AccessibilityPerformance | CodePerformance | Color | Constituents | Grade | Material | ModelReference | NominalHeight | NominalLength | Shape | SustainabilityPerformance | WarrantyDurationLabor | FIXED | WarrantyGuarantorParts | ExpectedLife | ReplacementCost | NominalWidth | 23-25 40 11 11 11 | Metal-Framed Gypsum Board Fixed Partitions | 188456,188777
1205 | First Floor | 207412,207427 | 188247 | 2 | 178357 |  | New Construction | First Floor | 0.000000 | F | 209258 | 123619 | 133037 | Basic Wall:Interior - Partition (92mm Stud) | 0 | Basic Wall:Interior - Partition (92mm Stud):128360 | Size | 186928 | 193391,193392,193393,193394,193395,193396,209244,209245,209246,209247 | Manufacturer | -0.102000 | 3Egy$LBd99weR14rW4bpF7 | 1 | Basic Wall:Interior - Partition (92mm Stud):178357 |  | InstallationDate | 1205 | WarrantyGuarantorLabor | F | ModelLabel | F | WarrantyDescription | F | F | ProductionYear | 0.000000 | F | 4.468000 | T | 0.000000 | Up to level: Second Floor | Finish | 2 | 16.361816 | SerialNumber | WarrantyStartDate | BarCode | AssetIdentifier | Features | TagNumber | 0 | 3.786000 | 2.028865 | 0 | 0.124000 | 0 | WarrantyDurationParts | AccessibilityPerformance | CodePerformance | Color | Constituents | Grade | Material | ModelReference | NominalHeight | NominalLength | Shape | SustainabilityPerformance | WarrantyDurationLabor | FIXED | WarrantyGuarantorParts | ExpectedLife | ReplacementCost | NominalWidth | 23-25 40 11 11 11 | Metal-Framed Gypsum Board Fixed Partitions | 188460
1206 | First Floor | 206034 | 189387,189602 | 0 | 178886 |  | New Construction | First Floor | 0.000000 | F | 209258 | 123624 | 133042 | Basic Wall:Interior - Furring (38 mm Stud) | 0 | Basic Wall:Interior - Furring (38 mm Stud):128404 | Size | 186933 | 193421,193422,193423,193424,193425,193426,209240,209241,209242,209243 | Manufacturer | 3.000000 | 3Egy$LBd99weR14rW4bp6q | 1 | Basic Wall:Interior - Furring (38 mm Stud):178886 |  | InstallationDate | 1206 | WarrantyGuarantorLabor | F | ModelLabel | F | WarrantyDescription | F | F | ProductionYear | 0.000000 | F | 3.000000 | T | 0.000000 | Up to level: First Floor | Finish | 3 | 1.380000 | SerialNumber | WarrantyStartDate | BarCode | AssetIdentifier | Features | TagNumber | 0 | 0.495000 | 0.074520 | 0 | 0.054000 | 0 | WarrantyDurationParts | AccessibilityPerformance | CodePerformance | Color | Constituents | Grade | Material | ModelReference | NominalHeight | NominalLength | Shape | SustainabilityPerformance | WarrantyDurationLabor | FIXED | WarrantyGuarantorParts | ExpectedLife | ReplacementCost | NominalWidth | 23-25 40 11 11 11 | Metal-Framed Gypsum Board Fixed Partitions | 188465
1207 | First Floor | 207471,207485 |  | 2 | 180081 |  | New Construction | First Floor | 0.000000 | F | 209258 | 123631 | 133052 | Basic Wall:Interior - Partition (92mm Stud) | 0 | Basic Wall:Interior - Partition (92mm Stud):128360 | Size | 186943 | 193475,193476,193477,193478,193479,193480,209244,209245,209246,209247 | Manufacturer | -0.102000 | 3Egy$LBd99weR14rW4bpG3 | 1 | Basic Wall:Interior - Partition (92mm Stud):180081 |  | InstallationDate | 1207 | WarrantyGuarantorLabor | F | ModelLabel | F | WarrantyDescription | F | F | ProductionYear | 0.000000 | F | 4.468000 | T | 0.000000 | Up to level: Second Floor | Finish | 2 | 16.692448 | SerialNumber | WarrantyStartDate | BarCode | AssetIdentifier | Features | TagNumber | 0 | 3.882000 | 2.069864 | 0 | 0.124000 | 0 | WarrantyDurationParts | AccessibilityPerformance | CodePerformance | Color | Constituents | Grade | Material | ModelReference | NominalHeight | NominalLength | Shape | SustainabilityPerformance | WarrantyDurationLabor | FIXED | WarrantyGuarantorParts | ExpectedLife | ReplacementCost | NominalWidth | 23-25 40 11 11 11 | Metal-Framed Gypsum Board Fixed Partitions | 188472,188787
1208 | First Floor | 207483,207497 |  | 2 | 180133 |  | New Construction | First Floor | 0.000000 | F | 209258 | 123632 | 133053 | Basic Wall:Interior - Partition (92mm Stud) | 0 | Basic Wall:Interior - Partition (92mm Stud):128360 | Size | 186944 | 193481,193482,193483,193484,193485,193486,209244,209245,209246,209247 | Manufacturer | -0.102000 | 3Egy$LBd99weR14rW4bpJN | 1 | Basic Wall:Interior - Partition (92mm Stud):180133 |  | InstallationDate | 1208 | WarrantyGuarantorLabor | F | ModelLabel | F | WarrantyDescription | F | F | ProductionYear | 0.000000 | F | 4.468000 | T | 0.000000 | Up to level: Second Floor | Finish | 2 | 16.692448 | SerialNumber | WarrantyStartDate | BarCode | AssetIdentifier | Features | TagNumber | 0 | 3.882000 | 2.069864 | 0 | 0.124000 | 0 | WarrantyDurationParts | AccessibilityPerformance | CodePerformance | Color | Constituents | Grade | Material | ModelReference | NominalHeight | NominalLength | Shape | SustainabilityPerformance | WarrantyDurationLabor | FIXED | WarrantyGuarantorParts | ExpectedLife | ReplacementCost | NominalWidth | 23-25 40 11 11 11 | Metal-Framed Gypsum Board Fixed Partitions | 188473,188786
1209 | First Floor | 207358 | 189363,189365 | 0 | 180342 |  | New Construction | First Floor | 0.000000 | F | 209258 | 123635 | 133056 | Basic Wall:Interior - Furring (152 mm Stud) | 0 | Basic Wall:Interior - Furring (152 mm Stud):138413 | Size | 186947 | 193499,193500,193501,193502,193503,193504,209191,209192,209193,209194 | Manufacturer | -0.102000 | 3Egy$LBd99weR14rW4bqi4 | 1 | Basic Wall:Interior - Furring (152 mm Stud):180342 |  | InstallationDate | 1209 | WarrantyGuarantorLabor | F | ModelLabel | F | WarrantyDescription | F | F | ProductionYear | 0.000000 | F | 4.468000 | T | 0.000000 | Up to level: Second Floor | Finish | 3 | 8.989616 | SerialNumber | WarrantyStartDate | BarCode | AssetIdentifier | Features | TagNumber | 0 | 2.101000 | 1.510255 | 0 | 0.168000 | 0 | WarrantyDurationParts | AccessibilityPerformance | CodePerformance | Color | Constituents | Grade | Material | ModelReference | NominalHeight | NominalLength | Shape | SustainabilityPerformance | WarrantyDurationLabor | FIXED | WarrantyGuarantorParts | ExpectedLife | ReplacementCost | NominalWidth | 23-25 40 11 11 11 | Metal-Framed Gypsum Board Fixed Partitions | 189362
1210 | First Floor | 207508 |  | 0 | 180708 |  | New Construction | First Floor | 0.000000 | F | 209258 | 123642 | 133064 | Basic Wall:Interior - Furring (152 mm Stud) | 0 | Basic Wall:Interior - Furring (152 mm Stud):138413 | Size | 186955 | 193547,193548,193549,193550,193551,193552,209191,209192,209193,209194 | Manufacturer | -0.102000 | 3Egy$LBd99weR14rW4bqgM | 1 | Basic Wall:Interior - Furring (152 mm Stud):180708 |  | InstallationDate | 1210 | WarrantyGuarantorLabor | F | ModelLabel | F | WarrantyDescription | F | F | ProductionYear | 0.000000 | F | 4.468000 | T | 0.000000 | Up to level: Second Floor | Finish | 0 | 8.989616 | SerialNumber | WarrantyStartDate | BarCode | AssetIdentifier | Features | TagNumber | 0 | 2.101000 | 1.510255 | 0 | 0.168000 | 0 | WarrantyDurationParts | AccessibilityPerformance | CodePerformance | Color | Constituents | Grade | Material | ModelReference | NominalHeight | NominalLength | Shape | SustainabilityPerformance | WarrantyDurationLabor | FIXED | WarrantyGuarantorParts | ExpectedLife | ReplacementCost | NominalWidth | 23-25 40 11 11 11 | Metal-Framed Gypsum Board Fixed Partitions | 188597,188784,189368
1211 | First Floor | 207517,207532 | 188042 | 2 | 181483 |  | New Construction | First Floor | 0.000000 | F | 209258 | 123647 | 133070 | Basic Wall:Interior - Partition (92mm Stud) | 0 | Basic Wall:Interior - Partition (92mm Stud):128360 | Size | 186961 | 193577,193578,193579,193580,193581,193582,209244,209245,209246,209247 | Manufacturer | -0.102000 | 3Egy$LBd99weR14rW4bq_P | 1 | Basic Wall:Interior - Partition (92mm Stud):181483 |  | InstallationDate | 1211 | WarrantyGuarantorLabor | F | ModelLabel | F | WarrantyDescription | F | F | ProductionYear | 0.000000 | F | 4.468000 | T | 0.000000 | Up to level: Second Floor | Finish | 2 | 12.193172 | SerialNumber | WarrantyStartDate | BarCode | AssetIdentifier | Features | TagNumber | 0 | 2.924500 | 1.511953 | 0 | 0.124000 | 0 | WarrantyDurationParts | AccessibilityPerformance | CodePerformance | Color | Constituents | Grade | Material | ModelReference | NominalHeight | NominalLength | Shape | SustainabilityPerformance | WarrantyDurationLabor | FIXED | WarrantyGuarantorParts | ExpectedLife | ReplacementCost | NominalWidth | 23-25 40 11 11 11 | Metal-Framed Gypsum Board Fixed Partitions | 188141
1212 | First Floor | 207537,207545 | 188043 | 2 | 181546 |  | New Construction | First Floor | 0.000000 | F | 209258 | 123648 | 133071 | Basic Wall:Interior - Partition (92mm Stud) | 0 | Basic Wall:Interior - Partition (92mm Stud):128360 | Size | 186962 | 193583,193584,193585,193586,193587,193588,209244,209245,209246,209247 | Manufacturer | -0.102000 | 3Egy$LBd99weR14rW4bqvO | 1 | Basic Wall:Interior - Partition (92mm Stud):181546 |  | InstallationDate | 1212 | WarrantyGuarantorLabor | F | ModelLabel | F | WarrantyDescription | F | F | ProductionYear | 0.000000 | F | 4.468000 | T | 0.000000 | Up to level: Second Floor | Finish | 2 | 12.193172 | SerialNumber | WarrantyStartDate | BarCode | AssetIdentifier | Features | TagNumber | 0 | 2.924500 | 1.511953 | 0 | 0.124000 | 0 | WarrantyDurationParts | AccessibilityPerformance | CodePerformance | Color | Constituents | Grade | Material | ModelReference | NominalHeight | NominalLength | Shape | SustainabilityPerformance | WarrantyDurationLabor | FIXED | WarrantyGuarantorParts | ExpectedLife | ReplacementCost | NominalWidth | 23-25 40 11 11 11 | Metal-Framed Gypsum Board Fixed Partitions | 188142
1213 | First Floor | 207385,207574 | 188252 | 2 | 182216 |  | New Construction | First Floor | 0.000000 | F | 209258 | 123653 | 133078 | Basic Wall:Interior - Partition (92mm Stud) | 0 | Basic Wall:Interior - Partition (92mm Stud):128360 | Size | 186969 | 193625,193626,193627,193628,193629,193630,209244,209245,209246,209247 | Manufacturer | -0.102000 | 3Egy$LBd99weR14rW4bqow | 1 | Basic Wall:Interior - Partition (92mm Stud):182216 |  | InstallationDate | 1213 | WarrantyGuarantorLabor | F | ModelLabel | F | WarrantyDescription | F | F | ProductionYear | 0.000000 | F | 4.468000 | T | 0.000000 | Up to level: Second Floor | Finish | 2 | 10.035128 | SerialNumber | WarrantyStartDate | BarCode | AssetIdentifier | Features | TagNumber | 0 | 2.370000 | 1.244356 | 0 | 0.124000 | 0 | WarrantyDurationParts | AccessibilityPerformance | CodePerformance | Color | Constituents | Grade | Material | ModelReference | NominalHeight | NominalLength | Shape | SustainabilityPerformance | WarrantyDurationLabor | FIXED | WarrantyGuarantorParts | ExpectedLife | ReplacementCost | NominalWidth | 23-25 40 11 11 11 | Metal-Framed Gypsum Board Fixed Partitions | 189372
1214 | First Floor | 207570,207578 | 188024 | 2 | 182288 |  | New Construction | First Floor | 0.000000 | F | 209258 | 123654 | 133079 | Basic Wall:Interior - Partition (92mm Stud) | 0 | Basic Wall:Interior - Partition (92mm Stud):128360 | Size | 186970 | 193631,193632,193633,193634,193635,193636,209244,209245,209246,209247 | Manufacturer | -0.102000 | 3Egy$LBd99weR14rW4bqDY | 1 | Basic Wall:Interior - Partition (92mm Stud):182288 |  | InstallationDate | 1214 | WarrantyGuarantorLabor | F | ModelLabel | F | WarrantyDescription | F | F | ProductionYear | 0.000000 | F | 4.468000 | T | 0.000000 | Up to level: Second Floor | Finish | 2 | 10.035128 | SerialNumber | WarrantyStartDate | BarCode | AssetIdentifier | Features | TagNumber | 0 | 2.370000 | 1.244356 | 0 | 0.124000 | 0 | WarrantyDurationParts | AccessibilityPerformance | CodePerformance | Color | Constituents | Grade | Material | ModelReference | NominalHeight | NominalLength | Shape | SustainabilityPerformance | WarrantyDurationLabor | FIXED | WarrantyGuarantorParts | ExpectedLife | ReplacementCost | NominalWidth | 23-25 40 11 11 11 | Metal-Framed Gypsum Board Fixed Partitions | 188789
1215 | First Floor | 207543,207555 | 189378 | 2 | 183690 |  | New Construction | First Floor | 0.000000 | F | 209258 | 123663 | 133089 | Basic Wall:Interior - Partition (92mm Stud) | 0 | Basic Wall:Interior - Partition (92mm Stud):128360 | Size | 186980 | 193685,193686,193687,193688,193689,193690,209244,209245,209246,209247 | Manufacturer | -0.102000 | 3Egy$LBd99weR14rW4bqRu | 1 | Basic Wall:Interior - Partition (92mm Stud):183690 |  | InstallationDate | 1215 | WarrantyGuarantorLabor | F | ModelLabel | F | WarrantyDescription | F | F | ProductionYear | 0.000000 | F | 4.468000 | T | 0.000000 | Up to level: Second Floor | Finish | 2 | 10.794688 | SerialNumber | WarrantyStartDate | BarCode | AssetIdentifier | Features | TagNumber | 0 | 2.416000 | 1.338541 | 0 | 0.124000 | 0 | WarrantyDurationParts | AccessibilityPerformance | CodePerformance | Color | Constituents | Grade | Material | ModelReference | NominalHeight | NominalLength | Shape | SustainabilityPerformance | WarrantyDurationLabor | FIXED | WarrantyGuarantorParts | ExpectedLife | ReplacementCost | NominalWidth | 23-25 40 11 11 11 | Metal-Framed Gypsum Board Fixed Partitions | 188481
1216 | First Floor | 207520,207540 |  | 2 | 184036 |  | New Construction | First Floor | 0.000000 | F | 209258 | 123665 | 133091 | Basic Wall:Interior - Partition (92mm Stud) | 0 | Basic Wall:Interior - Partition (92mm Stud):128360 | Size | 186982 | 193697,193698,193699,193700,193701,193702,209244,209245,209246,209247 | Manufacturer | -0.102000 | 3Egy$LBd99weR14rW4bqMM | 1 | Basic Wall:Interior - Partition (92mm Stud):184036 |  | InstallationDate | 1216 | WarrantyGuarantorLabor | F | ModelLabel | F | WarrantyDescription | F | F | ProductionYear | 0.000000 | F | 4.468000 | T | 0.000000 | Up to level: Second Floor | Finish | 2 | 10.240656 | SerialNumber | WarrantyStartDate | BarCode | AssetIdentifier | Features | TagNumber | 0 | 2.416000 | 1.269841 | 0 | 0.124000 | 0 | WarrantyDurationParts | AccessibilityPerformance | CodePerformance | Color | Constituents | Grade | Material | ModelReference | NominalHeight | NominalLength | Shape | SustainabilityPerformance | WarrantyDurationLabor | FIXED | WarrantyGuarantorParts | ExpectedLife | ReplacementCost | NominalWidth | 23-25 40 11 11 11 | Metal-Framed Gypsum Board Fixed Partitions | 188792,189379
1217 | First Floor | 207100,207133 | 189410 | 2 | 185917 |  | New Construction | First Floor | 0.000000 | F | 209258 | 123671 | 133101 | Basic Wall:Interior - Partition (92mm Stud) | 0 | Basic Wall:Interior - Partition (92mm Stud):128360 | Size | 186992 | 193751,193752,193753,193754,193755,193756,209244,209245,209246,209247 | Manufacturer | -0.102000 | 3Egy$LBd99weR14rW4brrF | 1 | Basic Wall:Interior - Partition (92mm Stud):185917 |  | InstallationDate | 1217 | WarrantyGuarantorLabor | F | ModelLabel | F | WarrantyDescription | F | F | ProductionYear | 0.000000 | F | 4.468000 | T | 0.000000 | Up to level: Second Floor | Finish | 2 | 1.581672 | SerialNumber | WarrantyStartDate | BarCode | AssetIdentifier | Features | TagNumber | 0 | 0.230000 | 0.196127 | 0 | 0.124000 | 0 | WarrantyDurationParts | AccessibilityPerformance | CodePerformance | Color | Constituents | Grade | Material | ModelReference | NominalHeight | NominalLength | Shape | SustainabilityPerformance | WarrantyDurationLabor | FIXED | WarrantyGuarantorParts | ExpectedLife | ReplacementCost | NominalWidth | 23-25 40 11 11 11 | Metal-Framed Gypsum Board Fixed Partitions | 189409
1218 | First Floor | 207103,207139 | 189412 | 2 | 185975 |  | New Construction | First Floor | 0.000000 | F | 209258 | 123673 | 133103 | Basic Wall:Interior - Partition (92mm Stud) | 0 | Basic Wall:Interior - Partition (92mm Stud):128360 | Size | 186994 | 193763,193764,193765,193766,193767,193768,209244,209245,209246,209247 | Manufacturer | -0.102000 | 3Egy$LBd99weR14rW4brq5 | 1 | Basic Wall:Interior - Partition (92mm Stud):185975 |  | InstallationDate | 1218 | WarrantyGuarantorLabor | F | ModelLabel | F | WarrantyDescription | F | F | ProductionYear | 0.000000 | F | 4.468000 | T | 0.000000 | Up to level: Second Floor | Finish | 2 | 1.581672 | SerialNumber | WarrantyStartDate | BarCode | AssetIdentifier | Features | TagNumber | 0 | 0.230000 | 0.196127 | 0 | 0.124000 | 0 | WarrantyDurationParts | AccessibilityPerformance | CodePerformance | Color | Constituents | Grade | Material | ModelReference | NominalHeight | NominalLength | Shape | SustainabilityPerformance | WarrantyDurationLabor | FIXED | WarrantyGuarantorParts | ExpectedLife | ReplacementCost | NominalWidth | 23-25 40 11 11 11 | Metal-Framed Gypsum Board Fixed Partitions | 189411
1219 | First Floor | 207143,207311 | 189417 | 2 | 186334 |  | New Construction | First Floor | 0.000000 | F | 209258 | 123678 | 133109 | Basic Wall:Interior - Partition (92mm Stud) | 0 | Basic Wall:Interior - Partition (92mm Stud):128360 | Size | 187000 | 193799,193800,193801,193802,193803,193804,209244,209245,209246,209247 | Manufacturer | -0.102000 | 3Egy$LBd99weR14rW4broi | 1 | Basic Wall:Interior - Partition (92mm Stud):186334 |  | InstallationDate | 1219 | WarrantyGuarantorLabor | F | ModelLabel | F | WarrantyDescription | F | F | ProductionYear | 0.000000 | F | 4.468000 | T | 0.000000 | Up to level: Second Floor | Finish | 2 | 1.559333 | SerialNumber | WarrantyStartDate | BarCode | AssetIdentifier | Features | TagNumber | 0 | 0.225000 | 0.193357 | 0 | 0.124000 | 0 | WarrantyDurationParts | AccessibilityPerformance | CodePerformance | Color | Constituents | Grade | Material | ModelReference | NominalHeight | NominalLength | Shape | SustainabilityPerformance | WarrantyDurationLabor | FIXED | WarrantyGuarantorParts | ExpectedLife | ReplacementCost | NominalWidth | 23-25 40 11 11 11 | Metal-Framed Gypsum Board Fixed Partitions | 189416
1220 | First Floor | 207120,207126 |  | 2 | 186699 |  | New Construction | First Floor | 0.000000 | F | 209258 | 123682 | 133114 | Basic Wall:Interior - Partition (92mm Stud) | 0 | Basic Wall:Interior - Partition (92mm Stud):128360 | Size | 187005 | 193829,193830,193831,193832,193833,193834,209244,209245,209246,209247 | Manufacturer | -0.102000 | 3Egy$LBd99weR14rW4br8v | 1 | Basic Wall:Interior - Partition (92mm Stud):186699 |  | InstallationDate | 1220 | WarrantyGuarantorLabor | F | ModelLabel | F | WarrantyDescription | F | F | ProductionYear | 0.000000 | F | 4.468000 | T | 0.000000 | Up to level: Second Floor | Finish | 2 | 14.485256 | SerialNumber | WarrantyStartDate | BarCode | AssetIdentifier | Features | TagNumber | 0 | 3.437500 | 1.796172 | 0 | 0.124000 | 0 | WarrantyDurationParts | AccessibilityPerformance | CodePerformance | Color | Constituents | Grade | Material | ModelReference | NominalHeight | NominalLength | Shape | SustainabilityPerformance | WarrantyDurationLabor | FIXED | WarrantyGuarantorParts | ExpectedLife | ReplacementCost | NominalWidth | 23-25 40 11 11 11 | Metal-Framed Gypsum Board Fixed Partitions | 188488,188803
1221 | First Floor | 207148 |  | 0 | 187569 |  | New Construction | First Floor | 0.000000 | F | 209258 | 123687 | 133121 | Basic Wall:Interior - Furring (152 mm Stud) | 0 | Basic Wall:Interior - Furring (152 mm Stud):138413 | Size | 187012 | 193871,193872,193873,193874,193875,193876,209191,209192,209193,209194 | Manufacturer | -0.102000 | 3Egy$LBd99weR14rW4brV3 | 1 | Basic Wall:Interior - Furring (152 mm Stud):187569 |  | InstallationDate | 1221 | WarrantyGuarantorLabor | F | ModelLabel | F | WarrantyDescription | F | F | ProductionYear | 0.000000 | F | 4.468000 | T | 0.000000 | Up to level: Second Floor | Finish | 0 | 9.059317 | SerialNumber | WarrantyStartDate | BarCode | AssetIdentifier | Features | TagNumber | 0 | 2.173600 | 1.521965 | 0 | 0.168000 | 0 | WarrantyDurationParts | AccessibilityPerformance | CodePerformance | Color | Constituents | Grade | Material | ModelReference | NominalHeight | NominalLength | Shape | SustainabilityPerformance | WarrantyDurationLabor | FIXED | WarrantyGuarantorParts | ExpectedLife | ReplacementCost | NominalWidth | 23-25 40 11 11 11 | Metal-Framed Gypsum Board Fixed Partitions | 188933,189425,189535
1222 | First Floor | 207158,207164 |  | 2 | 187793 |  | New Construction | First Floor | 0.000000 | F | 209258 | 123690 | 133124 | Basic Wall:Interior - Partition (92mm Stud) | 0 | Basic Wall:Interior - Partition (92mm Stud):128360 | Size | 187015 | 193889,193890,193891,193892,193893,193894,209244,209245,209246,209247 | Manufacturer | -0.102000 | 3Egy$LBd99weR14rW4brRZ | 1 | Basic Wall:Interior - Partition (92mm Stud):187793 |  | InstallationDate | 1222 | WarrantyGuarantorLabor | F | ModelLabel | F | WarrantyDescription | F | F | ProductionYear | 0.000000 | F | 4.468000 | T | 0.000000 | Up to level: Second Floor | Finish | 2 | 14.306536 | SerialNumber | WarrantyStartDate | BarCode | AssetIdentifier | Features | TagNumber | 0 | 3.326000 | 1.774010 | 0 | 0.124000 | 0 | WarrantyDurationParts | AccessibilityPerformance | CodePerformance | Color | Constituents | Grade | Material | ModelReference | NominalHeight | NominalLength | Shape | SustainabilityPerformance | WarrantyDurationLabor | FIXED | WarrantyGuarantorParts | ExpectedLife | ReplacementCost | NominalWidth | 23-25 40 11 11 11 | Metal-Framed Gypsum Board Fixed Partitions | 188496,188805
1223 | First Floor | 207168,207246 | 188026,188336 | 2 | 187906 |  | New Construction | First Floor | 0.000000 | F | 209258 | 123691 | 133125 | Basic Wall:Interior - Partition (92mm Stud) | 0 | Basic Wall:Interior - Partition (92mm Stud):128360 | Size | 187016 | 193895,193896,193897,193898,193899,193900,209244,209245,209246,209247 | Manufacturer | -0.102000 | 3Egy$LBd99weR14rW4brLm | 1 | Basic Wall:Interior - Partition (92mm Stud):187906 |  | InstallationDate | 1223 | WarrantyGuarantorLabor | F | ModelLabel | F | WarrantyDescription | F | F | ProductionYear | 0.000000 | F | 4.468000 | T | 0.000000 | Up to level: Second Floor | Finish | 2 | 15.801532 | SerialNumber | WarrantyStartDate | BarCode | AssetIdentifier | Features | TagNumber | 0 | 3.660601 | 1.959390 | 0 | 0.124000 | 0 | WarrantyDurationParts | AccessibilityPerformance | CodePerformance | Color | Constituents | Grade | Material | ModelReference | NominalHeight | NominalLength | Shape | SustainabilityPerformance | WarrantyDurationLabor | FIXED | WarrantyGuarantorParts | ExpectedLife | ReplacementCost | NominalWidth | 23-25 40 11 11 11 | Metal-Framed Gypsum Board Fixed Partitions
1224 | First Floor | 207221,207229 |  | 2 | 189772 |  | New Construction | First Floor | 0.000000 | F | 209258 | 123706 | 133143 | Basic Wall:Interior - Partition (92mm Stud) | 0 | Basic Wall:Interior - Partition (92mm Stud):128360 | Size | 187034 | 194003,194004,194005,194006,194007,194008,209244,209245,209246,209247 | Manufacturer | -0.102000 | 3Egy$LBd99weR14rW4bsu_ | 1 | Basic Wall:Interior - Partition (92mm Stud):189772 |  | InstallationDate | 1224 | WarrantyGuarantorLabor | F | ModelLabel | F | WarrantyDescription | F | F | ProductionYear | 0.000000 | F | 4.468000 | T | 0.000000 | Up to level: Second Floor | Finish | 2 | 12.925924 | SerialNumber | WarrantyStartDate | BarCode | AssetIdentifier | Features | TagNumber | 0 | 3.088500 | 1.602815 | 0 | 0.124000 | 0 | WarrantyDurationParts | AccessibilityPerformance | CodePerformance | Color | Constituents | Grade | Material | ModelReference | NominalHeight | NominalLength | Shape | SustainabilityPerformance | WarrantyDurationLabor | FIXED | WarrantyGuarantorParts | ExpectedLife | ReplacementCost | NominalWidth | 23-25 40 11 11 11 | Metal-Framed Gypsum Board Fixed Partitions | 188150,188497
1270 | First Floor |  |  | 2 | 270507 |  | New Construction | First Floor | 0.000000 | F | 209258 | 124409 | 133666 | Basic Wall:Interior - Partition (92mm Stud) | 0 | Basic Wall:Interior - Partition (92mm Stud):128360 | Size | 187375 | 197791,197792,197793,197794,197795,197796,209244,209245,209246,209247 | Manufacturer | -0.102000 | 2_TmT90dD0x8tJSTjyTcgj | 1 | Basic Wall:Interior - Partition (92mm Stud):270507 |  | InstallationDate | 1270 | WarrantyGuarantorLabor | F | ModelLabel | F | WarrantyDescription | F | F | ProductionYear | 2.500000 | F | 1.968000 | T | 0.000000 | Up to level: Second Floor | Finish | 2 | 1.932576 | SerialNumber | WarrantyStartDate | BarCode | AssetIdentifier | Features | TagNumber | 0 | 1.009000 | 0.239639 | 0 | 0.124000 | 0 | WarrantyDurationParts | AccessibilityPerformance | CodePerformance | Color | Constituents | Grade | Material | ModelReference | NominalHeight | NominalLength | Shape | SustainabilityPerformance | WarrantyDurationLabor | FIXED | WarrantyGuarantorParts | ExpectedLife | ReplacementCost | NominalWidth | 23-25 40 11 11 11 | Metal-Framed Gypsum Board Fixed Partitions | 188450,188624,189344,189562
1271 | First Floor |  |  | 2 | 270815 |  | New Construction | First Floor | 0.000000 | F | 209258 | 124411 | 133668 | Basic Wall:Interior - Partition (92mm Stud) | 0 | Basic Wall:Interior - Partition (92mm Stud):128360 | Size | 187377 | 197803,197804,197805,197806,197807,197808,209244,209245,209246,209247 | Manufacturer | -0.102000 | 2_TmT90dD0x8tJSTjyTclP | 1 | Basic Wall:Interior - Partition (92mm Stud):270815 |  | InstallationDate | 1271 | WarrantyGuarantorLabor | F | ModelLabel | F | WarrantyDescription | F | F | ProductionYear | 2.400000 | F | 2.068000 | T | 0.000000 | Up to level: Second Floor | Finish | 2 | 2.512620 | SerialNumber | WarrantyStartDate | BarCode | AssetIdentifier | Features | TagNumber | 0 | 1.215000 | 0.311565 | 0 | 0.124000 | 0 | WarrantyDurationParts | AccessibilityPerformance | CodePerformance | Color | Constituents | Grade | Material | ModelReference | NominalHeight | NominalLength | Shape | SustainabilityPerformance | WarrantyDurationLabor | FIXED | WarrantyGuarantorParts | ExpectedLife | ReplacementCost | NominalWidth | 23-25 40 11 11 11 | Metal-Framed Gypsum Board Fixed Partitions | 188463,188625,189397,190007
1277 | First Floor | 207077 |  | 2 | 349706 |  | New Construction | First Floor | 0.000000 | F | 209258 | 125020 | 133772 | Basic Wall:Interior - Partition (92mm Stud) | 0 | Basic Wall:Interior - Partition (92mm Stud):128360 | Size | 187562 | 200135,200136,200137,200138,200139,200140,209244,209245,209246,209247 | Manufacturer | -0.102000 | 0tIhQ6hmz02e5gznEed7vL | 1 | Basic Wall:Interior - Partition (92mm Stud):349706 |  | InstallationDate | 1277 | WarrantyGuarantorLabor | F | ModelLabel | F | WarrantyDescription | F | F | ProductionYear | 0.000000 | F | 4.468000 | T | 0.000000 | Up to level: Second Floor | Finish | 2 | 28.219888 | SerialNumber | WarrantyStartDate | BarCode | AssetIdentifier | Features | TagNumber | 0 | 6.378000 | 3.499266 | 0 | 0.124000 | 0 | WarrantyDurationParts | AccessibilityPerformance | CodePerformance | Color | Constituents | Grade | Material | ModelReference | NominalHeight | NominalLength | Shape | SustainabilityPerformance | WarrantyDurationLabor | FIXED | WarrantyGuarantorParts | ExpectedLife | ReplacementCost | NominalWidth | 23-25 40 11 11 11 | Metal-Framed Gypsum Board Fixed Partitions | 188738,189295,189601
1278 | First Floor | 206046 | 189136 | 0 | 352170 |  | New Construction | First Floor | 0.000000 | F | 209258 | 125034 | 133786 | Basic Wall:Interior - Furring (38 mm Stud) | 0 | Basic Wall:Interior - Furring (38 mm Stud):128404 | Size | 187570 | 200208,200209,200210,200211,200212,200213,209240,209241,209242,209243 | Manufacturer | 3.000000 | 0tIhQ6hmz02e5gznEed7Vr | 1 | Basic Wall:Interior - Furring (38 mm Stud):352170 |  | InstallationDate | 1278 | WarrantyGuarantorLabor | F | ModelLabel | F | WarrantyDescription | F | F | ProductionYear | 0.000000 | F | 3.000000 | T | 0.000000 | Up to level: First Floor | Finish | 3 | 0.334500 | SerialNumber | WarrantyStartDate | BarCode | AssetIdentifier | Features | TagNumber | 0 | 0.161000 | 0.018063 | 0 | 0.054000 | 0 | WarrantyDurationParts | AccessibilityPerformance | CodePerformance | Color | Constituents | Grade | Material | ModelReference | NominalHeight | NominalLength | Shape | SustainabilityPerformance | WarrantyDurationLabor | FIXED | WarrantyGuarantorParts | ExpectedLife | ReplacementCost | NominalWidth | 23-25 40 11 11 11 | Metal-Framed Gypsum Board Fixed Partitions | 189044,189605
1279 | First Floor | 206023 | 189047,190024 | 0 | 352743 |  | New Construction | First Floor | 0.000000 | F | 209258 | 125040 | 133792 | Basic Wall:Interior - Furring (38 mm Stud) | 0 | Basic Wall:Interior - Furring (38 mm Stud):128404 | Size | 187576 | 200244,200245,200246,200247,200248,200249,209240,209241,209242,209243 | Manufacturer | 2.500000 | 0tIhQ6hmz02e5gznEed4cu | 1 | Basic Wall:Interior - Furring (38 mm Stud):352743 |  | InstallationDate | 1279 | WarrantyGuarantorLabor | F | ModelLabel | F | WarrantyDescription | F | F | ProductionYear | 0.000000 | F | 2.500000 | T | 0.000000 | Up to level: First Floor | Finish | 3 | 2.165000 | SerialNumber | WarrantyStartDate | BarCode | AssetIdentifier | Features | TagNumber | 0 | 0.866000 | 0.116910 | 0 | 0.054000 | 0 | WarrantyDurationParts | AccessibilityPerformance | CodePerformance | Color | Constituents | Grade | Material | ModelReference | NominalHeight | NominalLength | Shape | SustainabilityPerformance | WarrantyDurationLabor | FIXED | WarrantyGuarantorParts | ExpectedLife | ReplacementCost | NominalWidth | 23-25 40 11 11 11 | Metal-Framed Gypsum Board Fixed Partitions | 189046
1280 | First Floor | 206021 | 188573,189610 | 0 | 352744 |  | New Construction | First Floor | 0.000000 | F | 209258 | 125041 | 133793 | Basic Wall:Interior - Furring (38 mm Stud) | 0 | Basic Wall:Interior - Furring (38 mm Stud):128404 | Size | 187577 | 200250,200251,200252,200253,200254,200255,209240,209241,209242,209243 | Manufacturer | 2.500000 | 0tIhQ6hmz02e5gznEed4ct | 1 | Basic Wall:Interior - Furring (38 mm Stud):352744 |  | InstallationDate | 1280 | WarrantyGuarantorLabor | F | ModelLabel | F | WarrantyDescription | F | F | ProductionYear | 0.000000 | F | 2.500000 | T | 0.000000 | Up to level: First Floor | Finish | 3 | 1.150000 | SerialNumber | WarrantyStartDate | BarCode | AssetIdentifier | Features | TagNumber | 0 | 0.495000 | 0.062100 | 0 | 0.054000 | 0 | WarrantyDurationParts | AccessibilityPerformance | CodePerformance | Color | Constituents | Grade | Material | ModelReference | NominalHeight | NominalLength | Shape | SustainabilityPerformance | WarrantyDurationLabor | FIXED | WarrantyGuarantorParts | ExpectedLife | ReplacementCost | NominalWidth | 23-25 40 11 11 11 | Metal-Framed Gypsum Board Fixed Partitions | 188566
1281 | First Floor | 206020,207525 | 189613 | 0 | 352888 |  | New Construction | First Floor | 0.000000 | F | 209258 | 125047 | 133799 | Basic Wall:Interior - Furring (38 mm Stud) | 0 | Basic Wall:Interior - Furring (38 mm Stud):128404 | Size | 187583 | 200286,200287,200288,200289,200290,200291,209240,209241,209242,209243 | Manufacturer | -0.102000 | 0tIhQ6hmz02e5gznEed4ed | 1 | Basic Wall:Interior - Furring (38 mm Stud):352888 |  | InstallationDate | 1281 | WarrantyGuarantorLabor | F | ModelLabel | F | WarrantyDescription | F | F | ProductionYear | 0.000000 | F | 4.468000 | T | 0.000000 | Up to level: Second Floor | Finish | 3 | 1.814008 | SerialNumber | WarrantyStartDate | BarCode | AssetIdentifier | Features | TagNumber | 0 | 0.406000 | 0.097956 | 0 | 0.054000 | 0 | WarrantyDurationParts | AccessibilityPerformance | CodePerformance | Color | Constituents | Grade | Material | ModelReference | NominalHeight | NominalLength | Shape | SustainabilityPerformance | WarrantyDurationLabor | FIXED | WarrantyGuarantorParts | ExpectedLife | ReplacementCost | NominalWidth | 23-25 40 11 11 11 | Metal-Framed Gypsum Board Fixed Partitions | 189612
1282 | First Floor | 207524 |  | 0 | 352932 |  | New Construction | First Floor | 0.000000 | F | 209258 | 125048 | 133800 | Basic Wall:Interior - Furring (38 mm Stud) | 0 | Basic Wall:Interior - Furring (38 mm Stud):128404 | Size | 187584 | 200292,200293,200294,200295,200296,200297,209240,209241,209242,209243 | Manufacturer | -0.102000 | 0tIhQ6hmz02e5gznEed4hx | 1 | Basic Wall:Interior - Furring (38 mm Stud):352932 |  | InstallationDate | 1282 | WarrantyGuarantorLabor | F | ModelLabel | F | WarrantyDescription | F | F | ProductionYear | 0.000000 | F | 4.468000 | T | 0.000000 | Up to level: Second Floor | Finish | 3 | 0.486448 | SerialNumber | WarrantyStartDate | BarCode | AssetIdentifier | Features | TagNumber | 0 | 0.232874 | 0.026268 | 0 | 0.054000 | 0 | WarrantyDurationParts | AccessibilityPerformance | CodePerformance | Color | Constituents | Grade | Material | ModelReference | NominalHeight | NominalLength | Shape | SustainabilityPerformance | WarrantyDurationLabor | FIXED | WarrantyGuarantorParts | ExpectedLife | ReplacementCost | NominalWidth | 23-25 40 11 11 11 | Metal-Framed Gypsum Board Fixed Partitions | 189050,189613,190024
1283 | First Floor | 206000 | 188574,189060,189617 | 0 | 353216 |  | New Construction | First Floor | 0.000000 | F | 209258 | 125052 | 133804 | Basic Wall:Interior - Furring (38 mm Stud) | 0 | Basic Wall:Interior - Furring (38 mm Stud):128404 | Size | 187588 | 200316,200317,200318,200319,200320,200321,209240,209241,209242,209243 | Manufacturer | -0.102000 | 0tIhQ6hmz02e5gznEed4kV | 1 | Basic Wall:Interior - Furring (38 mm Stud):353216 |  | InstallationDate | 1283 | WarrantyGuarantorLabor | F | ModelLabel | F | WarrantyDescription | F | F | ProductionYear | 0.000000 | F | 4.468000 | T | 0.000000 | Up to level: Second Floor | Finish | 3 | 2.055280 | SerialNumber | WarrantyStartDate | BarCode | AssetIdentifier | Features | TagNumber | 0 | 0.406000 | 0.110985 | 0 | 0.054000 | 0 | WarrantyDurationParts | AccessibilityPerformance | CodePerformance | Color | Constituents | Grade | Material | ModelReference | NominalHeight | NominalLength | Shape | SustainabilityPerformance | WarrantyDurationLabor | FIXED | WarrantyGuarantorParts | ExpectedLife | ReplacementCost | NominalWidth | 23-25 40 11 11 11 | Metal-Framed Gypsum Board Fixed Partitions
1284 | First Floor | 206268 | 188671,189623 | 0 | 353610 |  | New Construction | First Floor | 0.000000 | F | 209258 | 125060 | 133812 | Basic Wall:Interior - Furring (38 mm Stud) | 0 | Basic Wall:Interior - Furring (38 mm Stud):128404 | Size | 187596 | 200364,200365,200366,200367,200368,200369,209240,209241,209242,209243 | Manufacturer | 3.000000 | 0tIhQ6hmz02e5gznEed4qL | 1 | Basic Wall:Interior - Furring (38 mm Stud):353610 |  | InstallationDate | 1284 | WarrantyGuarantorLabor | F | ModelLabel | F | WarrantyDescription | F | F | ProductionYear | 0.000000 | F | 3.000000 | T | 0.000000 | Up to level: First Floor | Finish | 3 | 0.556500 | SerialNumber | WarrantyStartDate | BarCode | AssetIdentifier | Features | TagNumber | 0 | 0.181000 | 0.030051 | 0 | 0.054000 | 0 | WarrantyDurationParts | AccessibilityPerformance | CodePerformance | Color | Constituents | Grade | Material | ModelReference | NominalHeight | NominalLength | Shape | SustainabilityPerformance | WarrantyDurationLabor | FIXED | WarrantyGuarantorParts | ExpectedLife | ReplacementCost | NominalWidth | 23-25 40 11 11 11 | Metal-Framed Gypsum Board Fixed Partitions | 189622
1285 | First Floor | 206267 | 189682 | 0 | 353642 |  | New Construction | First Floor | 0.000000 | F | 209258 | 125061 | 133813 | Basic Wall:Interior - Furring (38 mm Stud) | 0 | Basic Wall:Interior - Furring (38 mm Stud):128404 | Size | 187597 | 200370,200371,200372,200373,200374,200375,209240,209241,209242,209243 | Manufacturer | 3.000000 | 0tIhQ6hmz02e5gznEed4qr | 1 | Basic Wall:Interior - Furring (38 mm Stud):353642 |  | InstallationDate | 1285 | WarrantyGuarantorLabor | F | ModelLabel | F | WarrantyDescription | F | F | ProductionYear | 0.000000 | F | 3.000000 | T | 0.000000 | Up to level: First Floor | Finish | 3 | 1.380000 | SerialNumber | WarrantyStartDate | BarCode | AssetIdentifier | Features | TagNumber | 0 | 0.495000 | 0.074520 | 0 | 0.054000 | 0 | WarrantyDurationParts | AccessibilityPerformance | CodePerformance | Color | Constituents | Grade | Material | ModelReference | NominalHeight | NominalLength | Shape | SustainabilityPerformance | WarrantyDurationLabor | FIXED | WarrantyGuarantorParts | ExpectedLife | ReplacementCost | NominalWidth | 23-25 40 11 11 11 | Metal-Framed Gypsum Board Fixed Partitions | 189623,190028
1286 | First Floor | 206758,206759 |  | 0 | 354284 |  | New Construction | First Floor | 0.000000 | F | 209258 | 125068 | 133820 | Basic Wall:Interior - Furring (38 mm Stud) | 0 | Basic Wall:Interior - Furring (38 mm Stud):128404 | Size | 187604 | 200412,200413,200414,200415,200416,200417,209240,209241,209242,209243 | Manufacturer | -0.102000 | 0tIhQ6hmz02e5gznEed4_p | 1 | Basic Wall:Interior - Furring (38 mm Stud):354284 |  | InstallationDate | 1286 | WarrantyGuarantorLabor | F | ModelLabel | F | WarrantyDescription | F | F | ProductionYear | 0.000000 | F | 4.468000 | T | 0.000000 | Up to level: Second Floor | Finish | 3 | 2.528888 | SerialNumber | WarrantyStartDate | BarCode | AssetIdentifier | Features | TagNumber | 0 | 0.655000 | 0.136560 | 0 | 0.054000 | 0 | WarrantyDurationParts | AccessibilityPerformance | CodePerformance | Color | Constituents | Grade | Material | ModelReference | NominalHeight | NominalLength | Shape | SustainabilityPerformance | WarrantyDurationLabor | FIXED | WarrantyGuarantorParts | ExpectedLife | ReplacementCost | NominalWidth | 23-25 40 11 11 11 | Metal-Framed Gypsum Board Fixed Partitions | 188748,189676
1287 | First Floor | 206776 | 189677 | 0 | 354322 |  | New Construction | First Floor | 0.000000 | F | 209258 | 125069 | 133821 | Basic Wall:Interior - Furring (38 mm Stud) | 0 | Basic Wall:Interior - Furring (38 mm Stud):128404 | Size | 187605 | 200418,200419,200420,200421,200422,200423,209240,209241,209242,209243 | Manufacturer | -0.102000 | 0tIhQ6hmz02e5gznEed41D | 1 | Basic Wall:Interior - Furring (38 mm Stud):354322 |  | InstallationDate | 1287 | WarrantyGuarantorLabor | F | ModelLabel | F | WarrantyDescription | F | F | ProductionYear | 0.000000 | F | 4.468000 | T | 0.000000 | Up to level: Second Floor | Finish | 3 | 0.848920 | SerialNumber | WarrantyStartDate | BarCode | AssetIdentifier | Features | TagNumber | 0 | 0.225000 | 0.045842 | 0 | 0.054000 | 0 | WarrantyDurationParts | AccessibilityPerformance | CodePerformance | Color | Constituents | Grade | Material | ModelReference | NominalHeight | NominalLength | Shape | SustainabilityPerformance | WarrantyDurationLabor | FIXED | WarrantyGuarantorParts | ExpectedLife | ReplacementCost | NominalWidth | 23-25 40 11 11 11 | Metal-Framed Gypsum Board Fixed Partitions | 188428,188972
1288 | First Floor | 206003 | 188879,189679 | 0 | 354790 |  | New Construction | First Floor | 0.000000 | F | 209258 | 125072 | 133825 | Basic Wall:Interior - Furring (38 mm Stud) | 0 | Basic Wall:Interior - Furring (38 mm Stud):128404 | Size | 187609 | 200442,200443,200444,200445,200446,200447,209240,209241,209242,209243 | Manufacturer | -0.102000 | 0tIhQ6hmz02e5gznEed46v | 1 | Basic Wall:Interior - Furring (38 mm Stud):354790 |  | InstallationDate | 1288 | WarrantyGuarantorLabor | F | ModelLabel | F | WarrantyDescription | F | F | ProductionYear | 0.000000 | F | 4.468000 | T | 0.000000 | Up to level: Second Floor | Finish | 3 | 1.814008 | SerialNumber | WarrantyStartDate | BarCode | AssetIdentifier | Features | TagNumber | 0 | 0.406000 | 0.097956 | 0 | 0.054000 | 0 | WarrantyDurationParts | AccessibilityPerformance | CodePerformance | Color | Constituents | Grade | Material | ModelReference | NominalHeight | NominalLength | Shape | SustainabilityPerformance | WarrantyDurationLabor | FIXED | WarrantyGuarantorParts | ExpectedLife | ReplacementCost | NominalWidth | 23-25 40 11 11 11 | Metal-Framed Gypsum Board Fixed Partitions | 189678
1289 | First Floor | 206826 |  | 0 | 355029 |  | New Construction | First Floor | 0.000000 | F | 209258 | 125075 | 133828 | Basic Wall:Interior - Furring (38 mm Stud) | 0 | Basic Wall:Interior - Furring (38 mm Stud):128404 | Size | 187612 | 200460,200461,200462,200463,200464,200465,209240,209241,209242,209243 | Manufacturer | -0.102000 | 0tIhQ6hmz02e5gznEed4AA | 1 | Basic Wall:Interior - Furring (38 mm Stud):355029 |  | InstallationDate | 1289 | WarrantyGuarantorLabor | F | ModelLabel | F | WarrantyDescription | F | F | ProductionYear | 0.000000 | F | 4.468000 | T | 0.000000 | Up to level: Second Floor | Finish | 3 | 4.829908 | SerialNumber | WarrantyStartDate | BarCode | AssetIdentifier | Features | TagNumber | 0 | 1.192000 | 0.260815 | 0 | 0.054000 | 0 | WarrantyDurationParts | AccessibilityPerformance | CodePerformance | Color | Constituents | Grade | Material | ModelReference | NominalHeight | NominalLength | Shape | SustainabilityPerformance | WarrantyDurationLabor | FIXED | WarrantyGuarantorParts | ExpectedLife | ReplacementCost | NominalWidth | 23-25 40 11 11 11 | Metal-Framed Gypsum Board Fixed Partitions | 188422,188974,189060
1290 | First Floor | 206732 | 189064,189685 | 0 | 355549 |  | New Construction | First Floor | 0.000000 | F | 209258 | 125079 | 133833 | Basic Wall:Interior - Furring (38 mm Stud) | 0 | Basic Wall:Interior - Furring (38 mm Stud):128404 | Size | 187616 | 200489,200490,200491,200492,200493,200494,209240,209241,209242,209243 | Manufacturer | -0.102000 | 0tIhQ6hmz02e5gznEed4I2 | 1 | Basic Wall:Interior - Furring (38 mm Stud):355549 |  | InstallationDate | 1290 | WarrantyGuarantorLabor | F | ModelLabel | F | WarrantyDescription | F | F | ProductionYear | 0.000000 | F | 4.468000 | T | 0.000000 | Up to level: Second Floor | Finish | 3 | 1.814008 | SerialNumber | WarrantyStartDate | BarCode | AssetIdentifier | Features | TagNumber | 0 | 0.406000 | 0.097956 | 0 | 0.054000 | 0 | WarrantyDurationParts | AccessibilityPerformance | CodePerformance | Color | Constituents | Grade | Material | ModelReference | NominalHeight | NominalLength | Shape | SustainabilityPerformance | WarrantyDurationLabor | FIXED | WarrantyGuarantorParts | ExpectedLife | ReplacementCost | NominalWidth | 23-25 40 11 11 11 | Metal-Framed Gypsum Board Fixed Partitions | 189684
1291 | First Floor | 206698 | 189715 | 0 | 356128 |  | New Construction | First Floor | 0.000000 | F | 209258 | 125087 | 133842 | Basic Wall:Interior - Furring (38 mm Stud) | 0 | Basic Wall:Interior - Furring (38 mm Stud):128404 | Size | 187625 | 200543,200544,200545,200546,200547,200548,209240,209241,209242,209243 | Manufacturer | -0.102000 | 0tIhQ6hmz02e5gznEed4T$ | 1 | Basic Wall:Interior - Furring (38 mm Stud):356128 |  | InstallationDate | 1291 | WarrantyGuarantorLabor | F | ModelLabel | F | WarrantyDescription | F | F | ProductionYear | 0.000000 | F | 4.468000 | T | 0.000000 | Up to level: Second Floor | Finish | 3 | 1.259976 | SerialNumber | WarrantyStartDate | BarCode | AssetIdentifier | Features | TagNumber | 0 | 0.406000 | 0.068039 | 0 | 0.054000 | 0 | WarrantyDurationParts | AccessibilityPerformance | CodePerformance | Color | Constituents | Grade | Material | ModelReference | NominalHeight | NominalLength | Shape | SustainabilityPerformance | WarrantyDurationLabor | FIXED | WarrantyGuarantorParts | ExpectedLife | ReplacementCost | NominalWidth | 23-25 40 11 11 11 | Metal-Framed Gypsum Board Fixed Partitions | 189068,189714
1292 | First Floor | 206687 | 189717 | 0 | 356839 |  | New Construction | First Floor | 0.000000 | F | 209258 | 125091 | 133845 | Basic Wall:Interior - Furring (38 mm Stud) | 0 | Basic Wall:Interior - Furring (38 mm Stud):128404 | Size | 187628 | 200572,200573,200574,200575,200576,200577,209240,209241,209242,209243 | Manufacturer | -0.102000 | 0tIhQ6hmz02e5gznEed5cu | 1 | Basic Wall:Interior - Furring (38 mm Stud):356839 |  | InstallationDate | 1292 | WarrantyGuarantorLabor | F | ModelLabel | F | WarrantyDescription | F | F | ProductionYear | 0.000000 | F | 4.468000 | T | 0.000000 | Up to level: Second Floor | Finish | 3 | 1.532524 | SerialNumber | WarrantyStartDate | BarCode | AssetIdentifier | Features | TagNumber | 0 | 0.449500 | 0.082756 | 0 | 0.054000 | 0 | WarrantyDurationParts | AccessibilityPerformance | CodePerformance | Color | Constituents | Grade | Material | ModelReference | NominalHeight | NominalLength | Shape | SustainabilityPerformance | WarrantyDurationLabor | FIXED | WarrantyGuarantorParts | ExpectedLife | ReplacementCost | NominalWidth | 23-25 40 11 11 11 | Metal-Framed Gypsum Board Fixed Partitions | 188562,190034
1293 | First Floor | 206669 | 189718 | 0 | 356864 |  | New Construction | First Floor | 0.000000 | F | 209258 | 125092 | 133846 | Basic Wall:Interior - Furring (38 mm Stud) | 0 | Basic Wall:Interior - Furring (38 mm Stud):128404 | Size | 187629 | 200578,200579,200580,200581,200582,200583,209240,209241,209242,209243 | Manufacturer | -0.102000 | 0tIhQ6hmz02e5gznEed5fV | 1 | Basic Wall:Interior - Furring (38 mm Stud):356864 |  | InstallationDate | 1293 | WarrantyGuarantorLabor | F | ModelLabel | F | WarrantyDescription | F | F | ProductionYear | 0.000000 | F | 4.468000 | T | 0.000000 | Up to level: Second Floor | Finish | 3 | 1.814008 | SerialNumber | WarrantyStartDate | BarCode | AssetIdentifier | Features | TagNumber | 0 | 0.406000 | 0.097956 | 0 | 0.054000 | 0 | WarrantyDurationParts | AccessibilityPerformance | CodePerformance | Color | Constituents | Grade | Material | ModelReference | NominalHeight | NominalLength | Shape | SustainabilityPerformance | WarrantyDurationLabor | FIXED | WarrantyGuarantorParts | ExpectedLife | ReplacementCost | NominalWidth | 23-25 40 11 11 11 | Metal-Framed Gypsum Board Fixed Partitions | 189716,189717
1294 | First Floor | 206673 | 189720 | 0 | 356984 |  | New Construction | First Floor | 0.000000 | F | 209258 | 125095 | 133849 | Basic Wall:Interior - Furring (38 mm Stud) | 0 | Basic Wall:Interior - Furring (38 mm Stud):128404 | Size | 187632 | 200596,200597,200598,200599,200600,200601,209240,209241,209242,209243 | Manufacturer | -0.102000 | 0tIhQ6hmz02e5gznEed5ed | 1 | Basic Wall:Interior - Furring (38 mm Stud):356984 |  | InstallationDate | 1294 | WarrantyGuarantorLabor | F | ModelLabel | F | WarrantyDescription | F | F | ProductionYear | 0.000000 | F | 4.468000 | T | 0.000000 | Up to level: Second Floor | Finish | 3 | 1.259976 | SerialNumber | WarrantyStartDate | BarCode | AssetIdentifier | Features | TagNumber | 0 | 0.406000 | 0.068039 | 0 | 0.054000 | 0 | WarrantyDurationParts | AccessibilityPerformance | CodePerformance | Color | Constituents | Grade | Material | ModelReference | NominalHeight | NominalLength | Shape | SustainabilityPerformance | WarrantyDurationLabor | FIXED | WarrantyGuarantorParts | ExpectedLife | ReplacementCost | NominalWidth | 23-25 40 11 11 11 | Metal-Framed Gypsum Board Fixed Partitions | 189069,189719
1295 | First Floor | 206284 | 189124,189125,189732 | 0 | 358564 |  | New Construction | First Floor | 0.000000 | F | 209258 | 125111 | 133864 | Basic Wall:Interior - Furring (38 mm Stud) | 0 | Basic Wall:Interior - Furring (38 mm Stud):128404 | Size | 187646 | 200680,200681,200682,200683,200684,200685,209240,209241,209242,209243 | Manufacturer | 3.000000 | 0tIhQ6hmz02e5gznEed53x | 1 | Basic Wall:Interior - Furring (38 mm Stud):358564 |  | InstallationDate | 1295 | WarrantyGuarantorLabor | F | ModelLabel | F | WarrantyDescription | F | F | ProductionYear | 0.000000 | F | 3.000000 | T | 0.000000 | Up to level: First Floor | Finish | 3 | 0.556500 | SerialNumber | WarrantyStartDate | BarCode | AssetIdentifier | Features | TagNumber | 0 | 0.181000 | 0.030051 | 0 | 0.054000 | 0 | WarrantyDurationParts | AccessibilityPerformance | CodePerformance | Color | Constituents | Grade | Material | ModelReference | NominalHeight | NominalLength | Shape | SustainabilityPerformance | WarrantyDurationLabor | FIXED | WarrantyGuarantorParts | ExpectedLife | ReplacementCost | NominalWidth | 23-25 40 11 11 11 | Metal-Framed Gypsum Board Fixed Partitions
1296 | First Floor | 206053 |  | 0 | 358815 |  | New Construction | First Floor | 0.000000 | F | 209258 | 125117 | 133870 | Basic Wall:Interior - Furring (38 mm Stud) | 0 | Basic Wall:Interior - Furring (38 mm Stud):128404 | Size | 187652 | 200710,200711,200712,200713,200714,200715,209240,209241,209242,209243 | Manufacturer | -0.102000 | 0tIhQ6hmz02e5gznEed570 | 1 | Basic Wall:Interior - Furring (38 mm Stud):358815 |  | InstallationDate | 1296 | WarrantyGuarantorLabor | F | ModelLabel | F | WarrantyDescription | F | F | ProductionYear | 0.000000 | F | 4.468000 | T | 0.000000 | Up to level: Second Floor | Finish | 3 | 1.313112 | SerialNumber | WarrantyStartDate | BarCode | AssetIdentifier | Features | TagNumber | 0 | 0.371000 | 0.070908 | 0 | 0.054000 | 0 | WarrantyDurationParts | AccessibilityPerformance | CodePerformance | Color | Constituents | Grade | Material | ModelReference | NominalHeight | NominalLength | Shape | SustainabilityPerformance | WarrantyDurationLabor | FIXED | WarrantyGuarantorParts | ExpectedLife | ReplacementCost | NominalWidth | 23-25 40 11 11 11 | Metal-Framed Gypsum Board Fixed Partitions | 188644,188717,189736
1297 | First Floor | 205981 | 189128,189749 | 0 | 360629 |  | New Construction | First Floor | 0.000000 | F | 209258 | 125131 | 133882 | Basic Wall:Interior - Furring (38 mm Stud) | 0 | Basic Wall:Interior - Furring (38 mm Stud):128404 | Size | 187664 | 200792,200793,200794,200795,200796,200797,209240,209241,209242,209243 | Manufacturer | 3.000000 | 0tIhQ6hmz02e5gznEedAZg | 1 | Basic Wall:Interior - Furring (38 mm Stud):360629 |  | InstallationDate | 1297 | WarrantyGuarantorLabor | F | ModelLabel | F | WarrantyDescription | F | F | ProductionYear | 0.000000 | F | 3.000000 | T | 0.000000 | Up to level: First Floor | Finish | 3 | 0.496500 | SerialNumber | WarrantyStartDate | BarCode | AssetIdentifier | Features | TagNumber | 0 | 0.161000 | 0.026811 | 0 | 0.054000 | 0 | WarrantyDurationParts | AccessibilityPerformance | CodePerformance | Color | Constituents | Grade | Material | ModelReference | NominalHeight | NominalLength | Shape | SustainabilityPerformance | WarrantyDurationLabor | FIXED | WarrantyGuarantorParts | ExpectedLife | ReplacementCost | NominalWidth | 23-25 40 11 11 11 | Metal-Framed Gypsum Board Fixed Partitions | 189748
1298 | First Floor | 205976 | 189754,189853 | 0 | 360852 |  | New Construction | First Floor | 0.000000 | F | 209258 | 125136 | 133887 | Basic Wall:Interior - Furring (38 mm Stud) | 0 | Basic Wall:Interior - Furring (38 mm Stud):128404 | Size | 187669 | 200822,200823,200824,200825,200826,200827,209240,209241,209242,209243 | Manufacturer | 3.000000 | 0tIhQ6hmz02e5gznEedAdB | 1 | Basic Wall:Interior - Furring (38 mm Stud):360852 |  | InstallationDate | 1298 | WarrantyGuarantorLabor | F | ModelLabel | F | WarrantyDescription | F | F | ProductionYear | 0.000000 | F | 3.000000 | T | 0.000000 | Up to level: First Floor | Finish | 3 | 0.469500 | SerialNumber | WarrantyStartDate | BarCode | AssetIdentifier | Features | TagNumber | 0 | 0.161000 | 0.025353 | 0 | 0.054000 | 0 | WarrantyDurationParts | AccessibilityPerformance | CodePerformance | Color | Constituents | Grade | Material | ModelReference | NominalHeight | NominalLength | Shape | SustainabilityPerformance | WarrantyDurationLabor | FIXED | WarrantyGuarantorParts | ExpectedLife | ReplacementCost | NominalWidth | 23-25 40 11 11 11 | Metal-Framed Gypsum Board Fixed Partitions | 189753
1299 | First Floor | 205975 | 188669 | 0 | 360853 |  | New Construction | First Floor | 0.000000 | F | 209258 | 125137 | 133888 | Basic Wall:Interior - Furring (38 mm Stud) | 0 | Basic Wall:Interior - Furring (38 mm Stud):128404 | Size | 187670 | 200828,200829,200830,200831,200832,200833,209240,209241,209242,209243 | Manufacturer | 2.500000 | 0tIhQ6hmz02e5gznEedAdA | 1 | Basic Wall:Interior - Furring (38 mm Stud):360853 |  | InstallationDate | 1299 | WarrantyGuarantorLabor | F | ModelLabel | F | WarrantyDescription | F | F | ProductionYear | 0.000000 | F | 2.500000 | T | 0.000000 | Up to level: First Floor | Finish | 3 | 1.015000 | SerialNumber | WarrantyStartDate | BarCode | AssetIdentifier | Features | TagNumber | 0 | 0.495000 | 0.054810 | 0 | 0.054000 | 0 | WarrantyDurationParts | AccessibilityPerformance | CodePerformance | Color | Constituents | Grade | Material | ModelReference | NominalHeight | NominalLength | Shape | SustainabilityPerformance | WarrantyDurationLabor | FIXED | WarrantyGuarantorParts | ExpectedLife | ReplacementCost | NominalWidth | 23-25 40 11 11 11 | Metal-Framed Gypsum Board Fixed Partitions | 188770,189754
1300 | First Floor | 205971 | 189755,190078 | 0 | 360864 |  | New Construction | First Floor | 0.000000 | F | 209258 | 125138 | 133889 | Basic Wall:Interior - Furring (38 mm Stud) | 0 | Basic Wall:Interior - Furring (38 mm Stud):128404 | Size | 187671 | 200834,200835,200836,200837,200838,200839,209240,209241,209242,209243 | Manufacturer | 2.500000 | 0tIhQ6hmz02e5gznEedAd$ | 1 | Basic Wall:Interior - Furring (38 mm Stud):360864 |  | InstallationDate | 1300 | WarrantyGuarantorLabor | F | ModelLabel | F | WarrantyDescription | F | F | ProductionYear | 0.000000 | F | 2.500000 | T | 0.000000 | Up to level: First Floor | Finish | 3 | 1.150000 | SerialNumber | WarrantyStartDate | BarCode | AssetIdentifier | Features | TagNumber | 0 | 0.495000 | 0.062100 | 0 | 0.054000 | 0 | WarrantyDurationParts | AccessibilityPerformance | CodePerformance | Color | Constituents | Grade | Material | ModelReference | NominalHeight | NominalLength | Shape | SustainabilityPerformance | WarrantyDurationLabor | FIXED | WarrantyGuarantorParts | ExpectedLife | ReplacementCost | NominalWidth | 23-25 40 11 11 11 | Metal-Framed Gypsum Board Fixed Partitions | 188447
1301 | First Floor | 205970 | 189129,189756 | 0 | 360865 |  | New Construction | First Floor | 0.000000 | F | 209258 | 125139 | 133890 | Basic Wall:Interior - Furring (38 mm Stud) | 0 | Basic Wall:Interior - Furring (38 mm Stud):128404 | Size | 187672 | 200840,200841,200842,200843,200844,200845,209240,209241,209242,209243 | Manufacturer | 3.000000 | 0tIhQ6hmz02e5gznEedAd_ | 1 | Basic Wall:Interior - Furring (38 mm Stud):360865 |  | InstallationDate | 1301 | WarrantyGuarantorLabor | F | ModelLabel | F | WarrantyDescription | F | F | ProductionYear | 0.000000 | F | 3.000000 | T | 0.000000 | Up to level: First Floor | Finish | 3 | 0.496500 | SerialNumber | WarrantyStartDate | BarCode | AssetIdentifier | Features | TagNumber | 0 | 0.161000 | 0.026811 | 0 | 0.054000 | 0 | WarrantyDurationParts | AccessibilityPerformance | CodePerformance | Color | Constituents | Grade | Material | ModelReference | NominalHeight | NominalLength | Shape | SustainabilityPerformance | WarrantyDurationLabor | FIXED | WarrantyGuarantorParts | ExpectedLife | ReplacementCost | NominalWidth | 23-25 40 11 11 11 | Metal-Framed Gypsum Board Fixed Partitions | 189755
1302 | First Floor | 207617 | 189774,190053 | 0 | 363004 |  | New Construction | First Floor | 0.000000 | F | 209258 | 125165 | 133917 | Basic Wall:Interior - Furring (38 mm Stud) | 0 | Basic Wall:Interior - Furring (38 mm Stud):128404 | Size | 187698 | 201001,201002,201003,201004,201005,201006,209240,209241,209242,209243 | Manufacturer | -0.102000 | 1uDBQ9y7vCyxXlpVEuenFI | 1 | Basic Wall:Interior - Furring (38 mm Stud):363004 |  | InstallationDate | 1302 | WarrantyGuarantorLabor | F | ModelLabel | F | WarrantyDescription | F | F | ProductionYear | 0.000000 | F | 4.468000 | T | 0.000000 | Up to level: Second Floor | Finish | 3 | 1.608480 | SerialNumber | WarrantyStartDate | BarCode | AssetIdentifier | Features | TagNumber | 0 | 0.466500 | 0.086858 | 0 | 0.054000 | 0 | WarrantyDurationParts | AccessibilityPerformance | CodePerformance | Color | Constituents | Grade | Material | ModelReference | NominalHeight | NominalLength | Shape | SustainabilityPerformance | WarrantyDurationLabor | FIXED | WarrantyGuarantorParts | ExpectedLife | ReplacementCost | NominalWidth | 23-25 40 11 11 11 | Metal-Framed Gypsum Board Fixed Partitions | 188073
1303 | First Floor | 206162 | 189087,189775 | 0 | 363028 |  | New Construction | First Floor | 0.000000 | F | 209258 | 125166 | 133918 | Basic Wall:Interior - Furring (38 mm Stud) | 0 | Basic Wall:Interior - Furring (38 mm Stud):128404 | Size | 187699 | 201007,201008,201009,201010,201011,201012,209240,209241,209242,209243 | Manufacturer | -0.102000 | 1uDBQ9y7vCyxXlpVEuen0w | 1 | Basic Wall:Interior - Furring (38 mm Stud):363028 |  | InstallationDate | 1303 | WarrantyGuarantorLabor | F | ModelLabel | F | WarrantyDescription | F | F | ProductionYear | 0.000000 | F | 4.468000 | T | 0.000000 | Up to level: Second Floor | Finish | 3 | 3.449307 | SerialNumber | WarrantyStartDate | BarCode | AssetIdentifier | Features | TagNumber | 0 | 0.772002 | 0.186263 | 0 | 0.054000 | 0 | WarrantyDurationParts | AccessibilityPerformance | CodePerformance | Color | Constituents | Grade | Material | ModelReference | NominalHeight | NominalLength | Shape | SustainabilityPerformance | WarrantyDurationLabor | FIXED | WarrantyGuarantorParts | ExpectedLife | ReplacementCost | NominalWidth | 23-25 40 11 11 11 | Metal-Framed Gypsum Board Fixed Partitions | 189774
1304 | First Floor | 206148 | 189089,189777 | 0 | 363331 |  | New Construction | First Floor | 0.000000 | F | 209258 | 125171 | 133923 | Basic Wall:Interior - Furring (38 mm Stud) | 0 | Basic Wall:Interior - Furring (38 mm Stud):128404 | Size | 187704 | 201037,201038,201039,201040,201041,201042,209240,209241,209242,209243 | Manufacturer | -0.102000 | 1uDBQ9y7vCyxXlpVEuen5j | 1 | Basic Wall:Interior - Furring (38 mm Stud):363331 |  | InstallationDate | 1304 | WarrantyGuarantorLabor | F | ModelLabel | F | WarrantyDescription | F | F | ProductionYear | 0.000000 | F | 4.468000 | T | 0.000000 | Up to level: Second Floor | Finish | 3 | 2.055280 | SerialNumber | WarrantyStartDate | BarCode | AssetIdentifier | Features | TagNumber | 0 | 0.406000 | 0.110985 | 0 | 0.054000 | 0 | WarrantyDurationParts | AccessibilityPerformance | CodePerformance | Color | Constituents | Grade | Material | ModelReference | NominalHeight | NominalLength | Shape | SustainabilityPerformance | WarrantyDurationLabor | FIXED | WarrantyGuarantorParts | ExpectedLife | ReplacementCost | NominalWidth | 23-25 40 11 11 11 | Metal-Framed Gypsum Board Fixed Partitions | 189088
1305 | First Floor | 206549 | 189094,189791 | 0 | 364589 |  | New Construction | First Floor | 0.000000 | F | 209258 | 125187 | 133939 | Basic Wall:Interior - Furring (38 mm Stud) | 0 | Basic Wall:Interior - Furring (38 mm Stud):128404 | Size | 187719 | 201131,201132,201133,201134,201135,201136,209240,209241,209242,209243 | Manufacturer | -0.102000 | 3pms57Ad5AVAb74jf4yKWf | 1 | Basic Wall:Interior - Furring (38 mm Stud):364589 |  | InstallationDate | 1305 | WarrantyGuarantorLabor | F | ModelLabel | F | WarrantyDescription | F | F | ProductionYear | 0.000000 | F | 4.468000 | T | 0.000000 | Up to level: Second Floor | Finish | 3 | 3.301852 | SerialNumber | WarrantyStartDate | BarCode | AssetIdentifier | Features | TagNumber | 0 | 0.739000 | 0.178300 | 0 | 0.054000 | 0 | WarrantyDurationParts | AccessibilityPerformance | CodePerformance | Color | Constituents | Grade | Material | ModelReference | NominalHeight | NominalLength | Shape | SustainabilityPerformance | WarrantyDurationLabor | FIXED | WarrantyGuarantorParts | ExpectedLife | ReplacementCost | NominalWidth | 23-25 40 11 11 11 | Metal-Framed Gypsum Board Fixed Partitions | 189790
1306 | First Floor | 206422,206423 | 189796 | 0 | 364949 |  | New Construction | First Floor | 0.000000 | F | 209258 | 125193 | 133945 | Basic Wall:Interior - Furring (38 mm Stud) | 0 | Basic Wall:Interior - Furring (38 mm Stud):128404 | Size | 187724 | 201166,201167,201168,201169,201170,201171,209240,209241,209242,209243 | Manufacturer | -0.102000 | 3pms57Ad5AVAb74jf4yKcH | 1 | Basic Wall:Interior - Furring (38 mm Stud):364949 |  | InstallationDate | 1306 | WarrantyGuarantorLabor | F | ModelLabel | F | WarrantyDescription | F | F | ProductionYear | 0.000000 | F | 4.468000 | T | 0.000000 | Up to level: Second Floor | Finish | 3 | 8.225588 | SerialNumber | WarrantyStartDate | BarCode | AssetIdentifier | Features | TagNumber | 0 | 1.841000 | 0.444182 | 0 | 0.054000 | 0 | WarrantyDurationParts | AccessibilityPerformance | CodePerformance | Color | Constituents | Grade | Material | ModelReference | NominalHeight | NominalLength | Shape | SustainabilityPerformance | WarrantyDurationLabor | FIXED | WarrantyGuarantorParts | ExpectedLife | ReplacementCost | NominalWidth | 23-25 40 11 11 11 | Metal-Framed Gypsum Board Fixed Partitions | 189795
1307 | First Floor | 206632,206939 | 189812 | 0 | 365923 |  | New Construction | First Floor | 0.000000 | F | 209258 | 125211 | 133963 | Basic Wall:Interior - Furring (38 mm Stud) | 0 | Basic Wall:Interior - Furring (38 mm Stud):128404 | Size | 187742 | 201274,201275,201276,201277,201278,201279,209240,209241,209242,209243 | Manufacturer | -0.102000 | 3pms57Ad5AVAb74jf4yKrd | 1 | Basic Wall:Interior - Furring (38 mm Stud):365923 |  | InstallationDate | 1307 | WarrantyGuarantorLabor | F | ModelLabel | F | WarrantyDescription | F | F | ProductionYear | 0.000000 | F | 4.468000 | T | 0.000000 | Up to level: Second Floor | Finish | 3 | 20.508120 | SerialNumber | WarrantyStartDate | BarCode | AssetIdentifier | Features | TagNumber | 0 | 4.590000 | 1.107438 | 0 | 0.054000 | 0 | WarrantyDurationParts | AccessibilityPerformance | CodePerformance | Color | Constituents | Grade | Material | ModelReference | NominalHeight | NominalLength | Shape | SustainabilityPerformance | WarrantyDurationLabor | FIXED | WarrantyGuarantorParts | ExpectedLife | ReplacementCost | NominalWidth | 23-25 40 11 11 11 | Metal-Framed Gypsum Board Fixed Partitions | 189811
1308 | First Floor | 206405,206406 |  | 0 | 366694 |  | New Construction | First Floor | 0.000000 | F | 209258 | 125223 | 133975 | Basic Wall:Interior - Furring (38 mm Stud) | 0 | Basic Wall:Interior - Furring (38 mm Stud):128404 | Size | 187754 | 201340,201341,201342,201343,201344,201345,209240,209241,209242,209243 | Manufacturer | -0.102000 | 1qc5HjZvrCsga38tqxQ3Aw | 1 | Basic Wall:Interior - Furring (38 mm Stud):366694 |  | InstallationDate | 1308 | WarrantyGuarantorLabor | F | ModelLabel | F | WarrantyDescription | F | F | ProductionYear | 0.000000 | F | 4.468000 | T | 0.000000 | Up to level: Second Floor | Finish | 3 | 1.706775 | SerialNumber | WarrantyStartDate | BarCode | AssetIdentifier | Features | TagNumber | 0 | 0.471000 | 0.092166 | 0 | 0.054000 | 0 | WarrantyDurationParts | AccessibilityPerformance | CodePerformance | Color | Constituents | Grade | Material | ModelReference | NominalHeight | NominalLength | Shape | SustainabilityPerformance | WarrantyDurationLabor | FIXED | WarrantyGuarantorParts | ExpectedLife | ReplacementCost | NominalWidth | 23-25 40 11 11 11 | Metal-Framed Gypsum Board Fixed Partitions | 188710,189821
1309 | First Floor |  |  | 0 | 370983 |  | New Construction | First Floor | 0.000000 | F | 209258 | 125258 | 134012 | Basic Wall:Interior - Furring (38 mm Stud) | 0 | Basic Wall:Interior - Furring (38 mm Stud):128404 | Size | 187790 | 201561,201562,201563,201564,201565,201566,209240,209241,209242,209243 | Manufacturer | 3.000000 | 2j55VthSj3Lu0J6fyrpNkx | 1 | Basic Wall:Interior - Furring (38 mm Stud):370983 |  | InstallationDate | 1309 | WarrantyGuarantorLabor | F | ModelLabel | F | WarrantyDescription | F | F | ProductionYear | 2.500000 | F | 0.500000 | T | 0.000000 | Up to level: First Floor | Finish | 3 | 0.882000 | SerialNumber | WarrantyStartDate | BarCode | AssetIdentifier | Features | TagNumber | 0 | 1.764000 | 0.047628 | 0 | 0.054000 | 0 | WarrantyDurationParts | AccessibilityPerformance | CodePerformance | Color | Constituents | Grade | Material | ModelReference | NominalHeight | NominalLength | Shape | SustainabilityPerformance | WarrantyDurationLabor | FIXED | WarrantyGuarantorParts | ExpectedLife | ReplacementCost | NominalWidth | 23-25 40 11 11 11 | Metal-Framed Gypsum Board Fixed Partitions | 188669,189129,189853,190078
1593 | First Floor | 206886 |  | 0 | 146808 |  | New Construction | First Floor | 0.000000 | F | 209258 | 123457 | 132831 | Basic Wall:Interior - Furring (152 mm Stud) | 0 | Basic Wall:Interior - Furring (152 mm Stud):138413 | Size | 186722 | 192221,192222,192223,192224,192225,192226,209191,209192,209193,209194 | Manufacturer | -0.102000 | 3LbNSBzHHBSuzhUUvuwAF2 | 1 | Basic Wall:Interior - Furring (152 mm Stud):146808 |  | InstallationDate | 1593 | WarrantyGuarantorLabor | F | ModelLabel | F | WarrantyDescription | F | F | ProductionYear | 0.000000 | F | 4.468000 | T | 0.000000 | Up to level: Second Floor | Finish | 3 | 9.217484 | SerialNumber | WarrantyStartDate | BarCode | AssetIdentifier | Features | TagNumber | 0 | 2.258500 | 1.548537 | 0 | 0.168000 | 0 | WarrantyDurationParts | AccessibilityPerformance | CodePerformance | Color | Constituents | Grade | Material | ModelReference | NominalHeight | NominalLength | Shape | SustainabilityPerformance | WarrantyDurationLabor | FIXED | WarrantyGuarantorParts | ExpectedLife | ReplacementCost | NominalWidth | 23-25 40 11 11 11 | Metal-Framed Gypsum Board Fixed Partitions | 188342,188708
1594 | First Floor | 206521 | 188314 | 2 | 154583 |  | New Construction | First Floor | 0.000000 | F | 209258 | 123479 | 132866 | Basic Wall:Interior - Plumbing (152mm Stud) | 0 | Basic Wall:Interior - Plumbing (152mm Stud):128382 | Size | 186757 | 192419,192420,192421,192422,192423,192424,209106,209107,209108,209109 | Manufacturer | -0.102000 | 3LbNSBzHHBSuzhUUvuwCLj | 1 | Basic Wall:Interior - Plumbing (152mm Stud):154583 |  | InstallationDate | 1594 | WarrantyGuarantorLabor | F | ModelLabel | F | WarrantyDescription | F | F | ProductionYear | 0.000000 | F | 4.468000 | T | 0.000000 | Up to level: Second Floor | Finish | 2 | 8.784088 | SerialNumber | WarrantyStartDate | BarCode | AssetIdentifier | Features | TagNumber | 0 | 2.055000 | 1.616272 | 0 | 0.184000 | 0 | WarrantyDurationParts | AccessibilityPerformance | CodePerformance | Color | Constituents | Grade | Material | ModelReference | NominalHeight | NominalLength | Shape | SustainabilityPerformance | WarrantyDurationLabor | FIXED | WarrantyGuarantorParts | ExpectedLife | ReplacementCost | NominalWidth | 23-25 40 11 11 11 | Metal-Framed Gypsum Board Fixed Partitions | 188371
1595 | First Floor | 206647 | 188222 | 0 | 159470 |  | New Construction | First Floor | 0.000000 | F | 209258 | 123504 | 132897 | Basic Wall:Interior - Furring (152 mm Stud) | 0 | Basic Wall:Interior - Furring (152 mm Stud):138413 | Size | 186788 | 192599,192600,192601,192602,192603,192604,209191,209192,209193,209194 | Manufacturer | -0.102000 | 3LbNSBzHHBSuzhUUvuwF1K | 1 | Basic Wall:Interior - Furring (152 mm Stud):159470 |  | InstallationDate | 1595 | WarrantyGuarantorLabor | F | ModelLabel | F | WarrantyDescription | F | F | ProductionYear | 0.000000 | F | 4.468000 | T | 0.000000 | Up to level: Second Floor | Finish | 3 | 5.057776 | SerialNumber | WarrantyStartDate | BarCode | AssetIdentifier | Features | TagNumber | 0 | 1.221000 | 0.849706 | 0 | 0.168000 | 0 | WarrantyDurationParts | AccessibilityPerformance | CodePerformance | Color | Constituents | Grade | Material | ModelReference | NominalHeight | NominalLength | Shape | SustainabilityPerformance | WarrantyDurationLabor | FIXED | WarrantyGuarantorParts | ExpectedLife | ReplacementCost | NominalWidth | 23-25 40 11 11 11 | Metal-Framed Gypsum Board Fixed Partitions | 188910
1596 | First Floor | 206428 |  | 0 | 160767 |  | New Construction | First Floor | 0.000000 | F | 209258 | 123514 | 132907 | Basic Wall:Interior - Furring (152 mm Stud) | 0 | Basic Wall:Interior - Furring (152 mm Stud):138413 | Size | 186798 | 192659,192660,192661,192662,192663,192664,209191,209192,209193,209194 | Manufacturer | -0.102000 | 3LbNSBzHHBSuzhUUvuwEr5 | 1 | Basic Wall:Interior - Furring (152 mm Stud):160767 |  | InstallationDate | 1596 | WarrantyGuarantorLabor | F | ModelLabel | F | WarrantyDescription | F | F | ProductionYear | 0.000000 | F | 4.468000 | T | 0.000000 | Up to level: Second Floor | Finish | 3 | 5.254368 | SerialNumber | WarrantyStartDate | BarCode | AssetIdentifier | Features | TagNumber | 0 | 1.300000 | 0.882734 | 0 | 0.168000 | 0 | WarrantyDurationParts | AccessibilityPerformance | CodePerformance | Color | Constituents | Grade | Material | ModelReference | NominalHeight | NominalLength | Shape | SustainabilityPerformance | WarrantyDurationLabor | FIXED | WarrantyGuarantorParts | ExpectedLife | ReplacementCost | NominalWidth | 23-25 40 11 11 11 | Metal-Framed Gypsum Board Fixed Partitions | 188393,188729
1597 | First Floor | 206737 |  | 2 | 162882 |  | New Construction | First Floor | 0.000000 | F | 209258 | 123524 | 132922 | Basic Wall:Interior - Partition (92mm Stud) | 0 | Basic Wall:Interior - Partition (92mm Stud):128360 | Size | 186813 | 192743,192744,192745,192746,192747,192748,209244,209245,209246,209247 | Manufacturer | -0.102000 | 0bk1ZfURb7DB4FOIglu8sV | 1 | Basic Wall:Interior - Partition (92mm Stud):162882 |  | InstallationDate | 1597 | WarrantyGuarantorLabor | F | ModelLabel | F | WarrantyDescription | F | F | ProductionYear | 0.000000 | F | 4.468000 | T | 0.000000 | Up to level: Second Floor | Finish | 2 | 11.759776 | SerialNumber | WarrantyStartDate | BarCode | AssetIdentifier | Features | TagNumber | 0 | 2.756000 | 1.458212 | 0 | 0.124000 | 0 | WarrantyDurationParts | AccessibilityPerformance | CodePerformance | Color | Constituents | Grade | Material | ModelReference | NominalHeight | NominalLength | Shape | SustainabilityPerformance | WarrantyDurationLabor | FIXED | WarrantyGuarantorParts | ExpectedLife | ReplacementCost | NominalWidth | 23-25 40 11 11 11 | Metal-Framed Gypsum Board Fixed Partitions | 188401,188730
1598 | First Floor | 206709 | 188225,189292 | 2 | 163139 |  | New Construction | First Floor | 0.000000 | F | 209258 | 123526 | 132924 | Basic Wall:Interior - Partition (92mm Stud) | 0 | Basic Wall:Interior - Partition (92mm Stud):128360 | Size | 186815 | 192749,192750,192751,192752,192753,192754,209244,209245,209246,209247 | Manufacturer | -0.102000 | 0bk1ZfURb7DB4FOIglu8oU | 1 | Basic Wall:Interior - Partition (92mm Stud):163139 |  | InstallationDate | 1598 | WarrantyGuarantorLabor | F | ModelLabel | F | WarrantyDescription | F | F | ProductionYear | 0.000000 | F | 4.468000 | T | 0.000000 | Up to level: Second Floor | Finish | 2 | 19.837920 | SerialNumber | WarrantyStartDate | BarCode | AssetIdentifier | Features | TagNumber | 0 | 4.494000 | 2.459902 | 0 | 0.124000 | 0 | WarrantyDurationParts | AccessibilityPerformance | CodePerformance | Color | Constituents | Grade | Material | ModelReference | NominalHeight | NominalLength | Shape | SustainabilityPerformance | WarrantyDurationLabor | FIXED | WarrantyGuarantorParts | ExpectedLife | ReplacementCost | NominalWidth | 23-25 40 11 11 11 | Metal-Framed Gypsum Board Fixed Partitions
1599 | First Floor | 206710 | 189293 | 0 | 163167 |  | New Construction | First Floor | 0.000000 | F | 209258 | 123527 | 132925 | Basic Wall:Interior - Furring (38 mm Stud) | 0 | Basic Wall:Interior - Furring (38 mm Stud):128404 | Size | 186816 | 192755,192756,192757,192758,192759,192760,209240,209241,209242,209243 | Manufacturer | -0.102000 | 0bk1ZfURb7DB4FOIglu8o2 | 1 | Basic Wall:Interior - Furring (38 mm Stud):163167 |  | InstallationDate | 1599 | WarrantyGuarantorLabor | F | ModelLabel | F | WarrantyDescription | F | F | ProductionYear | 0.000000 | F | 4.468000 | T | 0.000000 | Up to level: Second Floor | Finish | 0 | 1.402952 | SerialNumber | WarrantyStartDate | BarCode | AssetIdentifier | Features | TagNumber | 0 | 0.225000 | 0.075759 | 0 | 0.054000 | 0 | WarrantyDurationParts | AccessibilityPerformance | CodePerformance | Color | Constituents | Grade | Material | ModelReference | NominalHeight | NominalLength | Shape | SustainabilityPerformance | WarrantyDurationLabor | FIXED | WarrantyGuarantorParts | ExpectedLife | ReplacementCost | NominalWidth | 23-25 40 11 11 11 | Metal-Framed Gypsum Board Fixed Partitions | 189292
1600 | First Floor | 206711 | 189294 | 0 | 163196 |  | New Construction | First Floor | 0.000000 | F | 209258 | 123528 | 132926 | Basic Wall:Interior - Furring (38 mm Stud) | 0 | Basic Wall:Interior - Furring (38 mm Stud):128404 | Size | 186817 | 192761,192762,192763,192764,192765,192766,209240,209241,209242,209243 | Manufacturer | -0.102000 | 0bk1ZfURb7DB4FOIglu8oX | 1 | Basic Wall:Interior - Furring (38 mm Stud):163196 |  | InstallationDate | 1600 | WarrantyGuarantorLabor | F | ModelLabel | F | WarrantyDescription | F | F | ProductionYear | 0.000000 | F | 4.468000 | T | 0.000000 | Up to level: Second Floor | Finish | 0 | 1.572736 | SerialNumber | WarrantyStartDate | BarCode | AssetIdentifier | Features | TagNumber | 0 | 0.406000 | 0.084928 | 0 | 0.054000 | 0 | WarrantyDurationParts | AccessibilityPerformance | CodePerformance | Color | Constituents | Grade | Material | ModelReference | NominalHeight | NominalLength | Shape | SustainabilityPerformance | WarrantyDurationLabor | FIXED | WarrantyGuarantorParts | ExpectedLife | ReplacementCost | NominalWidth | 23-25 40 11 11 11 | Metal-Framed Gypsum Board Fixed Partitions | 189293
1601 | First Floor | 206716 |  | 0 | 163325 |  | New Construction | First Floor | 0.000000 | F | 209258 | 123532 | 132930 | Basic Wall:Interior - Furring (38 mm Stud) | 0 | Basic Wall:Interior - Furring (38 mm Stud):128404 | Size | 186821 | 192785,192786,192787,192788,192789,192790,209240,209241,209242,209243 | Manufacturer | -0.102000 | 0bk1ZfURb7DB4FOIglu8mW | 1 | Basic Wall:Interior - Furring (38 mm Stud):163325 |  | InstallationDate | 1601 | WarrantyGuarantorLabor | F | ModelLabel | F | WarrantyDescription | F | F | ProductionYear | 0.000000 | F | 4.468000 | T | 0.000000 | Up to level: Second Floor | Finish | 0 | 1.259976 | SerialNumber | WarrantyStartDate | BarCode | AssetIdentifier | Features | TagNumber | 0 | 0.371000 | 0.068039 | 0 | 0.054000 | 0 | WarrantyDurationParts | AccessibilityPerformance | CodePerformance | Color | Constituents | Grade | Material | ModelReference | NominalHeight | NominalLength | Shape | SustainabilityPerformance | WarrantyDurationLabor | FIXED | WarrantyGuarantorParts | ExpectedLife | ReplacementCost | NominalWidth | 23-25 40 11 11 11 | Metal-Framed Gypsum Board Fixed Partitions | 188731,189296
1602 | First Floor | 207251 |  | 0 | 163375 |  | New Construction | First Floor | 0.000000 | F | 209258 | 123533 | 132931 | Basic Wall:Interior - Furring (38 mm Stud) | 0 | Basic Wall:Interior - Furring (38 mm Stud):128404 | Size | 186822 | 192791,192792,192793,192794,192795,192796,209240,209241,209242,209243 | Manufacturer | -0.102000 | 0bk1ZfURb7DB4FOIglu8$o | 1 | Basic Wall:Interior - Furring (38 mm Stud):163375 |  | InstallationDate | 1602 | WarrantyGuarantorLabor | F | ModelLabel | F | WarrantyDescription | F | F | ProductionYear | 0.000000 | F | 4.468000 | T | 0.000000 | Up to level: Second Floor | Finish | 0 | 1.259976 | SerialNumber | WarrantyStartDate | BarCode | AssetIdentifier | Features | TagNumber | 0 | 0.371000 | 0.068039 | 0 | 0.054000 | 0 | WarrantyDurationParts | AccessibilityPerformance | CodePerformance | Color | Constituents | Grade | Material | ModelReference | NominalHeight | NominalLength | Shape | SustainabilityPerformance | WarrantyDurationLabor | FIXED | WarrantyGuarantorParts | ExpectedLife | ReplacementCost | NominalWidth | 23-25 40 11 11 11 | Metal-Framed Gypsum Board Fixed Partitions | 188397,188914
1603 | First Floor | 206707 | 189297 | 0 | 163465 |  | New Construction | First Floor | 0.000000 | F | 209258 | 123534 | 132932 | Basic Wall:Interior - Furring (38 mm Stud) | 0 | Basic Wall:Interior - Furring (38 mm Stud):128404 | Size | 186823 | 192797,192798,192799,192800,192801,192802,209240,209241,209242,209243 | Manufacturer | -0.102000 | 0bk1ZfURb7DB4FOIglu8zK | 1 | Basic Wall:Interior - Furring (38 mm Stud):163465 |  | InstallationDate | 1603 | WarrantyGuarantorLabor | F | ModelLabel | F | WarrantyDescription | F | F | ProductionYear | 0.000000 | F | 4.468000 | T | 0.000000 | Up to level: Second Floor | Finish | 0 | 1.532524 | SerialNumber | WarrantyStartDate | BarCode | AssetIdentifier | Features | TagNumber | 0 | 0.449500 | 0.082756 | 0 | 0.054000 | 0 | WarrantyDurationParts | AccessibilityPerformance | CodePerformance | Color | Constituents | Grade | Material | ModelReference | NominalHeight | NominalLength | Shape | SustainabilityPerformance | WarrantyDurationLabor | FIXED | WarrantyGuarantorParts | ExpectedLife | ReplacementCost | NominalWidth | 23-25 40 11 11 11 | Metal-Framed Gypsum Board Fixed Partitions | 188164
1604 | First Floor | 206867 |  | 0 | 166510 |  | New Construction | First Floor | 0.000000 | F | 209258 | 123548 | 132952 | Basic Wall:Interior - Furring (38 mm Stud) | 0 | Basic Wall:Interior - Furring (38 mm Stud):128404 | Size | 186843 | 192911,192912,192913,192914,192915,192916,209240,209241,209242,209243 | Manufacturer | -0.102000 | 3Egy$LBd99weR14rW4bm4S | 1 | Basic Wall:Interior - Furring (38 mm Stud):166510 |  | InstallationDate | 1604 | WarrantyGuarantorLabor | F | ModelLabel | F | WarrantyDescription | F | F | ProductionYear | 0.000000 | F | 4.468000 | T | 0.000000 | Up to level: Second Floor | Finish | 3 | 8.337288 | SerialNumber | WarrantyStartDate | BarCode | AssetIdentifier | Features | TagNumber | 0 | 1.990000 | 0.450214 | 0 | 0.054000 | 0 | WarrantyDurationParts | AccessibilityPerformance | CodePerformance | Color | Constituents | Grade | Material | ModelReference | NominalHeight | NominalLength | Shape | SustainabilityPerformance | WarrantyDurationLabor | FIXED | WarrantyGuarantorParts | ExpectedLife | ReplacementCost | NominalWidth | 23-25 40 11 11 11 | Metal-Framed Gypsum Board Fixed Partitions | 188426,188746
1605 | First Floor | 206831 |  | 0 | 166580 |  | New Construction | First Floor | 0.000000 | F | 209258 | 123549 | 132953 | Basic Wall:Interior - Furring (152 mm Stud) | 0 | Basic Wall:Interior - Furring (152 mm Stud):138413 | Size | 186844 | 192917,192918,192919,192920,192921,192922,209191,209192,209193,209194 | Manufacturer | -0.102000 | 3Egy$LBd99weR14rW4bm76 | 1 | Basic Wall:Interior - Furring (152 mm Stud):166580 |  | InstallationDate | 1605 | WarrantyGuarantorLabor | F | ModelLabel | F | WarrantyDescription | F | F | ProductionYear | 0.000000 | F | 4.468000 | T | 0.000000 | Up to level: Second Floor | Finish | 3 | 8.891320 | SerialNumber | WarrantyStartDate | BarCode | AssetIdentifier | Features | TagNumber | 0 | 1.990000 | 1.493742 | 0 | 0.168000 | 0 | WarrantyDurationParts | AccessibilityPerformance | CodePerformance | Color | Constituents | Grade | Material | ModelReference | NominalHeight | NominalLength | Shape | SustainabilityPerformance | WarrantyDurationLabor | FIXED | WarrantyGuarantorParts | ExpectedLife | ReplacementCost | NominalWidth | 23-25 40 11 11 11 | Metal-Framed Gypsum Board Fixed Partitions | 188418,189528
1606 | First Floor | 207023 | 189320 | 0 | 169233 |  | New Construction | First Floor | 0.000000 | F | 209258 | 123565 | 132971 | Basic Wall:Interior - Furring (38 mm Stud) | 0 | Basic Wall:Interior - Furring (38 mm Stud):128404 | Size | 186862 | 193025,193026,193027,193028,193029,193030,209240,209241,209242,209243 | Manufacturer | -0.102000 | 3Egy$LBd99weR14rW4bnvZ | 1 | Basic Wall:Interior - Furring (38 mm Stud):169233 |  | InstallationDate | 1606 | WarrantyGuarantorLabor | F | ModelLabel | F | WarrantyDescription | F | F | ProductionYear | 0.000000 | F | 4.468000 | T | 0.000000 | Up to level: Second Floor | Finish | 0 | 1.358272 | SerialNumber | WarrantyStartDate | BarCode | AssetIdentifier | Features | TagNumber | 0 | 0.215000 | 0.073347 | 0 | 0.054000 | 0 | WarrantyDurationParts | AccessibilityPerformance | CodePerformance | Color | Constituents | Grade | Material | ModelReference | NominalHeight | NominalLength | Shape | SustainabilityPerformance | WarrantyDurationLabor | FIXED | WarrantyGuarantorParts | ExpectedLife | ReplacementCost | NominalWidth | 23-25 40 11 11 11 | Metal-Framed Gypsum Board Fixed Partitions | 189319
1607 | First Floor | 207024 |  | 0 | 169261 |  | New Construction | First Floor | 0.000000 | F | 209258 | 123566 | 132972 | Basic Wall:Interior - Furring (38 mm Stud) | 0 | Basic Wall:Interior - Furring (38 mm Stud):128404 | Size | 186863 | 193031,193032,193033,193034,193035,193036,209240,209241,209242,209243 | Manufacturer | -0.102000 | 3Egy$LBd99weR14rW4bnvV | 1 | Basic Wall:Interior - Furring (38 mm Stud):169261 |  | InstallationDate | 1607 | WarrantyGuarantorLabor | F | ModelLabel | F | WarrantyDescription | F | F | ProductionYear | 0.000000 | F | 4.468000 | T | 0.000000 | Up to level: Second Floor | Finish | 0 | 1.814008 | SerialNumber | WarrantyStartDate | BarCode | AssetIdentifier | Features | TagNumber | 0 | 0.406000 | 0.097956 | 0 | 0.054000 | 0 | WarrantyDurationParts | AccessibilityPerformance | CodePerformance | Color | Constituents | Grade | Material | ModelReference | NominalHeight | NominalLength | Shape | SustainabilityPerformance | WarrantyDurationLabor | FIXED | WarrantyGuarantorParts | ExpectedLife | ReplacementCost | NominalWidth | 23-25 40 11 11 11 | Metal-Framed Gypsum Board Fixed Partitions | 188920,189320
1608 | First Floor | 206768 | 189322 | 0 | 169542 |  | New Construction | First Floor | 0.000000 | F | 209258 | 123569 | 132975 | Basic Wall:Interior - Furring (38 mm Stud) | 0 | Basic Wall:Interior - Furring (38 mm Stud):128404 | Size | 186866 | 193049,193050,193051,193052,193053,193054,209240,209241,209242,209243 | Manufacturer | -0.102000 | 3Egy$LBd99weR14rW4bnqq | 1 | Basic Wall:Interior - Furring (38 mm Stud):169542 |  | InstallationDate | 1608 | WarrantyGuarantorLabor | F | ModelLabel | F | WarrantyDescription | F | F | ProductionYear | 0.000000 | F | 4.468000 | T | 0.000000 | Up to level: Second Floor | Finish | 0 | 1.814008 | SerialNumber | WarrantyStartDate | BarCode | AssetIdentifier | Features | TagNumber | 0 | 0.406000 | 0.097956 | 0 | 0.054000 | 0 | WarrantyDurationParts | AccessibilityPerformance | CodePerformance | Color | Constituents | Grade | Material | ModelReference | NominalHeight | NominalLength | Shape | SustainabilityPerformance | WarrantyDurationLabor | FIXED | WarrantyGuarantorParts | ExpectedLife | ReplacementCost | NominalWidth | 23-25 40 11 11 11 | Metal-Framed Gypsum Board Fixed Partitions | 189321
1609 | First Floor | 207042 |  | 0 | 169630 |  | New Construction | First Floor | 0.000000 | F | 209258 | 123571 | 132977 | Basic Wall:Interior - Furring (38 mm Stud) | 0 | Basic Wall:Interior - Furring (38 mm Stud):128404 | Size | 186868 | 193061,193062,193063,193064,193065,193066,209240,209241,209242,209243 | Manufacturer | -0.102000 | 3Egy$LBd99weR14rW4bnti | 1 | Basic Wall:Interior - Furring (38 mm Stud):169630 |  | InstallationDate | 1609 | WarrantyGuarantorLabor | F | ModelLabel | F | WarrantyDescription | F | F | ProductionYear | 0.000000 | F | 4.468000 | T | 0.000000 | Up to level: Second Floor | Finish | 0 | 1.814008 | SerialNumber | WarrantyStartDate | BarCode | AssetIdentifier | Features | TagNumber | 0 | 0.406000 | 0.097956 | 0 | 0.054000 | 0 | WarrantyDurationParts | AccessibilityPerformance | CodePerformance | Color | Constituents | Grade | Material | ModelReference | NominalHeight | NominalLength | Shape | SustainabilityPerformance | WarrantyDurationLabor | FIXED | WarrantyGuarantorParts | ExpectedLife | ReplacementCost | NominalWidth | 23-25 40 11 11 11 | Metal-Framed Gypsum Board Fixed Partitions | 188921,189323
1610 | First Floor | 206135 | 189334 | 2 | 173607 |  | New Construction | First Floor | 0.000000 | F | 209258 | 123592 | 133003 | Basic Wall:Interior - Partition (92mm Stud) | 0 | Basic Wall:Interior - Partition (92mm Stud):128360 | Size | 186894 | 193199,193200,193201,193202,193203,193204,209244,209245,209246,209247 | Manufacturer | -0.102000 | 3Egy$LBd99weR14rW4borL | 1 | Basic Wall:Interior - Partition (92mm Stud):173607 |  | InstallationDate | 1610 | WarrantyGuarantorLabor | F | ModelLabel | F | WarrantyDescription | F | F | ProductionYear | 0.000000 | F | 4.468000 | T | 0.000000 | Up to level: Second Floor | Finish | 2 | 1.563800 | SerialNumber | WarrantyStartDate | BarCode | AssetIdentifier | Features | TagNumber | 0 | 0.474000 | 0.193911 | 0 | 0.124000 | 0 | WarrantyDurationParts | AccessibilityPerformance | CodePerformance | Color | Constituents | Grade | Material | ModelReference | NominalHeight | NominalLength | Shape | SustainabilityPerformance | WarrantyDurationLabor | FIXED | WarrantyGuarantorParts | ExpectedLife | ReplacementCost | NominalWidth | 23-25 40 11 11 11 | Metal-Framed Gypsum Board Fixed Partitions | 188445
1611 | First Floor | 206134 |  | 2 | 173634 |  | New Construction | First Floor | 0.000000 | F | 209258 | 123593 | 133004 | Basic Wall:Interior - Partition (92mm Stud) | 0 | Basic Wall:Interior - Partition (92mm Stud):128360 | Size | 186895 | 193205,193206,193207,193208,193209,193210,209244,209245,209246,209247 | Manufacturer | -0.102000 | 3Egy$LBd99weR14rW4boqm | 1 | Basic Wall:Interior - Partition (92mm Stud):173634 |  | InstallationDate | 1611 | WarrantyGuarantorLabor | F | ModelLabel | F | WarrantyDescription | F | F | ProductionYear | 0.000000 | F | 4.468000 | T | 0.000000 | Up to level: Second Floor | Finish | 2 | 0.882430 | SerialNumber | WarrantyStartDate | BarCode | AssetIdentifier | Features | TagNumber | 0 | 0.197500 | 0.109421 | 0 | 0.124000 | 0 | WarrantyDurationParts | AccessibilityPerformance | CodePerformance | Color | Constituents | Grade | Material | ModelReference | NominalHeight | NominalLength | Shape | SustainabilityPerformance | WarrantyDurationLabor | FIXED | WarrantyGuarantorParts | ExpectedLife | ReplacementCost | NominalWidth | 23-25 40 11 11 11 | Metal-Framed Gypsum Board Fixed Partitions | 188768,189334
1612 | First Floor | 207415 | 188274,189349 | 0 | 176876 |  | New Construction | First Floor | 0.000000 | F | 209258 | 123608 | 133023 | Basic Wall:Interior - Furring (38 mm Stud) | 0 | Basic Wall:Interior - Furring (38 mm Stud):128404 | Size | 186914 | 193313,193314,193315,193316,193317,193318,209240,209241,209242,209243 | Manufacturer | -0.102000 | 3Egy$LBd99weR14rW4bpcU | 1 | Basic Wall:Interior - Furring (38 mm Stud):176876 |  | InstallationDate | 1612 | WarrantyGuarantorLabor | F | ModelLabel | F | WarrantyDescription | F | F | ProductionYear | 0.000000 | F | 4.468000 | T | 0.000000 | Up to level: Second Floor | Finish | 0 | 1.532524 | SerialNumber | WarrantyStartDate | BarCode | AssetIdentifier | Features | TagNumber | 0 | 0.449500 | 0.082756 | 0 | 0.054000 | 0 | WarrantyDurationParts | AccessibilityPerformance | CodePerformance | Color | Constituents | Grade | Material | ModelReference | NominalHeight | NominalLength | Shape | SustainabilityPerformance | WarrantyDurationLabor | FIXED | WarrantyGuarantorParts | ExpectedLife | ReplacementCost | NominalWidth | 23-25 40 11 11 11 | Metal-Framed Gypsum Board Fixed Partitions
1613 | First Floor | 207416 | 189350 | 0 | 176933 |  | New Construction | First Floor | 0.000000 | F | 209258 | 123609 | 133024 | Basic Wall:Interior - Furring (38 mm Stud) | 0 | Basic Wall:Interior - Furring (38 mm Stud):128404 | Size | 186915 | 193319,193320,193321,193322,193323,193324,209240,209241,209242,209243 | Manufacturer | -0.102000 | 3Egy$LBd99weR14rW4bpXN | 1 | Basic Wall:Interior - Furring (38 mm Stud):176933 |  | InstallationDate | 1613 | WarrantyGuarantorLabor | F | ModelLabel | F | WarrantyDescription | F | F | ProductionYear | 0.000000 | F | 4.468000 | T | 0.000000 | Up to level: Second Floor | Finish | 0 | 2.680800 | SerialNumber | WarrantyStartDate | BarCode | AssetIdentifier | Features | TagNumber | 0 | 0.535000 | 0.144763 | 0 | 0.054000 | 0 | WarrantyDurationParts | AccessibilityPerformance | CodePerformance | Color | Constituents | Grade | Material | ModelReference | NominalHeight | NominalLength | Shape | SustainabilityPerformance | WarrantyDurationLabor | FIXED | WarrantyGuarantorParts | ExpectedLife | ReplacementCost | NominalWidth | 23-25 40 11 11 11 | Metal-Framed Gypsum Board Fixed Partitions | 189349
1614 | First Floor | 207417 | 188244 | 2 | 177380 |  | New Construction | First Floor | 0.000000 | F | 209258 | 123611 | 133026 | Basic Wall:Interior - Plumbing (152mm Stud) | 0 | Basic Wall:Interior - Plumbing (152mm Stud):128382 | Size | 186917 | 193331,193332,193333,193334,193335,193336,209106,209107,209108,209109 | Manufacturer | -0.102000 | 3Egy$LBd99weR14rW4bp_M | 1 | Basic Wall:Interior - Plumbing (152mm Stud):177380 |  | InstallationDate | 1614 | WarrantyGuarantorLabor | F | ModelLabel | F | WarrantyDescription | F | F | ProductionYear | 0.000000 | F | 4.468000 | T | 0.000000 | Up to level: Second Floor | Finish | 2 | 7.175496 | SerialNumber | WarrantyStartDate | BarCode | AssetIdentifier | Features | TagNumber | 0 | 1.694975 | 1.320291 | 0 | 0.184000 | 0 | WarrantyDurationParts | AccessibilityPerformance | CodePerformance | Color | Constituents | Grade | Material | ModelReference | NominalHeight | NominalLength | Shape | SustainabilityPerformance | WarrantyDurationLabor | FIXED | WarrantyGuarantorParts | ExpectedLife | ReplacementCost | NominalWidth | 23-25 40 11 11 11 | Metal-Framed Gypsum Board Fixed Partitions | 189350
1615 | First Floor | 207435 | 188275,189351 | 0 | 177543 |  | New Construction | First Floor | 0.000000 | F | 209258 | 123612 | 133027 | Basic Wall:Interior - Furring (38 mm Stud) | 0 | Basic Wall:Interior - Furring (38 mm Stud):128404 | Size | 186918 | 193337,193338,193339,193340,193341,193342,209240,209241,209242,209243 | Manufacturer | -0.102000 | 3Egy$LBd99weR14rW4bpxr | 1 | Basic Wall:Interior - Furring (38 mm Stud):177543 |  | InstallationDate | 1615 | WarrantyGuarantorLabor | F | ModelLabel | F | WarrantyDescription | F | F | ProductionYear | 0.000000 | F | 4.468000 | T | 0.000000 | Up to level: Second Floor | Finish | 0 | 1.532524 | SerialNumber | WarrantyStartDate | BarCode | AssetIdentifier | Features | TagNumber | 0 | 0.449500 | 0.082756 | 0 | 0.054000 | 0 | WarrantyDurationParts | AccessibilityPerformance | CodePerformance | Color | Constituents | Grade | Material | ModelReference | NominalHeight | NominalLength | Shape | SustainabilityPerformance | WarrantyDurationLabor | FIXED | WarrantyGuarantorParts | ExpectedLife | ReplacementCost | NominalWidth | 23-25 40 11 11 11 | Metal-Framed Gypsum Board Fixed Partitions
1616 | First Floor | 207423 | 188290 | 0 | 177617 |  | New Construction | First Floor | 0.000000 | F | 209258 | 123614 | 133029 | Basic Wall:Interior - Furring (38 mm Stud) | 0 | Basic Wall:Interior - Furring (38 mm Stud):128404 | Size | 186920 | 193343,193344,193345,193346,193347,193348,209240,209241,209242,209243 | Manufacturer | -0.102000 | 3Egy$LBd99weR14rW4bpwZ | 1 | Basic Wall:Interior - Furring (38 mm Stud):177617 |  | InstallationDate | 1616 | WarrantyGuarantorLabor | F | ModelLabel | F | WarrantyDescription | F | F | ProductionYear | 0.000000 | F | 4.468000 | T | 0.000000 | Up to level: Second Floor | Finish | 0 | 1.291252 | SerialNumber | WarrantyStartDate | BarCode | AssetIdentifier | Features | TagNumber | 0 | 0.449500 | 0.069728 | 0 | 0.054000 | 0 | WarrantyDurationParts | AccessibilityPerformance | CodePerformance | Color | Constituents | Grade | Material | ModelReference | NominalHeight | NominalLength | Shape | SustainabilityPerformance | WarrantyDurationLabor | FIXED | WarrantyGuarantorParts | ExpectedLife | ReplacementCost | NominalWidth | 23-25 40 11 11 11 | Metal-Framed Gypsum Board Fixed Partitions | 189352
1617 | First Floor | 207433 | 189354 | 2 | 178162 |  | New Construction | First Floor | 0.000000 | F | 209258 | 123616 | 133034 | Basic Wall:Interior - Partition (92mm Stud) | 0 | Basic Wall:Interior - Partition (92mm Stud):128360 | Size | 186925 | 193373,193374,193375,193376,193377,193378,209244,209245,209246,209247 | Manufacturer | -0.102000 | 3Egy$LBd99weR14rW4bpo0 | 1 | Basic Wall:Interior - Partition (92mm Stud):178162 |  | InstallationDate | 1617 | WarrantyGuarantorLabor | F | ModelLabel | F | WarrantyDescription | F | F | ProductionYear | 0.000000 | F | 4.468000 | T | 0.000000 | Up to level: Second Floor | Finish | 2 | 1.411888 | SerialNumber | WarrantyStartDate | BarCode | AssetIdentifier | Features | TagNumber | 0 | 0.440000 | 0.175074 | 0 | 0.124000 | 0 | WarrantyDurationParts | AccessibilityPerformance | CodePerformance | Color | Constituents | Grade | Material | ModelReference | NominalHeight | NominalLength | Shape | SustainabilityPerformance | WarrantyDurationLabor | FIXED | WarrantyGuarantorParts | ExpectedLife | ReplacementCost | NominalWidth | 23-25 40 11 11 11 | Metal-Framed Gypsum Board Fixed Partitions | 188459
1618 | First Floor | 207432 | 188245 | 2 | 178188 |  | New Construction | First Floor | 0.000000 | F | 209258 | 123617 | 133035 | Basic Wall:Interior - Partition (92mm Stud) | 0 | Basic Wall:Interior - Partition (92mm Stud):128360 | Size | 186926 | 193379,193380,193381,193382,193383,193384,209244,209245,209246,209247 | Manufacturer | -0.102000 | 3Egy$LBd99weR14rW4bpD_ | 1 | Basic Wall:Interior - Partition (92mm Stud):178188 |  | InstallationDate | 1618 | WarrantyGuarantorLabor | F | ModelLabel | F | WarrantyDescription | F | F | ProductionYear | 0.000000 | F | 4.468000 | T | 0.000000 | Up to level: Second Floor | Finish | 2 | 0.882430 | SerialNumber | WarrantyStartDate | BarCode | AssetIdentifier | Features | TagNumber | 0 | 0.197500 | 0.109421 | 0 | 0.124000 | 0 | WarrantyDurationParts | AccessibilityPerformance | CodePerformance | Color | Constituents | Grade | Material | ModelReference | NominalHeight | NominalLength | Shape | SustainabilityPerformance | WarrantyDurationLabor | FIXED | WarrantyGuarantorParts | ExpectedLife | ReplacementCost | NominalWidth | 23-25 40 11 11 11 | Metal-Framed Gypsum Board Fixed Partitions | 189354
1619 | First Floor | 207495 | 189360 | 0 | 179985 |  | New Construction | First Floor | 0.000000 | F | 209258 | 123629 | 133050 | Basic Wall:Interior - Furring (152 mm Stud) | 0 | Basic Wall:Interior - Furring (152 mm Stud):138413 | Size | 186941 | 193463,193464,193465,193466,193467,193468,209191,209192,209193,209194 | Manufacturer | -0.102000 | 3Egy$LBd99weR14rW4bpHZ | 1 | Basic Wall:Interior - Furring (152 mm Stud):179985 |  | InstallationDate | 1619 | WarrantyGuarantorLabor | F | ModelLabel | F | WarrantyDescription | F | F | ProductionYear | 0.000000 | F | 4.468000 | T | 0.000000 | Up to level: Second Floor | Finish | 0 | 1.532524 | SerialNumber | WarrantyStartDate | BarCode | AssetIdentifier | Features | TagNumber | 0 | 0.392500 | 0.257464 | 0 | 0.168000 | 0 | WarrantyDurationParts | AccessibilityPerformance | CodePerformance | Color | Constituents | Grade | Material | ModelReference | NominalHeight | NominalLength | Shape | SustainabilityPerformance | WarrantyDurationLabor | FIXED | WarrantyGuarantorParts | ExpectedLife | ReplacementCost | NominalWidth | 23-25 40 11 11 11 | Metal-Framed Gypsum Board Fixed Partitions | 188056
1620 | First Floor | 207503 | 189361 | 0 | 180220 |  | New Construction | First Floor | 0.000000 | F | 209258 | 123633 | 133054 | Basic Wall:Interior - Furring (38 mm Stud) | 0 | Basic Wall:Interior - Furring (38 mm Stud):128404 | Size | 186945 | 193487,193488,193489,193490,193491,193492,209240,209241,209242,209243 | Manufacturer | -0.102000 | 3Egy$LBd99weR14rW4bpIE | 1 | Basic Wall:Interior - Furring (38 mm Stud):180220 |  | InstallationDate | 1620 | WarrantyGuarantorLabor | F | ModelLabel | F | WarrantyDescription | F | F | ProductionYear | 0.000000 | F | 4.468000 | T | 0.000000 | Up to level: Second Floor | Finish | 0 | 3.899098 | SerialNumber | WarrantyStartDate | BarCode | AssetIdentifier | Features | TagNumber | 0 | 0.907672 | 0.210551 | 0 | 0.054000 | 0 | WarrantyDurationParts | AccessibilityPerformance | CodePerformance | Color | Constituents | Grade | Material | ModelReference | NominalHeight | NominalLength | Shape | SustainabilityPerformance | WarrantyDurationLabor | FIXED | WarrantyGuarantorParts | ExpectedLife | ReplacementCost | NominalWidth | 23-25 40 11 11 11 | Metal-Framed Gypsum Board Fixed Partitions | 188471
1621 | First Floor | 207504 |  | 0 | 180241 |  | New Construction | First Floor | 0.000000 | F | 209258 | 123634 | 133055 | Basic Wall:Interior - Furring (38 mm Stud) | 0 | Basic Wall:Interior - Furring (38 mm Stud):128404 | Size | 186946 | 193493,193494,193495,193496,193497,193498,209240,209241,209242,209243 | Manufacturer | -0.102000 | 3Egy$LBd99weR14rW4bqjZ | 1 | Basic Wall:Interior - Furring (38 mm Stud):180241 |  | InstallationDate | 1621 | WarrantyGuarantorLabor | F | ModelLabel | F | WarrantyDescription | F | F | ProductionYear | 0.000000 | F | 4.468000 | T | 0.000000 | Up to level: Second Floor | Finish | 0 | 1.291252 | SerialNumber | WarrantyStartDate | BarCode | AssetIdentifier | Features | TagNumber | 0 | 0.449500 | 0.069728 | 0 | 0.054000 | 0 | WarrantyDurationParts | AccessibilityPerformance | CodePerformance | Color | Constituents | Grade | Material | ModelReference | NominalHeight | NominalLength | Shape | SustainabilityPerformance | WarrantyDurationLabor | FIXED | WarrantyGuarantorParts | ExpectedLife | ReplacementCost | NominalWidth | 23-25 40 11 11 11 | Metal-Framed Gypsum Board Fixed Partitions | 188140,189361
1622 | First Floor | 207361 | 188249 | 0 | 180479 |  | New Construction | First Floor | 0.000000 | F | 209258 | 123640 | 133061 | Basic Wall:Interior - Furring (38 mm Stud) | 0 | Basic Wall:Interior - Furring (38 mm Stud):128404 | Size | 186952 | 193529,193530,193531,193532,193533,193534,209240,209241,209242,209243 | Manufacturer | -0.102000 | 3Egy$LBd99weR14rW4bqkD | 1 | Basic Wall:Interior - Furring (38 mm Stud):180479 |  | InstallationDate | 1622 | WarrantyGuarantorLabor | F | ModelLabel | F | WarrantyDescription | F | F | ProductionYear | 0.000000 | F | 4.468000 | T | 0.000000 | Up to level: Second Floor | Finish | 0 | 1.572624 | SerialNumber | WarrantyStartDate | BarCode | AssetIdentifier | Features | TagNumber | 0 | 0.440975 | 0.084922 | 0 | 0.054000 | 0 | WarrantyDurationParts | AccessibilityPerformance | CodePerformance | Color | Constituents | Grade | Material | ModelReference | NominalHeight | NominalLength | Shape | SustainabilityPerformance | WarrantyDurationLabor | FIXED | WarrantyGuarantorParts | ExpectedLife | ReplacementCost | NominalWidth | 23-25 40 11 11 11 | Metal-Framed Gypsum Board Fixed Partitions | 189366
1623 | First Floor | 207468 |  | 0 | 181043 |  | New Construction | First Floor | 0.000000 | F | 209258 | 123645 | 133067 | Basic Wall:Interior - Furring (152 mm Stud) | 0 | Basic Wall:Interior - Furring (152 mm Stud):138413 | Size | 186958 | 193559,193560,193561,193562,193563,193564,209191,209192,209193,209194 | Manufacturer | -0.102000 | 3Egy$LBd99weR14rW4bqX1 | 1 | Basic Wall:Interior - Furring (152 mm Stud):181043 |  | InstallationDate | 1623 | WarrantyGuarantorLabor | F | ModelLabel | F | WarrantyDescription | F | F | ProductionYear | 0.000000 | F | 4.468000 | T | 0.000000 | Up to level: Second Floor | Finish | 0 | 7.997720 | SerialNumber | WarrantyStartDate | BarCode | AssetIdentifier | Features | TagNumber | 0 | 1.914000 | 1.343617 | 0 | 0.168000 | 0 | WarrantyDurationParts | AccessibilityPerformance | CodePerformance | Color | Constituents | Grade | Material | ModelReference | NominalHeight | NominalLength | Shape | SustainabilityPerformance | WarrantyDurationLabor | FIXED | WarrantyGuarantorParts | ExpectedLife | ReplacementCost | NominalWidth | 23-25 40 11 11 11 | Metal-Framed Gypsum Board Fixed Partitions | 188475,188780
1624 | First Floor | 207583 | 188477 | 2 | 181696 |  | New Construction | First Floor | 0.000000 | F | 209258 | 123650 | 133073 | Basic Wall:Interior - Partition (92mm Stud) | 0 | Basic Wall:Interior - Partition (92mm Stud):128360 | Size | 186964 | 193595,193596,193597,193598,193599,193600,209244,209245,209246,209247 | Manufacturer | -0.102000 | 3Egy$LBd99weR14rW4bqwo | 1 | Basic Wall:Interior - Partition (92mm Stud):181696 |  | InstallationDate | 1624 | WarrantyGuarantorLabor | F | ModelLabel | F | WarrantyDescription | F | F | ProductionYear | 0.000000 | F | 4.468000 | T | 0.000000 | Up to level: Second Floor | Finish | 2 | 1.532523 | SerialNumber | WarrantyStartDate | BarCode | AssetIdentifier | Features | TagNumber | 0 | 0.476500 | 0.190033 | 0 | 0.124000 | 0 | WarrantyDurationParts | AccessibilityPerformance | CodePerformance | Color | Constituents | Grade | Material | ModelReference | NominalHeight | NominalLength | Shape | SustainabilityPerformance | WarrantyDurationLabor | FIXED | WarrantyGuarantorParts | ExpectedLife | ReplacementCost | NominalWidth | 23-25 40 11 11 11 | Metal-Framed Gypsum Board Fixed Partitions | 188058
1625 | First Floor | 207584 |  | 2 | 181834 |  | New Construction | First Floor | 0.000000 | F | 209258 | 123651 | 133074 | Basic Wall:Interior - Partition (92mm Stud) | 0 | Basic Wall:Interior - Partition (92mm Stud):128360 | Size | 186965 | 193601,193602,193603,193604,193605,193606,209244,209245,209246,209247 | Manufacturer | -0.102000 | 3Egy$LBd99weR14rW4bqqu | 1 | Basic Wall:Interior - Partition (92mm Stud):181834 |  | InstallationDate | 1625 | WarrantyGuarantorLabor | F | ModelLabel | F | WarrantyDescription | F | F | ProductionYear | 0.000000 | F | 4.468000 | T | 0.000000 | Up to level: Second Floor | Finish | 2 | 20.695777 | SerialNumber | WarrantyStartDate | BarCode | AssetIdentifier | Features | TagNumber | 0 | 4.756000 | 2.566276 | 0 | 0.124000 | 0 | WarrantyDurationParts | AccessibilityPerformance | CodePerformance | Color | Constituents | Grade | Material | ModelReference | NominalHeight | NominalLength | Shape | SustainabilityPerformance | WarrantyDurationLabor | FIXED | WarrantyGuarantorParts | ExpectedLife | ReplacementCost | NominalWidth | 23-25 40 11 11 11 | Metal-Framed Gypsum Board Fixed Partitions | 188477,188788
1626 | First Floor | 207136 | 189413 | 0 | 186087 |  | New Construction | First Floor | 0.000000 | F | 209258 | 123675 | 133105 | Basic Wall:Interior - Furring (38 mm Stud) | 0 | Basic Wall:Interior - Furring (38 mm Stud):128404 | Size | 186996 | 193775,193776,193777,193778,193779,193780,209240,209241,209242,209243 | Manufacturer | -0.102000 | 3Egy$LBd99weR14rW4brsL | 1 | Basic Wall:Interior - Furring (38 mm Stud):186087 |  | InstallationDate | 1626 | WarrantyGuarantorLabor | F | ModelLabel | F | WarrantyDescription | F | F | ProductionYear | 0.000000 | F | 4.468000 | T | 0.000000 | Up to level: Second Floor | Finish | 0 | 1.577204 | SerialNumber | WarrantyStartDate | BarCode | AssetIdentifier | Features | TagNumber | 0 | 0.388000 | 0.085169 | 0 | 0.054000 | 0 | WarrantyDurationParts | AccessibilityPerformance | CodePerformance | Color | Constituents | Grade | Material | ModelReference | NominalHeight | NominalLength | Shape | SustainabilityPerformance | WarrantyDurationLabor | FIXED | WarrantyGuarantorParts | ExpectedLife | ReplacementCost | NominalWidth | 23-25 40 11 11 11 | Metal-Framed Gypsum Board Fixed Partitions | 188487
1627 | First Floor | 207137 |  | 0 | 186112 |  | New Construction | First Floor | 0.000000 | F | 209258 | 123676 | 133106 | Basic Wall:Interior - Furring (38 mm Stud) | 0 | Basic Wall:Interior - Furring (38 mm Stud):128404 | Size | 186997 | 193781,193782,193783,193784,193785,193786,209240,209241,209242,209243 | Manufacturer | -0.102000 | 3Egy$LBd99weR14rW4brno | 1 | Basic Wall:Interior - Furring (38 mm Stud):186112 |  | InstallationDate | 1627 | WarrantyGuarantorLabor | F | ModelLabel | F | WarrantyDescription | F | F | ProductionYear | 0.000000 | F | 4.468000 | T | 0.000000 | Up to level: Second Floor | Finish | 0 | 2.242936 | SerialNumber | WarrantyStartDate | BarCode | AssetIdentifier | Features | TagNumber | 0 | 0.591000 | 0.121119 | 0 | 0.054000 | 0 | WarrantyDurationParts | AccessibilityPerformance | CodePerformance | Color | Constituents | Grade | Material | ModelReference | NominalHeight | NominalLength | Shape | SustainabilityPerformance | WarrantyDurationLabor | FIXED | WarrantyGuarantorParts | ExpectedLife | ReplacementCost | NominalWidth | 23-25 40 11 11 11 | Metal-Framed Gypsum Board Fixed Partitions | 188800,189413
1628 | First Floor | 207147 | 189425 | 0 | 187521 |  | New Construction | First Floor | 0.000000 | F | 209258 | 123686 | 133120 | Basic Wall:Interior - Furring (152 mm Stud) | 0 | Basic Wall:Interior - Furring (152 mm Stud):138413 | Size | 187011 | 193865,193866,193867,193868,193869,193870,209191,209192,209193,209194 | Manufacturer | -0.102000 | 3Egy$LBd99weR14rW4brVp | 1 | Basic Wall:Interior - Furring (152 mm Stud):187521 |  | InstallationDate | 1628 | WarrantyGuarantorLabor | F | ModelLabel | F | WarrantyDescription | F | F | ProductionYear | 0.000000 | F | 4.468000 | T | 0.000000 | Up to level: Second Floor | Finish | 0 | 1.532524 | SerialNumber | WarrantyStartDate | BarCode | AssetIdentifier | Features | TagNumber | 0 | 0.392500 | 0.257464 | 0 | 0.168000 | 0 | WarrantyDurationParts | AccessibilityPerformance | CodePerformance | Color | Constituents | Grade | Material | ModelReference | NominalHeight | NominalLength | Shape | SustainabilityPerformance | WarrantyDurationLabor | FIXED | WarrantyGuarantorParts | ExpectedLife | ReplacementCost | NominalWidth | 23-25 40 11 11 11 | Metal-Framed Gypsum Board Fixed Partitions | 188066
1629 | First Floor | 207189 | 189427 | 0 | 188118 |  | New Construction | First Floor | 0.000000 | F | 209258 | 123692 | 133126 | Basic Wall:Interior - Furring (38 mm Stud) | 0 | Basic Wall:Interior - Furring (38 mm Stud):128404 | Size | 187017 | 193901,193902,193903,193904,193905,193906,209240,209241,209242,209243 | Manufacturer | -0.102000 | 3Egy$LBd99weR14rW4brMa | 1 | Basic Wall:Interior - Furring (38 mm Stud):188118 |  | InstallationDate | 1629 | WarrantyGuarantorLabor | F | ModelLabel | F | WarrantyDescription | F | F | ProductionYear | 0.000000 | F | 4.468000 | T | 0.000000 | Up to level: Second Floor | Finish | 3 | 1.577204 | SerialNumber | WarrantyStartDate | BarCode | AssetIdentifier | Features | TagNumber | 0 | 0.388000 | 0.085169 | 0 | 0.054000 | 0 | WarrantyDurationParts | AccessibilityPerformance | CodePerformance | Color | Constituents | Grade | Material | ModelReference | NominalHeight | NominalLength | Shape | SustainabilityPerformance | WarrantyDurationLabor | FIXED | WarrantyGuarantorParts | ExpectedLife | ReplacementCost | NominalWidth | 23-25 40 11 11 11 | Metal-Framed Gypsum Board Fixed Partitions | 188490
1630 | First Floor | 207190 | 189428 | 0 | 188181 |  | New Construction | First Floor | 0.000000 | F | 209258 | 123693 | 133127 | Basic Wall:Interior - Furring (38 mm Stud) | 0 | Basic Wall:Interior - Furring (38 mm Stud):128404 | Size | 187018 | 193907,193908,193909,193910,193911,193912,209240,209241,209242,209243 | Manufacturer | -0.102000 | 3Egy$LBd99weR14rW4brHd | 1 | Basic Wall:Interior - Furring (38 mm Stud):188181 |  | InstallationDate | 1630 | WarrantyGuarantorLabor | F | ModelLabel | F | WarrantyDescription | F | F | ProductionYear | 0.000000 | F | 4.468000 | T | 0.000000 | Up to level: Second Floor | Finish | 3 | 21.810092 | SerialNumber | WarrantyStartDate | BarCode | AssetIdentifier | Features | TagNumber | 0 | 4.970400 | 1.177745 | 0 | 0.054000 | 0 | WarrantyDurationParts | AccessibilityPerformance | CodePerformance | Color | Constituents | Grade | Material | ModelReference | NominalHeight | NominalLength | Shape | SustainabilityPerformance | WarrantyDurationLabor | FIXED | WarrantyGuarantorParts | ExpectedLife | ReplacementCost | NominalWidth | 23-25 40 11 11 11 | Metal-Framed Gypsum Board Fixed Partitions | 189427
1631 | First Floor | 207171 | 188934 | 0 | 188205 |  | New Construction | First Floor | 0.000000 | F | 209258 | 123694 | 133128 | Basic Wall:Interior - Furring (38 mm Stud) | 0 | Basic Wall:Interior - Furring (38 mm Stud):128404 | Size | 187019 | 193913,193914,193915,193916,193917,193918,209240,209241,209242,209243 | Manufacturer | -0.102000 | 3Egy$LBd99weR14rW4brHV | 1 | Basic Wall:Interior - Furring (38 mm Stud):188205 |  | InstallationDate | 1631 | WarrantyGuarantorLabor | F | ModelLabel | F | WarrantyDescription | F | F | ProductionYear | 0.000000 | F | 4.468000 | T | 0.000000 | Up to level: Second Floor | Finish | 3 | 1.577204 | SerialNumber | WarrantyStartDate | BarCode | AssetIdentifier | Features | TagNumber | 0 | 0.388000 | 0.085169 | 0 | 0.054000 | 0 | WarrantyDurationParts | AccessibilityPerformance | CodePerformance | Color | Constituents | Grade | Material | ModelReference | NominalHeight | NominalLength | Shape | SustainabilityPerformance | WarrantyDurationLabor | FIXED | WarrantyGuarantorParts | ExpectedLife | ReplacementCost | NominalWidth | 23-25 40 11 11 11 | Metal-Framed Gypsum Board Fixed Partitions | 188801
1632 | First Floor | 207170 |  | 0 | 188319 |  | New Construction | First Floor | 0.000000 | F | 209258 | 123695 | 133129 | Basic Wall:Interior - Furring (38 mm Stud) | 0 | Basic Wall:Interior - Furring (38 mm Stud):128404 | Size | 187020 | 193919,193920,193921,193922,193923,193924,209240,209241,209242,209243 | Manufacturer | -0.102000 | 3Egy$LBd99weR14rW4brJj | 1 | Basic Wall:Interior - Furring (38 mm Stud):188319 |  | InstallationDate | 1632 | WarrantyGuarantorLabor | F | ModelLabel | F | WarrantyDescription | F | F | ProductionYear | 0.000000 | F | 4.468000 | T | 0.000000 | Up to level: Second Floor | Finish | 3 | 1.572739 | SerialNumber | WarrantyStartDate | BarCode | AssetIdentifier | Features | TagNumber | 0 | 0.441000 | 0.084928 | 0 | 0.054000 | 0 | WarrantyDurationParts | AccessibilityPerformance | CodePerformance | Color | Constituents | Grade | Material | ModelReference | NominalHeight | NominalLength | Shape | SustainabilityPerformance | WarrantyDurationLabor | FIXED | WarrantyGuarantorParts | ExpectedLife | ReplacementCost | NominalWidth | 23-25 40 11 11 11 | Metal-Framed Gypsum Board Fixed Partitions | 188934,189428
1633 | First Floor | 207205 | 189429 | 0 | 188686 |  | New Construction | First Floor | 0.000000 | F | 209258 | 123697 | 133132 | Basic Wall:Interior - Furring (38 mm Stud) | 0 | Basic Wall:Interior - Furring (38 mm Stud):128404 | Size | 187023 | 193937,193938,193939,193940,193941,193942,209240,209241,209242,209243 | Manufacturer | -0.102000 | 3Egy$LBd99weR14rW4bsfy | 1 | Basic Wall:Interior - Furring (38 mm Stud):188686 |  | InstallationDate | 1633 | WarrantyGuarantorLabor | F | ModelLabel | F | WarrantyDescription | F | F | ProductionYear | 0.000000 | F | 4.468000 | T | 0.000000 | Up to level: Second Floor | Finish | 0 | 1.577204 | SerialNumber | WarrantyStartDate | BarCode | AssetIdentifier | Features | TagNumber | 0 | 0.388000 | 0.085169 | 0 | 0.054000 | 0 | WarrantyDurationParts | AccessibilityPerformance | CodePerformance | Color | Constituents | Grade | Material | ModelReference | NominalHeight | NominalLength | Shape | SustainabilityPerformance | WarrantyDurationLabor | FIXED | WarrantyGuarantorParts | ExpectedLife | ReplacementCost | NominalWidth | 23-25 40 11 11 11 | Metal-Framed Gypsum Board Fixed Partitions | 188493
1634 | First Floor | 207206 |  | 0 | 188717 |  | New Construction | First Floor | 0.000000 | F | 209258 | 123698 | 133133 | Basic Wall:Interior - Furring (38 mm Stud) | 0 | Basic Wall:Interior - Furring (38 mm Stud):128404 | Size | 187024 | 193943,193944,193945,193946,193947,193948,209240,209241,209242,209243 | Manufacturer | -0.102000 | 3Egy$LBd99weR14rW4bsfV | 1 | Basic Wall:Interior - Furring (38 mm Stud):188717 |  | InstallationDate | 1634 | WarrantyGuarantorLabor | F | ModelLabel | F | WarrantyDescription | F | F | ProductionYear | 0.000000 | F | 4.468000 | T | 0.000000 | Up to level: Second Floor | Finish | 0 | 3.138323 | SerialNumber | WarrantyStartDate | BarCode | AssetIdentifier | Features | TagNumber | 0 | 0.791400 | 0.169469 | 0 | 0.054000 | 0 | WarrantyDurationParts | AccessibilityPerformance | CodePerformance | Color | Constituents | Grade | Material | ModelReference | NominalHeight | NominalLength | Shape | SustainabilityPerformance | WarrantyDurationLabor | FIXED | WarrantyGuarantorParts | ExpectedLife | ReplacementCost | NominalWidth | 23-25 40 11 11 11 | Metal-Framed Gypsum Board Fixed Partitions | 188797,189429
1635 | First Floor | 207179 | 189436 | 0 | 189364 |  | New Construction | First Floor | 0.000000 | F | 209258 | 123703 | 133139 | Basic Wall:Interior - Furring (152 mm Stud) | 0 | Basic Wall:Interior - Furring (152 mm Stud):138413 | Size | 187030 | 193979,193980,193981,193982,193983,193984,209191,209192,209193,209194 | Manufacturer | -0.102000 | 3Egy$LBd99weR14rW4bsZ6 | 1 | Basic Wall:Interior - Furring (152 mm Stud):189364 |  | InstallationDate | 1635 | WarrantyGuarantorLabor | F | ModelLabel | F | WarrantyDescription | F | F | ProductionYear | 0.000000 | F | 4.468000 | T | 0.000000 | Up to level: Second Floor | Finish | 0 | 1.532524 | SerialNumber | WarrantyStartDate | BarCode | AssetIdentifier | Features | TagNumber | 0 | 0.392500 | 0.257464 | 0 | 0.168000 | 0 | WarrantyDurationParts | AccessibilityPerformance | CodePerformance | Color | Constituents | Grade | Material | ModelReference | NominalHeight | NominalLength | Shape | SustainabilityPerformance | WarrantyDurationLabor | FIXED | WarrantyGuarantorParts | ExpectedLife | ReplacementCost | NominalWidth | 23-25 40 11 11 11 | Metal-Framed Gypsum Board Fixed Partitions | 188067
1636 | First Floor | 207180 | 188255 | 0 | 189473 |  | New Construction | First Floor | 0.000000 | F | 209258 | 123704 | 133140 | Basic Wall:Interior - Furring (152 mm Stud) | 0 | Basic Wall:Interior - Furring (152 mm Stud):138413 | Size | 187031 | 193985,193986,193987,193988,193989,193990,209191,209192,209193,209194 | Manufacturer | -0.102000 | 3Egy$LBd99weR14rW4bszJ | 1 | Basic Wall:Interior - Furring (152 mm Stud):189473 |  | InstallationDate | 1636 | WarrantyGuarantorLabor | F | ModelLabel | F | WarrantyDescription | F | F | ProductionYear | 0.000000 | F | 4.468000 | T | 0.000000 | Up to level: Second Floor | Finish | 0 | 43.198411 | SerialNumber | WarrantyStartDate | BarCode | AssetIdentifier | Features | TagNumber | 0 | 9.814400 | 7.257333 | 0 | 0.168000 | 0 | WarrantyDurationParts | AccessibilityPerformance | CodePerformance | Color | Constituents | Grade | Material | ModelReference | NominalHeight | NominalLength | Shape | SustainabilityPerformance | WarrantyDurationLabor | FIXED | WarrantyGuarantorParts | ExpectedLife | ReplacementCost | NominalWidth | 23-25 40 11 11 11 | Metal-Framed Gypsum Board Fixed Partitions | 189436
1665 | First Floor | 207073 |  | 0 | 231965 |  | New Construction | First Floor | 0.000000 | F | 209258 | 124018 | 133460 | Basic Wall:Interior - Furring (152 mm Stud) | 0 | Basic Wall:Interior - Furring (152 mm Stud):138413 | Size | 187238 | 195880,195881,195882,195883,195884,195885,209191,209192,209193,209194 | Manufacturer | -0.102000 | 1byTDaqS91rBnWJlv$n$Tt | 1 | Basic Wall:Interior - Furring (152 mm Stud):231965 |  | InstallationDate | 1665 | WarrantyGuarantorLabor | F | ModelLabel | F | WarrantyDescription | F | F | ProductionYear | 0.000000 | F | 4.468000 | T | 0.000000 | Up to level: Second Floor | Finish | 0 | 8.185376 | SerialNumber | WarrantyStartDate | BarCode | AssetIdentifier | Features | TagNumber | 0 | 1.956000 | 1.375143 | 0 | 0.168000 | 0 | WarrantyDurationParts | AccessibilityPerformance | CodePerformance | Color | Constituents | Grade | Material | ModelReference | NominalHeight | NominalLength | Shape | SustainabilityPerformance | WarrantyDurationLabor | FIXED | WarrantyGuarantorParts | ExpectedLife | ReplacementCost | NominalWidth | 23-25 40 11 11 11 | Metal-Framed Gypsum Board Fixed Partitions | 188560,188737
1666 | First Floor | 207563 | 189509 | 0 | 251812 |  | New Construction | First Floor | 0.000000 | F | 209258 | 124138 | 133577 | Basic Wall:Interior - Furring (38 mm Stud) | 0 | Basic Wall:Interior - Furring (38 mm Stud):128404 | Size | 187245 | 196502,196503,196504,196505,196506,196507,209240,209241,209242,209243 | Manufacturer | -0.102000 | 0mxk1RW8H5mvX1dNnpRq1S | 1 | Basic Wall:Interior - Furring (38 mm Stud):251812 |  | InstallationDate | 1666 | WarrantyGuarantorLabor | F | ModelLabel | F | WarrantyDescription | F | F | ProductionYear | 0.000000 | F | 4.468000 | T | 0.000000 | Up to level: Second Floor | Finish | 0 | 3.065160 | SerialNumber | WarrantyStartDate | BarCode | AssetIdentifier | Features | TagNumber | 0 | 0.721025 | 0.165519 | 0 | 0.054000 | 0 | WarrantyDurationParts | AccessibilityPerformance | CodePerformance | Color | Constituents | Grade | Material | ModelReference | NominalHeight | NominalLength | Shape | SustainabilityPerformance | WarrantyDurationLabor | FIXED | WarrantyGuarantorParts | ExpectedLife | ReplacementCost | NominalWidth | 23-25 40 11 11 11 | Metal-Framed Gypsum Board Fixed Partitions | 188480
1667 | First Floor | 207564 | 189510 | 0 | 251841 |  | New Construction | First Floor | 0.000000 | F | 209258 | 124139 | 133578 | Basic Wall:Interior - Furring (38 mm Stud) | 0 | Basic Wall:Interior - Furring (38 mm Stud):128404 | Size | 187246 | 196508,196509,196510,196511,196512,196513,209240,209241,209242,209243 | Manufacturer | -0.102000 | 0mxk1RW8H5mvX1dNnpRq0v | 1 | Basic Wall:Interior - Furring (38 mm Stud):251841 |  | InstallationDate | 1667 | WarrantyGuarantorLabor | F | ModelLabel | F | WarrantyDescription | F | F | ProductionYear | 0.000000 | F | 4.468000 | T | 0.000000 | Up to level: Second Floor | Finish | 0 | 1.814008 | SerialNumber | WarrantyStartDate | BarCode | AssetIdentifier | Features | TagNumber | 0 | 0.406000 | 0.097956 | 0 | 0.054000 | 0 | WarrantyDurationParts | AccessibilityPerformance | CodePerformance | Color | Constituents | Grade | Material | ModelReference | NominalHeight | NominalLength | Shape | SustainabilityPerformance | WarrantyDurationLabor | FIXED | WarrantyGuarantorParts | ExpectedLife | ReplacementCost | NominalWidth | 23-25 40 11 11 11 | Metal-Framed Gypsum Board Fixed Partitions | 189509
1668 | First Floor | 207565 |  | 0 | 251918 |  | New Construction | First Floor | 0.000000 | F | 209258 | 124140 | 133579 | Basic Wall:Interior - Furring (38 mm Stud) | 0 | Basic Wall:Interior - Furring (38 mm Stud):128404 | Size | 187247 | 196514,196515,196516,196517,196518,196519,209240,209241,209242,209243 | Manufacturer | -0.102000 | 0mxk1RW8H5mvX1dNnpRq$s | 1 | Basic Wall:Interior - Furring (38 mm Stud):251918 |  | InstallationDate | 1668 | WarrantyGuarantorLabor | F | ModelLabel | F | WarrantyDescription | F | F | ProductionYear | 0.000000 | F | 4.468000 | T | 0.000000 | Up to level: Second Floor | Finish | 0 | 2.823888 | SerialNumber | WarrantyStartDate | BarCode | AssetIdentifier | Features | TagNumber | 0 | 0.721025 | 0.152490 | 0 | 0.054000 | 0 | WarrantyDurationParts | AccessibilityPerformance | CodePerformance | Color | Constituents | Grade | Material | ModelReference | NominalHeight | NominalLength | Shape | SustainabilityPerformance | WarrantyDurationLabor | FIXED | WarrantyGuarantorParts | ExpectedLife | ReplacementCost | NominalWidth | 23-25 40 11 11 11 | Metal-Framed Gypsum Board Fixed Partitions | 188790,189510
1669 | First Floor | 207460 | 188276,189511 | 0 | 255255 |  | New Construction | First Floor | 0.000000 | F | 209258 | 124159 | 133607 | Basic Wall:Interior - Furring (38 mm Stud) | 0 | Basic Wall:Interior - Furring (38 mm Stud):128404 | Size | 187248 | 196655,196656,196657,196658,196659,196660,209240,209241,209242,209243 | Manufacturer | -0.102000 | 2g$QZpOGbBUxSNx_ZgxJgQ | 1 | Basic Wall:Interior - Furring (38 mm Stud):255255 |  | InstallationDate | 1669 | WarrantyGuarantorLabor | F | ModelLabel | F | WarrantyDescription | F | F | ProductionYear | 0.000000 | F | 4.468000 | T | 0.000000 | Up to level: Second Floor | Finish | 0 | 1.532524 | SerialNumber | WarrantyStartDate | BarCode | AssetIdentifier | Features | TagNumber | 0 | 0.449500 | 0.082756 | 0 | 0.054000 | 0 | WarrantyDurationParts | AccessibilityPerformance | CodePerformance | Color | Constituents | Grade | Material | ModelReference | NominalHeight | NominalLength | Shape | SustainabilityPerformance | WarrantyDurationLabor | FIXED | WarrantyGuarantorParts | ExpectedLife | ReplacementCost | NominalWidth | 23-25 40 11 11 11 | Metal-Framed Gypsum Board Fixed Partitions
1670 | First Floor | 207461 | 189512 | 0 | 255324 |  | New Construction | First Floor | 0.000000 | F | 209258 | 124160 | 133608 | Basic Wall:Interior - Furring (38 mm Stud) | 0 | Basic Wall:Interior - Furring (38 mm Stud):128404 | Size | 187249 | 196661,196662,196663,196664,196665,196666,209240,209241,209242,209243 | Manufacturer | -0.102000 | 2g$QZpOGbBUxSNx_ZgxJhH | 1 | Basic Wall:Interior - Furring (38 mm Stud):255324 |  | InstallationDate | 1670 | WarrantyGuarantorLabor | F | ModelLabel | F | WarrantyDescription | F | F | ProductionYear | 0.000000 | F | 4.468000 | T | 0.000000 | Up to level: Second Floor | Finish | 0 | 12.572952 | SerialNumber | WarrantyStartDate | BarCode | AssetIdentifier | Features | TagNumber | 0 | 2.868000 | 0.678939 | 0 | 0.054000 | 0 | WarrantyDurationParts | AccessibilityPerformance | CodePerformance | Color | Constituents | Grade | Material | ModelReference | NominalHeight | NominalLength | Shape | SustainabilityPerformance | WarrantyDurationLabor | FIXED | WarrantyGuarantorParts | ExpectedLife | ReplacementCost | NominalWidth | 23-25 40 11 11 11 | Metal-Framed Gypsum Board Fixed Partitions | 189511
1671 | First Floor | 207462 | 188293 | 0 | 255437 |  | New Construction | First Floor | 0.000000 | F | 209258 | 124161 | 133609 | Basic Wall:Interior - Furring (38 mm Stud) | 0 | Basic Wall:Interior - Furring (38 mm Stud):128404 | Size | 187250 | 196667,196668,196669,196670,196671,196672,209240,209241,209242,209243 | Manufacturer | -0.102000 | 2g$QZpOGbBUxSNx_ZgxJf0 | 1 | Basic Wall:Interior - Furring (38 mm Stud):255437 |  | InstallationDate | 1671 | WarrantyGuarantorLabor | F | ModelLabel | F | WarrantyDescription | F | F | ProductionYear | 0.000000 | F | 4.468000 | T | 0.000000 | Up to level: Second Floor | Finish | 0 | 1.532524 | SerialNumber | WarrantyStartDate | BarCode | AssetIdentifier | Features | TagNumber | 0 | 0.449500 | 0.082756 | 0 | 0.054000 | 0 | WarrantyDurationParts | AccessibilityPerformance | CodePerformance | Color | Constituents | Grade | Material | ModelReference | NominalHeight | NominalLength | Shape | SustainabilityPerformance | WarrantyDurationLabor | FIXED | WarrantyGuarantorParts | ExpectedLife | ReplacementCost | NominalWidth | 23-25 40 11 11 11 | Metal-Framed Gypsum Board Fixed Partitions | 189512
1672 | First Floor |  |  | 2 | 270462 |  | New Construction | First Floor | 0.000000 | F | 209258 | 124408 | 133665 | Basic Wall:Interior - Partition (92mm Stud) | 0 | Basic Wall:Interior - Partition (92mm Stud):128360 | Size | 187374 | 197785,197786,197787,197788,197789,197790,209244,209245,209246,209247 | Manufacturer | -0.102000 | 2_TmT90dD0x8tJSTjyTcfu | 1 | Basic Wall:Interior - Partition (92mm Stud):270462 |  | InstallationDate | 1672 | WarrantyGuarantorLabor | F | ModelLabel | F | WarrantyDescription | F | F | ProductionYear | 3.000000 | F | 1.468000 | T | 0.000000 | Up to level: Second Floor | Finish | 2 | 1.441576 | SerialNumber | WarrantyStartDate | BarCode | AssetIdentifier | Features | TagNumber | 0 | 1.009000 | 0.178755 | 0 | 0.124000 | 0 | WarrantyDurationParts | AccessibilityPerformance | CodePerformance | Color | Constituents | Grade | Material | ModelReference | NominalHeight | NominalLength | Shape | SustainabilityPerformance | WarrantyDurationLabor | FIXED | WarrantyGuarantorParts | ExpectedLife | ReplacementCost | NominalWidth | 23-25 40 11 11 11 | Metal-Framed Gypsum Board Fixed Partitions | 189016,189342,190006
1674 | First Floor |  | 188279 | 2 | 311808 |  | New Construction | First Floor | 0.000000 | F | 209258 | 124885 | 133707 | Basic Wall:Interior - Partition (92mm Stud) | 0 | Basic Wall:Interior - Partition (92mm Stud):128360 | Size | 187524 | 199616,199617,199618,199619,199620,199621,199622,209244,209245,209246,209247 | Manufacturer | -0.102000 | 2Ynk$BaAz6sA1QNF3FzSDF | 1 | Basic Wall:Interior - Partition (92mm Stud):311808 |  | InstallationDate | 1674 | WarrantyGuarantorLabor | F | ModelLabel | F | WarrantyDescription | F | F | ProductionYear | 3.800000 | F | 0.668000 | T | 0.000000 | Up to level: Second Floor | Finish | 2 | 4.452302 | SerialNumber | WarrantyStartDate | BarCode | AssetIdentifier | Features | TagNumber | 0 | 6.792310 | 0.550820 | 0 | 0.124000 | 0 | WarrantyDurationParts | AccessibilityPerformance | CodePerformance | Color | Constituents | Grade | Material | ModelReference | NominalHeight | NominalLength | Shape | SustainabilityPerformance | WarrantyDurationLabor | FIXED | WarrantyGuarantorParts | ExpectedLife | ReplacementCost | NominalWidth | 23-25 40 11 11 11 | Metal-Framed Gypsum Board Fixed Partitions | 188794 |  |  |  | F
1675 | First Floor |  | 188307 | 2 | 312802 |  | New Construction | First Floor | 0.000000 | F | 209258 | 124886 | 133708 | Basic Wall:Interior - Partition (92mm Stud) | 0 | Basic Wall:Interior - Partition (92mm Stud):128360 | Size | 187525 | 199623,199624,199625,199626,199627,199628,199629,209244,209245,209246,209247 | Manufacturer | -0.102000 | 2$FBrUmUz2c9e1OcADYmrb | 1 | Basic Wall:Interior - Partition (92mm Stud):312802 |  | InstallationDate | 1675 | WarrantyGuarantorLabor | F | ModelLabel | F | WarrantyDescription | F | F | ProductionYear | 3.800000 | F | 0.668000 | T | 0.000000 | Up to level: Second Floor | Finish | 2 | 4.442908 | SerialNumber | WarrantyStartDate | BarCode | AssetIdentifier | Features | TagNumber | 0 | 6.777700 | 0.549728 | 0 | 0.124000 | 0 | WarrantyDurationParts | AccessibilityPerformance | CodePerformance | Color | Constituents | Grade | Material | ModelReference | NominalHeight | NominalLength | Shape | SustainabilityPerformance | WarrantyDurationLabor | FIXED | WarrantyGuarantorParts | ExpectedLife | ReplacementCost | NominalWidth | 23-25 40 11 11 11 | Metal-Framed Gypsum Board Fixed Partitions | 188483 |  |  |  | F
1676 | First Floor |  | 189038,189683,190031 | 2 | 344918 |  | New Construction | First Floor | 0.000000 | F | 209258 | 124974 | 133747 | Basic Wall:Interior - Partition (92mm Stud) | 0 | Basic Wall:Interior - Partition (92mm Stud):128360 | Size | 187539 | 199900,199901,199902,199903,199904,199905,209244,209245,209246,209247 | Manufacturer | -0.120000 | 0GqcYYjeX4e8lXEYRY1vQn | 1 | Basic Wall:Interior - Partition (92mm Stud):344918 |  | InstallationDate | 1676 | WarrantyGuarantorLabor | F | ModelLabel | F | WarrantyDescription | F | F | ProductionYear | 2.800000 | F | 1.650000 | T | 0.000000 | Up to level: Second Floor | Finish | 2 | 2.514600 | SerialNumber | WarrantyStartDate | BarCode | AssetIdentifier | Features | TagNumber | 0 | 1.497000 | 0.311810 | 0 | 0.124000 | 0 | WarrantyDurationParts | AccessibilityPerformance | CodePerformance | Color | Constituents | Grade | Material | ModelReference | NominalHeight | NominalLength | Shape | SustainabilityPerformance | WarrantyDurationLabor | FIXED | WarrantyGuarantorParts | ExpectedLife | ReplacementCost | NominalWidth | 23-25 40 11 11 11 | Metal-Framed Gypsum Board Fixed Partitions
1677 | First Floor |  | 189039,189587 | 2 | 345255 |  | New Construction | First Floor | 0.000000 | F | 209258 | 124976 | 133749 | Basic Wall:Interior - Partition (92mm Stud) | 0 | Basic Wall:Interior - Partition (92mm Stud):128360 | Size | 187541 | 199912,199913,199914,199915,199916,199917,209244,209245,209246,209247 | Manufacturer | -0.120000 | 0GqcYYjeX4e8lXEYRY1v50 | 1 | Basic Wall:Interior - Partition (92mm Stud):345255 |  | InstallationDate | 1677 | WarrantyGuarantorLabor | F | ModelLabel | F | WarrantyDescription | F | F | ProductionYear | 2.800000 | F | 1.650000 | T | 0.000000 | Up to level: Second Floor | Finish | 2 | 10.263000 | SerialNumber | WarrantyStartDate | BarCode | AssetIdentifier | Features | TagNumber | 0 | 6.220000 | 1.272612 | 0 | 0.124000 | 0 | WarrantyDurationParts | AccessibilityPerformance | CodePerformance | Color | Constituents | Grade | Material | ModelReference | NominalHeight | NominalLength | Shape | SustainabilityPerformance | WarrantyDurationLabor | FIXED | WarrantyGuarantorParts | ExpectedLife | ReplacementCost | NominalWidth | 23-25 40 11 11 11 | Metal-Framed Gypsum Board Fixed Partitions | 188295
1678 | First Floor |  | 188572,189590 | 2 | 345352 |  | New Construction | First Floor | 0.000000 | F | 209258 | 124978 | 133751 | Basic Wall:Interior - Partition (92mm Stud) | 0 | Basic Wall:Interior - Partition (92mm Stud):128360 | Size | 187543 | 199924,199925,199926,199927,199928,199929,209244,209245,209246,209247 | Manufacturer | -0.120000 | 0GqcYYjeX4e8lXEYRY1v3l | 1 | Basic Wall:Interior - Partition (92mm Stud):345352 |  | InstallationDate | 1678 | WarrantyGuarantorLabor | F | ModelLabel | F | WarrantyDescription | F | F | ProductionYear | 2.800000 | F | 1.650000 | T | 0.000000 | Up to level: Second Floor | Finish | 2 | 10.263000 | SerialNumber | WarrantyStartDate | BarCode | AssetIdentifier | Features | TagNumber | 0 | 6.220000 | 1.272612 | 0 | 0.124000 | 0 | WarrantyDurationParts | AccessibilityPerformance | CodePerformance | Color | Constituents | Grade | Material | ModelReference | NominalHeight | NominalLength | Shape | SustainabilityPerformance | WarrantyDurationLabor | FIXED | WarrantyGuarantorParts | ExpectedLife | ReplacementCost | NominalWidth | 23-25 40 11 11 11 | Metal-Framed Gypsum Board Fixed Partitions | 189588
1679 | First Floor | 207115 | 189591 | 0 | 347963 |  | New Construction | First Floor | 0.000000 | F | 209258 | 125007 | 133759 | Basic Wall:Interior - Furring (38 mm Stud) | 0 | Basic Wall:Interior - Furring (38 mm Stud):128404 | Size | 187549 | 200057,200058,200059,200060,200061,200062,209240,209241,209242,209243 | Manufacturer | -0.102000 | 0tIhQ6hmz02e5gznEed6Ta | 1 | Basic Wall:Interior - Furring (38 mm Stud):347963 |  | InstallationDate | 1679 | WarrantyGuarantorLabor | F | ModelLabel | F | WarrantyDescription | F | F | ProductionYear | 0.000000 | F | 4.468000 | T | 0.000000 | Up to level: Second Floor | Finish | 0 | 1.534311 | SerialNumber | WarrantyStartDate | BarCode | AssetIdentifier | Features | TagNumber | 0 | 0.449900 | 0.082853 | 0 | 0.054000 | 0 | WarrantyDurationParts | AccessibilityPerformance | CodePerformance | Color | Constituents | Grade | Material | ModelReference | NominalHeight | NominalLength | Shape | SustainabilityPerformance | WarrantyDurationLabor | FIXED | WarrantyGuarantorParts | ExpectedLife | ReplacementCost | NominalWidth | 23-25 40 11 11 11 | Metal-Framed Gypsum Board Fixed Partitions | 188068
1680 | First Floor | 207116 |  | 0 | 347994 |  | New Construction | First Floor | 0.000000 | F | 209258 | 125008 | 133760 | Basic Wall:Interior - Furring (38 mm Stud) | 0 | Basic Wall:Interior - Furring (38 mm Stud):128404 | Size | 187550 | 200063,200064,200065,200066,200067,200068,209240,209241,209242,209243 | Manufacturer | -0.102000 | 0tIhQ6hmz02e5gznEed6S5 | 1 | Basic Wall:Interior - Furring (38 mm Stud):347994 |  | InstallationDate | 1680 | WarrantyGuarantorLabor | F | ModelLabel | F | WarrantyDescription | F | F | ProductionYear | 0.000000 | F | 4.468000 | T | 0.000000 | Up to level: Second Floor | Finish | 0 | 1.291252 | SerialNumber | WarrantyStartDate | BarCode | AssetIdentifier | Features | TagNumber | 0 | 0.449500 | 0.069728 | 0 | 0.054000 | 0 | WarrantyDurationParts | AccessibilityPerformance | CodePerformance | Color | Constituents | Grade | Material | ModelReference | NominalHeight | NominalLength | Shape | SustainabilityPerformance | WarrantyDurationLabor | FIXED | WarrantyGuarantorParts | ExpectedLife | ReplacementCost | NominalWidth | 23-25 40 11 11 11 | Metal-Framed Gypsum Board Fixed Partitions | 188151,189591
1681 | First Floor | 207122 | 189592 | 0 | 348052 |  | New Construction | First Floor | 0.000000 | F | 209258 | 125009 | 133761 | Basic Wall:Interior - Furring (38 mm Stud) | 0 | Basic Wall:Interior - Furring (38 mm Stud):128404 | Size | 187551 | 200069,200070,200071,200072,200073,200074,209240,209241,209242,209243 | Manufacturer | -0.102000 | 0tIhQ6hmz02e5gznEed6VB | 1 | Basic Wall:Interior - Furring (38 mm Stud):348052 |  | InstallationDate | 1681 | WarrantyGuarantorLabor | F | ModelLabel | F | WarrantyDescription | F | F | ProductionYear | 0.000000 | F | 4.468000 | T | 0.000000 | Up to level: Second Floor | Finish | 0 | 2.485995 | SerialNumber | WarrantyStartDate | BarCode | AssetIdentifier | Features | TagNumber | 0 | 0.591400 | 0.134244 | 0 | 0.054000 | 0 | WarrantyDurationParts | AccessibilityPerformance | CodePerformance | Color | Constituents | Grade | Material | ModelReference | NominalHeight | NominalLength | Shape | SustainabilityPerformance | WarrantyDurationLabor | FIXED | WarrantyGuarantorParts | ExpectedLife | ReplacementCost | NominalWidth | 23-25 40 11 11 11 | Metal-Framed Gypsum Board Fixed Partitions | 188489
1682 | First Floor | 207123 |  | 0 | 348079 |  | New Construction | First Floor | 0.000000 | F | 209258 | 125010 | 133762 | Basic Wall:Interior - Furring (38 mm Stud) | 0 | Basic Wall:Interior - Furring (38 mm Stud):128404 | Size | 187552 | 200075,200076,200077,200078,200079,200080,209240,209241,209242,209243 | Manufacturer | -0.102000 | 0tIhQ6hmz02e5gznEed6Vm | 1 | Basic Wall:Interior - Furring (38 mm Stud):348079 |  | InstallationDate | 1682 | WarrantyGuarantorLabor | F | ModelLabel | F | WarrantyDescription | F | F | ProductionYear | 0.000000 | F | 4.468000 | T | 0.000000 | Up to level: Second Floor | Finish | 0 | 1.291252 | SerialNumber | WarrantyStartDate | BarCode | AssetIdentifier | Features | TagNumber | 0 | 0.449500 | 0.069728 | 0 | 0.054000 | 0 | WarrantyDurationParts | AccessibilityPerformance | CodePerformance | Color | Constituents | Grade | Material | ModelReference | NominalHeight | NominalLength | Shape | SustainabilityPerformance | WarrantyDurationLabor | FIXED | WarrantyGuarantorParts | ExpectedLife | ReplacementCost | NominalWidth | 23-25 40 11 11 11 | Metal-Framed Gypsum Board Fixed Partitions | 188152,189592
1683 | First Floor | 207232 | 189593 | 0 | 348362 |  | New Construction | First Floor | 0.000000 | F | 209258 | 125011 | 133763 | Basic Wall:Interior - Furring (38 mm Stud) | 0 | Basic Wall:Interior - Furring (38 mm Stud):128404 | Size | 187553 | 200081,200082,200083,200084,200085,200086,209240,209241,209242,209243 | Manufacturer | -0.102000 | 0tIhQ6hmz02e5gznEed7YL | 1 | Basic Wall:Interior - Furring (38 mm Stud):348362 |  | InstallationDate | 1683 | WarrantyGuarantorLabor | F | ModelLabel | F | WarrantyDescription | F | F | ProductionYear | 0.000000 | F | 4.468000 | T | 0.000000 | Up to level: Second Floor | Finish | 3 | 1.532524 | SerialNumber | WarrantyStartDate | BarCode | AssetIdentifier | Features | TagNumber | 0 | 0.449500 | 0.082756 | 0 | 0.054000 | 0 | WarrantyDurationParts | AccessibilityPerformance | CodePerformance | Color | Constituents | Grade | Material | ModelReference | NominalHeight | NominalLength | Shape | SustainabilityPerformance | WarrantyDurationLabor | FIXED | WarrantyGuarantorParts | ExpectedLife | ReplacementCost | NominalWidth | 23-25 40 11 11 11 | Metal-Framed Gypsum Board Fixed Partitions | 188062
1684 | First Floor | 207231 |  | 0 | 348387 |  | New Construction | First Floor | 0.000000 | F | 209258 | 125012 | 133764 | Basic Wall:Interior - Furring (38 mm Stud) | 0 | Basic Wall:Interior - Furring (38 mm Stud):128404 | Size | 187554 | 200087,200088,200089,200090,200091,200092,209240,209241,209242,209243 | Manufacturer | -0.102000 | 0tIhQ6hmz02e5gznEed7Yy | 1 | Basic Wall:Interior - Furring (38 mm Stud):348387 |  | InstallationDate | 1684 | WarrantyGuarantorLabor | F | ModelLabel | F | WarrantyDescription | F | F | ProductionYear | 0.000000 | F | 4.468000 | T | 0.000000 | Up to level: Second Floor | Finish | 3 | 1.291252 | SerialNumber | WarrantyStartDate | BarCode | AssetIdentifier | Features | TagNumber | 0 | 0.449500 | 0.069728 | 0 | 0.054000 | 0 | WarrantyDurationParts | AccessibilityPerformance | CodePerformance | Color | Constituents | Grade | Material | ModelReference | NominalHeight | NominalLength | Shape | SustainabilityPerformance | WarrantyDurationLabor | FIXED | WarrantyGuarantorParts | ExpectedLife | ReplacementCost | NominalWidth | 23-25 40 11 11 11 | Metal-Framed Gypsum Board Fixed Partitions | 188153,189593
1685 | First Floor | 207176 | 189596 | 0 | 348822 |  | New Construction | First Floor | 0.000000 | F | 209258 | 125014 | 133766 | Basic Wall:Interior - Furring (38 mm Stud) | 0 | Basic Wall:Interior - Furring (38 mm Stud):128404 | Size | 187556 | 200099,200100,200101,200102,200103,200104,209240,209241,209242,209243 | Manufacturer | -0.102000 | 0tIhQ6hmz02e5gznEed7h9 | 1 | Basic Wall:Interior - Furring (38 mm Stud):348822 |  | InstallationDate | 1685 | WarrantyGuarantorLabor | F | ModelLabel | F | WarrantyDescription | F | F | ProductionYear | 0.000000 | F | 4.468000 | T | 0.000000 | Up to level: Second Floor | Finish | 3 | 1.577204 | SerialNumber | WarrantyStartDate | BarCode | AssetIdentifier | Features | TagNumber | 0 | 0.388000 | 0.085169 | 0 | 0.054000 | 0 | WarrantyDurationParts | AccessibilityPerformance | CodePerformance | Color | Constituents | Grade | Material | ModelReference | NominalHeight | NominalLength | Shape | SustainabilityPerformance | WarrantyDurationLabor | FIXED | WarrantyGuarantorParts | ExpectedLife | ReplacementCost | NominalWidth | 23-25 40 11 11 11 | Metal-Framed Gypsum Board Fixed Partitions | 188494
1686 | First Floor | 207175 | 189597 | 0 | 348849 |  | New Construction | First Floor | 0.000000 | F | 209258 | 125015 | 133767 | Basic Wall:Interior - Furring (38 mm Stud) | 0 | Basic Wall:Interior - Furring (38 mm Stud):128404 | Size | 187557 | 200105,200106,200107,200108,200109,200110,209240,209241,209242,209243 | Manufacturer | -0.102000 | 0tIhQ6hmz02e5gznEed7hk | 1 | Basic Wall:Interior - Furring (38 mm Stud):348849 |  | InstallationDate | 1686 | WarrantyGuarantorLabor | F | ModelLabel | F | WarrantyDescription | F | F | ProductionYear | 0.000000 | F | 4.468000 | T | 0.000000 | Up to level: Second Floor | Finish | 3 | 1.814008 | SerialNumber | WarrantyStartDate | BarCode | AssetIdentifier | Features | TagNumber | 0 | 0.406000 | 0.097956 | 0 | 0.054000 | 0 | WarrantyDurationParts | AccessibilityPerformance | CodePerformance | Color | Constituents | Grade | Material | ModelReference | NominalHeight | NominalLength | Shape | SustainabilityPerformance | WarrantyDurationLabor | FIXED | WarrantyGuarantorParts | ExpectedLife | ReplacementCost | NominalWidth | 23-25 40 11 11 11 | Metal-Framed Gypsum Board Fixed Partitions | 189596
1687 | First Floor | 207174 |  | 0 | 348876 |  | New Construction | First Floor | 0.000000 | F | 209258 | 125016 | 133768 | Basic Wall:Interior - Furring (38 mm Stud) | 0 | Basic Wall:Interior - Furring (38 mm Stud):128404 | Size | 187558 | 200111,200112,200113,200114,200115,200116,209240,209241,209242,209243 | Manufacturer | -0.102000 | 0tIhQ6hmz02e5gznEed7gJ | 1 | Basic Wall:Interior - Furring (38 mm Stud):348876 |  | InstallationDate | 1687 | WarrantyGuarantorLabor | F | ModelLabel | F | WarrantyDescription | F | F | ProductionYear | 0.000000 | F | 4.468000 | T | 0.000000 | Up to level: Second Floor | Finish | 3 | 1.335932 | SerialNumber | WarrantyStartDate | BarCode | AssetIdentifier | Features | TagNumber | 0 | 0.388000 | 0.072140 | 0 | 0.054000 | 0 | WarrantyDurationParts | AccessibilityPerformance | CodePerformance | Color | Constituents | Grade | Material | ModelReference | NominalHeight | NominalLength | Shape | SustainabilityPerformance | WarrantyDurationLabor | FIXED | WarrantyGuarantorParts | ExpectedLife | ReplacementCost | NominalWidth | 23-25 40 11 11 11 | Metal-Framed Gypsum Board Fixed Partitions | 188802,189597
1688 | First Floor | 207111 | 189598 | 0 | 348979 |  | New Construction | First Floor | 0.000000 | F | 209258 | 125017 | 133769 | Basic Wall:Interior - Furring (38 mm Stud) | 0 | Basic Wall:Interior - Furring (38 mm Stud):128404 | Size | 187559 | 200117,200118,200119,200120,200121,200122,209240,209241,209242,209243 | Manufacturer | -0.102000 | 0tIhQ6hmz02e5gznEed7ji | 1 | Basic Wall:Interior - Furring (38 mm Stud):348979 |  | InstallationDate | 1688 | WarrantyGuarantorLabor | F | ModelLabel | F | WarrantyDescription | F | F | ProductionYear | 0.000000 | F | 4.468000 | T | 0.000000 | Up to level: Second Floor | Finish | 3 | 1.532524 | SerialNumber | WarrantyStartDate | BarCode | AssetIdentifier | Features | TagNumber | 0 | 0.449500 | 0.082756 | 0 | 0.054000 | 0 | WarrantyDurationParts | AccessibilityPerformance | CodePerformance | Color | Constituents | Grade | Material | ModelReference | NominalHeight | NominalLength | Shape | SustainabilityPerformance | WarrantyDurationLabor | FIXED | WarrantyGuarantorParts | ExpectedLife | ReplacementCost | NominalWidth | 23-25 40 11 11 11 | Metal-Framed Gypsum Board Fixed Partitions | 188561
1689 | First Floor | 207110 |  | 0 | 349009 |  | New Construction | First Floor | 0.000000 | F | 209258 | 125018 | 133770 | Basic Wall:Interior - Furring (38 mm Stud) | 0 | Basic Wall:Interior - Furring (38 mm Stud):128404 | Size | 187560 | 200123,200124,200125,200126,200127,200128,209240,209241,209242,209243 | Manufacturer | -0.102000 | 0tIhQ6hmz02e5gznEed7iE | 1 | Basic Wall:Interior - Furring (38 mm Stud):349009 |  | InstallationDate | 1689 | WarrantyGuarantorLabor | F | ModelLabel | F | WarrantyDescription | F | F | ProductionYear | 0.000000 | F | 4.468000 | T | 0.000000 | Up to level: Second Floor | Finish | 3 | 1.335932 | SerialNumber | WarrantyStartDate | BarCode | AssetIdentifier | Features | TagNumber | 0 | 0.459500 | 0.072140 | 0 | 0.054000 | 0 | WarrantyDurationParts | AccessibilityPerformance | CodePerformance | Color | Constituents | Grade | Material | ModelReference | NominalHeight | NominalLength | Shape | SustainabilityPerformance | WarrantyDurationLabor | FIXED | WarrantyGuarantorParts | ExpectedLife | ReplacementCost | NominalWidth | 23-25 40 11 11 11 | Metal-Framed Gypsum Board Fixed Partitions | 188154,189598
1690 | First Floor |  | 189706,190047 | 0 | 351146 |  | New Construction | First Floor | 0.000000 | F | 209258 | 125024 | 133776 | Basic Wall:Interior - Furring (38 mm Stud) | 0 | Basic Wall:Interior - Furring (38 mm Stud):128404 | Size | 187563 | 200154,200155,200156,200157,200158,200159,209240,209241,209242,209243 | Manufacturer | -0.102000 | 0tIhQ6hmz02e5gznEed7Fr | 1 | Basic Wall:Interior - Furring (38 mm Stud):351146 |  | InstallationDate | 1690 | WarrantyGuarantorLabor | F | ModelLabel | F | WarrantyDescription | F | F | ProductionYear | 0.000000 | F | 4.468000 | T | 0.000000 | Up to level: Second Floor | Finish | 3 | 1.805072 | SerialNumber | WarrantyStartDate | BarCode | AssetIdentifier | Features | TagNumber | 0 | 0.439000 | 0.097474 | 0 | 0.054000 | 0 | WarrantyDurationParts | AccessibilityPerformance | CodePerformance | Color | Constituents | Grade | Material | ModelReference | NominalHeight | NominalLength | Shape | SustainabilityPerformance | WarrantyDurationLabor | FIXED | WarrantyGuarantorParts | ExpectedLife | ReplacementCost | NominalWidth | 23-25 40 11 11 11 | Metal-Framed Gypsum Board Fixed Partitions | 188124
1691 | First Floor | 206037 | 189603 | 0 | 352096 |  | New Construction | First Floor | 0.000000 | F | 209258 | 125030 | 133782 | Basic Wall:Interior - Furring (38 mm Stud) | 0 | Basic Wall:Interior - Furring (38 mm Stud):128404 | Size | 187566 | 200184,200185,200186,200187,200188,200189,209240,209241,209242,209243 | Manufacturer | 2.500000 | 0tIhQ6hmz02e5gznEed7S$ | 1 | Basic Wall:Interior - Furring (38 mm Stud):352096 |  | InstallationDate | 1691 | WarrantyGuarantorLabor | F | ModelLabel | F | WarrantyDescription | F | F | ProductionYear | 0.000000 | F | 2.500000 | T | 0.000000 | Up to level: First Floor | Finish | 3 | 1.150000 | SerialNumber | WarrantyStartDate | BarCode | AssetIdentifier | Features | TagNumber | 0 | 0.495000 | 0.062100 | 0 | 0.054000 | 0 | WarrantyDurationParts | AccessibilityPerformance | CodePerformance | Color | Constituents | Grade | Material | ModelReference | NominalHeight | NominalLength | Shape | SustainabilityPerformance | WarrantyDurationLabor | FIXED | WarrantyGuarantorParts | ExpectedLife | ReplacementCost | NominalWidth | 23-25 40 11 11 11 | Metal-Framed Gypsum Board Fixed Partitions | 188462
1692 | First Floor | 206038 |  | 0 | 352097 |  | New Construction | First Floor | 0.000000 | F | 209258 | 125031 | 133783 | Basic Wall:Interior - Furring (38 mm Stud) | 0 | Basic Wall:Interior - Furring (38 mm Stud):128404 | Size | 187567 | 200190,200191,200192,200193,200194,200195,209240,209241,209242,209243 | Manufacturer | 2.500000 | 0tIhQ6hmz02e5gznEed7S_ | 1 | Basic Wall:Interior - Furring (38 mm Stud):352097 |  | InstallationDate | 1692 | WarrantyGuarantorLabor | F | ModelLabel | F | WarrantyDescription | F | F | ProductionYear | 0.000000 | F | 2.500000 | T | 0.000000 | Up to level: First Floor | Finish | 3 | 0.267500 | SerialNumber | WarrantyStartDate | BarCode | AssetIdentifier | Features | TagNumber | 0 | 0.161000 | 0.014445 | 0 | 0.054000 | 0 | WarrantyDurationParts | AccessibilityPerformance | CodePerformance | Color | Constituents | Grade | Material | ModelReference | NominalHeight | NominalLength | Shape | SustainabilityPerformance | WarrantyDurationLabor | FIXED | WarrantyGuarantorParts | ExpectedLife | ReplacementCost | NominalWidth | 23-25 40 11 11 11 | Metal-Framed Gypsum Board Fixed Partitions | 189043,189603
1693 | First Floor | 206047 | 189044 | 0 | 352168 |  | New Construction | First Floor | 0.000000 | F | 209258 | 125032 | 133784 | Basic Wall:Interior - Furring (38 mm Stud) | 0 | Basic Wall:Interior - Furring (38 mm Stud):128404 | Size | 187568 | 200196,200197,200198,200199,200200,200201,209240,209241,209242,209243 | Manufacturer | 3.000000 | 0tIhQ6hmz02e5gznEed7Vt | 1 | Basic Wall:Interior - Furring (38 mm Stud):352168 |  | InstallationDate | 1693 | WarrantyGuarantorLabor | F | ModelLabel | F | WarrantyDescription | F | F | ProductionYear | 0.000000 | F | 3.000000 | T | 0.000000 | Up to level: First Floor | Finish | 3 | 1.380000 | SerialNumber | WarrantyStartDate | BarCode | AssetIdentifier | Features | TagNumber | 0 | 0.495000 | 0.074520 | 0 | 0.054000 | 0 | WarrantyDurationParts | AccessibilityPerformance | CodePerformance | Color | Constituents | Grade | Material | ModelReference | NominalHeight | NominalLength | Shape | SustainabilityPerformance | WarrantyDurationLabor | FIXED | WarrantyGuarantorParts | ExpectedLife | ReplacementCost | NominalWidth | 23-25 40 11 11 11 | Metal-Framed Gypsum Board Fixed Partitions | 188776
1694 | First Floor | 206022 |  | 0 | 352745 |  | New Construction | First Floor | 0.000000 | F | 209258 | 125042 | 133794 | Basic Wall:Interior - Furring (38 mm Stud) | 0 | Basic Wall:Interior - Furring (38 mm Stud):128404 | Size | 187578 | 200256,200257,200258,200259,200260,200261,209240,209241,209242,209243 | Manufacturer | 2.500000 | 0tIhQ6hmz02e5gznEed4cs | 1 | Basic Wall:Interior - Furring (38 mm Stud):352745 |  | InstallationDate | 1694 | WarrantyGuarantorLabor | F | ModelLabel | F | WarrantyDescription | F | F | ProductionYear | 0.000000 | F | 2.500000 | T | 0.000000 | Up to level: First Floor | Finish | 3 | 0.267500 | SerialNumber | WarrantyStartDate | BarCode | AssetIdentifier | Features | TagNumber | 0 | 0.161000 | 0.014445 | 0 | 0.054000 | 0 | WarrantyDurationParts | AccessibilityPerformance | CodePerformance | Color | Constituents | Grade | Material | ModelReference | NominalHeight | NominalLength | Shape | SustainabilityPerformance | WarrantyDurationLabor | FIXED | WarrantyGuarantorParts | ExpectedLife | ReplacementCost | NominalWidth | 23-25 40 11 11 11 | Metal-Framed Gypsum Board Fixed Partitions | 189047,189610
1695 | First Floor | 206016 | 189611 | 0 | 352755 |  | New Construction | First Floor | 0.000000 | F | 209258 | 125044 | 133796 | Basic Wall:Interior - Furring (38 mm Stud) | 0 | Basic Wall:Interior - Furring (38 mm Stud):128404 | Size | 187580 | 200268,200269,200270,200271,200272,200273,209240,209241,209242,209243 | Manufacturer | 3.000000 | 0tIhQ6hmz02e5gznEed4ci | 1 | Basic Wall:Interior - Furring (38 mm Stud):352755 |  | InstallationDate | 1695 | WarrantyGuarantorLabor | F | ModelLabel | F | WarrantyDescription | F | F | ProductionYear | 0.000000 | F | 3.000000 | T | 0.000000 | Up to level: First Floor | Finish | 3 | 1.380000 | SerialNumber | WarrantyStartDate | BarCode | AssetIdentifier | Features | TagNumber | 0 | 0.517000 | 0.074520 | 0 | 0.054000 | 0 | WarrantyDurationParts | AccessibilityPerformance | CodePerformance | Color | Constituents | Grade | Material | ModelReference | NominalHeight | NominalLength | Shape | SustainabilityPerformance | WarrantyDurationLabor | FIXED | WarrantyGuarantorParts | ExpectedLife | ReplacementCost | NominalWidth | 23-25 40 11 11 11 | Metal-Framed Gypsum Board Fixed Partitions | 188484
1696 | First Floor | 206014 | 189051 | 0 | 353144 |  | New Construction | First Floor | 0.000000 | F | 209258 | 125049 | 133801 | Basic Wall:Interior - Furring (38 mm Stud) | 0 | Basic Wall:Interior - Furring (38 mm Stud):128404 | Size | 187585 | 200298,200299,200300,200301,200302,200303,209240,209241,209242,209243 | Manufacturer | 3.000000 | 0tIhQ6hmz02e5gznEed4id | 1 | Basic Wall:Interior - Furring (38 mm Stud):353144 |  | InstallationDate | 1696 | WarrantyGuarantorLabor | F | ModelLabel | F | WarrantyDescription | F | F | ProductionYear | 0.000000 | F | 3.000000 | T | 0.000000 | Up to level: First Floor | Finish | 3 | 1.380000 | SerialNumber | WarrantyStartDate | BarCode | AssetIdentifier | Features | TagNumber | 0 | 0.517000 | 0.074520 | 0 | 0.054000 | 0 | WarrantyDurationParts | AccessibilityPerformance | CodePerformance | Color | Constituents | Grade | Material | ModelReference | NominalHeight | NominalLength | Shape | SustainabilityPerformance | WarrantyDurationLabor | FIXED | WarrantyGuarantorParts | ExpectedLife | ReplacementCost | NominalWidth | 23-25 40 11 11 11 | Metal-Framed Gypsum Board Fixed Partitions | 188795
1697 | First Floor | 206260 | 189627 | 0 | 354162 |  | New Construction | First Floor | 0.000000 | F | 209258 | 125065 | 133817 | Basic Wall:Interior - Furring (38 mm Stud) | 0 | Basic Wall:Interior - Furring (38 mm Stud):128404 | Size | 187601 | 200394,200395,200396,200397,200398,200399,209240,209241,209242,209243 | Manufacturer | -0.102000 | 0tIhQ6hmz02e5gznEed4yj | 1 | Basic Wall:Interior - Furring (38 mm Stud):354162 |  | InstallationDate | 1697 | WarrantyGuarantorLabor | F | ModelLabel | F | WarrantyDescription | F | F | ProductionYear | 0.000000 | F | 4.468000 | T | 0.000000 | Up to level: Second Floor | Finish | 3 | 1.027640 | SerialNumber | WarrantyStartDate | BarCode | AssetIdentifier | Features | TagNumber | 0 | 0.230000 | 0.055493 | 0 | 0.054000 | 0 | WarrantyDurationParts | AccessibilityPerformance | CodePerformance | Color | Constituents | Grade | Material | ModelReference | NominalHeight | NominalLength | Shape | SustainabilityPerformance | WarrantyDurationLabor | FIXED | WarrantyGuarantorParts | ExpectedLife | ReplacementCost | NominalWidth | 23-25 40 11 11 11 | Metal-Framed Gypsum Board Fixed Partitions | 189626
1698 | First Floor | 206699 | 189714 | 0 | 356100 |  | New Construction | First Floor | 0.000000 | F | 209258 | 125086 | 133841 | Basic Wall:Interior - Furring (38 mm Stud) | 0 | Basic Wall:Interior - Furring (38 mm Stud):128404 | Size | 187624 | 200537,200538,200539,200540,200541,200542,209240,209241,209242,209243 | Manufacturer | -0.102000 | 0tIhQ6hmz02e5gznEed4TR | 1 | Basic Wall:Interior - Furring (38 mm Stud):356100 |  | InstallationDate | 1698 | WarrantyGuarantorLabor | F | ModelLabel | F | WarrantyDescription | F | F | ProductionYear | 0.000000 | F | 4.468000 | T | 0.000000 | Up to level: Second Floor | Finish | 3 | 1.532524 | SerialNumber | WarrantyStartDate | BarCode | AssetIdentifier | Features | TagNumber | 0 | 0.449500 | 0.082756 | 0 | 0.054000 | 0 | WarrantyDurationParts | AccessibilityPerformance | CodePerformance | Color | Constituents | Grade | Material | ModelReference | NominalHeight | NominalLength | Shape | SustainabilityPerformance | WarrantyDurationLabor | FIXED | WarrantyGuarantorParts | ExpectedLife | ReplacementCost | NominalWidth | 23-25 40 11 11 11 | Metal-Framed Gypsum Board Fixed Partitions | 188069
1699 | First Floor | 206668 |  | 0 | 356902 |  | New Construction | First Floor | 0.000000 | F | 209258 | 125093 | 133847 | Basic Wall:Interior - Furring (38 mm Stud) | 0 | Basic Wall:Interior - Furring (38 mm Stud):128404 | Size | 187630 | 200584,200585,200586,200587,200588,200589,209240,209241,209242,209243 | Manufacturer | -0.102000 | 0tIhQ6hmz02e5gznEed5fv | 1 | Basic Wall:Interior - Furring (38 mm Stud):356902 |  | InstallationDate | 1699 | WarrantyGuarantorLabor | F | ModelLabel | F | WarrantyDescription | F | F | ProductionYear | 0.000000 | F | 4.468000 | T | 0.000000 | Up to level: Second Floor | Finish | 3 | 1.291252 | SerialNumber | WarrantyStartDate | BarCode | AssetIdentifier | Features | TagNumber | 0 | 0.449500 | 0.069728 | 0 | 0.054000 | 0 | WarrantyDurationParts | AccessibilityPerformance | CodePerformance | Color | Constituents | Grade | Material | ModelReference | NominalHeight | NominalLength | Shape | SustainabilityPerformance | WarrantyDurationLabor | FIXED | WarrantyGuarantorParts | ExpectedLife | ReplacementCost | NominalWidth | 23-25 40 11 11 11 | Metal-Framed Gypsum Board Fixed Partitions | 188870,189718
1700 | First Floor | 206674 | 189719 | 0 | 356950 |  | New Construction | First Floor | 0.000000 | F | 209258 | 125094 | 133848 | Basic Wall:Interior - Furring (38 mm Stud) | 0 | Basic Wall:Interior - Furring (38 mm Stud):128404 | Size | 187631 | 200590,200591,200592,200593,200594,200595,209240,209241,209242,209243 | Manufacturer | -0.102000 | 0tIhQ6hmz02e5gznEed5e9 | 1 | Basic Wall:Interior - Furring (38 mm Stud):356950 |  | InstallationDate | 1700 | WarrantyGuarantorLabor | F | ModelLabel | F | WarrantyDescription | F | F | ProductionYear | 0.000000 | F | 4.468000 | T | 0.000000 | Up to level: Second Floor | Finish | 3 | 2.573568 | SerialNumber | WarrantyStartDate | BarCode | AssetIdentifier | Features | TagNumber | 0 | 0.611000 | 0.138973 | 0 | 0.054000 | 0 | WarrantyDurationParts | AccessibilityPerformance | CodePerformance | Color | Constituents | Grade | Material | ModelReference | NominalHeight | NominalLength | Shape | SustainabilityPerformance | WarrantyDurationLabor | FIXED | WarrantyGuarantorParts | ExpectedLife | ReplacementCost | NominalWidth | 23-25 40 11 11 11 | Metal-Framed Gypsum Board Fixed Partitions | 188392
1701 | First Floor | 206652 | 188280,189721 | 0 | 357660 |  | New Construction | First Floor | 0.000000 | F | 209258 | 125099 | 133852 | Basic Wall:Interior - Furring (38 mm Stud) | 0 | Basic Wall:Interior - Furring (38 mm Stud):128404 | Size | 187634 | 200608,200609,200610,200611,200612,200613,209240,209241,209242,209243 | Manufacturer | -0.102000 | 0tIhQ6hmz02e5gznEed5r3 | 1 | Basic Wall:Interior - Furring (38 mm Stud):357660 |  | InstallationDate | 1701 | WarrantyGuarantorLabor | F | ModelLabel | F | WarrantyDescription | F | F | ProductionYear | 0.000000 | F | 4.468000 | T | 0.000000 | Up to level: Second Floor | Finish | 3 | 1.577204 | SerialNumber | WarrantyStartDate | BarCode | AssetIdentifier | Features | TagNumber | 0 | 0.388000 | 0.085169 | 0 | 0.054000 | 0 | WarrantyDurationParts | AccessibilityPerformance | CodePerformance | Color | Constituents | Grade | Material | ModelReference | NominalHeight | NominalLength | Shape | SustainabilityPerformance | WarrantyDurationLabor | FIXED | WarrantyGuarantorParts | ExpectedLife | ReplacementCost | NominalWidth | 23-25 40 11 11 11 | Metal-Framed Gypsum Board Fixed Partitions
1702 | First Floor | 206651 |  | 0 | 357679 |  | New Construction | First Floor | 0.000000 | F | 209258 | 125100 | 133853 | Basic Wall:Interior - Furring (38 mm Stud) | 0 | Basic Wall:Interior - Furring (38 mm Stud):128404 | Size | 187635 | 200614,200615,200616,200617,200618,200619,209240,209241,209242,209243 | Manufacturer | -0.102000 | 0tIhQ6hmz02e5gznEed5rm | 1 | Basic Wall:Interior - Furring (38 mm Stud):357679 |  | InstallationDate | 1702 | WarrantyGuarantorLabor | F | ModelLabel | F | WarrantyDescription | F | F | ProductionYear | 0.000000 | F | 4.468000 | T | 0.000000 | Up to level: Second Floor | Finish | 3 | 1.259976 | SerialNumber | WarrantyStartDate | BarCode | AssetIdentifier | Features | TagNumber | 0 | 0.371000 | 0.068039 | 0 | 0.054000 | 0 | WarrantyDurationParts | AccessibilityPerformance | CodePerformance | Color | Constituents | Grade | Material | ModelReference | NominalHeight | NominalLength | Shape | SustainabilityPerformance | WarrantyDurationLabor | FIXED | WarrantyGuarantorParts | ExpectedLife | ReplacementCost | NominalWidth | 23-25 40 11 11 11 | Metal-Framed Gypsum Board Fixed Partitions | 188709,189721
1703 | First Floor | 206567 | 189722 | 0 | 357839 |  | New Construction | First Floor | 0.000000 | F | 209258 | 125101 | 133854 | Basic Wall:Interior - Furring (38 mm Stud) | 0 | Basic Wall:Interior - Furring (38 mm Stud):128404 | Size | 187636 | 200620,200621,200622,200623,200624,200625,209240,209241,209242,209243 | Manufacturer | -0.102000 | 0tIhQ6hmz02e5gznEed5sG | 1 | Basic Wall:Interior - Furring (38 mm Stud):357839 |  | InstallationDate | 1703 | WarrantyGuarantorLabor | F | ModelLabel | F | WarrantyDescription | F | F | ProductionYear | 0.000000 | F | 4.468000 | T | 0.000000 | Up to level: Second Floor | Finish | 3 | 1.503267 | SerialNumber | WarrantyStartDate | BarCode | AssetIdentifier | Features | TagNumber | 0 | 0.371452 | 0.081176 | 0 | 0.054000 | 0 | WarrantyDurationParts | AccessibilityPerformance | CodePerformance | Color | Constituents | Grade | Material | ModelReference | NominalHeight | NominalLength | Shape | SustainabilityPerformance | WarrantyDurationLabor | FIXED | WarrantyGuarantorParts | ExpectedLife | ReplacementCost | NominalWidth | 23-25 40 11 11 11 | Metal-Framed Gypsum Board Fixed Partitions | 188126
1704 | First Floor | 206587 |  | 0 | 357891 |  | New Construction | First Floor | 0.000000 | F | 209258 | 125103 | 133856 | Basic Wall:Interior - Furring (38 mm Stud) | 0 | Basic Wall:Interior - Furring (38 mm Stud):128404 | Size | 187638 | 200632,200633,200634,200635,200636,200637,209240,209241,209242,209243 | Manufacturer | -0.102000 | 0tIhQ6hmz02e5gznEed5vS | 1 | Basic Wall:Interior - Furring (38 mm Stud):357891 |  | InstallationDate | 1704 | WarrantyGuarantorLabor | F | ModelLabel | F | WarrantyDescription | F | F | ProductionYear | 0.000000 | F | 4.468000 | T | 0.000000 | Up to level: Second Floor | Finish | 3 | 1.261995 | SerialNumber | WarrantyStartDate | BarCode | AssetIdentifier | Features | TagNumber | 0 | 0.371452 | 0.068148 | 0 | 0.054000 | 0 | WarrantyDurationParts | AccessibilityPerformance | CodePerformance | Color | Constituents | Grade | Material | ModelReference | NominalHeight | NominalLength | Shape | SustainabilityPerformance | WarrantyDurationLabor | FIXED | WarrantyGuarantorParts | ExpectedLife | ReplacementCost | NominalWidth | 23-25 40 11 11 11 | Metal-Framed Gypsum Board Fixed Partitions | 188725,189723
1705 | First Floor | 206296 | 189728 | 0 | 358310 |  | New Construction | First Floor | 0.000000 | F | 209258 | 125107 | 133860 | Basic Wall:Interior - Furring (38 mm Stud) | 0 | Basic Wall:Interior - Furring (38 mm Stud):128404 | Size | 187642 | 200656,200657,200658,200659,200660,200661,209240,209241,209242,209243 | Manufacturer | 3.000000 | 0tIhQ6hmz02e5gznEed5$v | 1 | Basic Wall:Interior - Furring (38 mm Stud):358310 |  | InstallationDate | 1705 | WarrantyGuarantorLabor | F | ModelLabel | F | WarrantyDescription | F | F | ProductionYear | 0.000000 | F | 3.000000 | T | 0.000000 | Up to level: First Floor | Finish | 3 | 1.378639 | SerialNumber | WarrantyStartDate | BarCode | AssetIdentifier | Features | TagNumber | 0 | 0.459546 | 0.074446 | 0 | 0.054000 | 0 | WarrantyDurationParts | AccessibilityPerformance | CodePerformance | Color | Constituents | Grade | Material | ModelReference | NominalHeight | NominalLength | Shape | SustainabilityPerformance | WarrantyDurationLabor | FIXED | WarrantyGuarantorParts | ExpectedLife | ReplacementCost | NominalWidth | 23-25 40 11 11 11 | Metal-Framed Gypsum Board Fixed Partitions | 188575
1706 | First Floor | 206283 | 188308 | 0 | 358592 |  | New Construction | First Floor | 0.000000 | F | 209258 | 125112 | 133865 | Basic Wall:Interior - Furring (38 mm Stud) | 0 | Basic Wall:Interior - Furring (38 mm Stud):128404 | Size | 187647 | 200686,200687,200688,200689,200690,200691,209240,209241,209242,209243 | Manufacturer | 3.000000 | 0tIhQ6hmz02e5gznEed52V | 1 | Basic Wall:Interior - Furring (38 mm Stud):358592 |  | InstallationDate | 1706 | WarrantyGuarantorLabor | F | ModelLabel | F | WarrantyDescription | F | F | ProductionYear | 0.000000 | F | 3.000000 | T | 0.000000 | Up to level: First Floor | Finish | 3 | 1.217994 | SerialNumber | WarrantyStartDate | BarCode | AssetIdentifier | Features | TagNumber | 0 | 0.459998 | 0.065772 | 0 | 0.054000 | 0 | WarrantyDurationParts | AccessibilityPerformance | CodePerformance | Color | Constituents | Grade | Material | ModelReference | NominalHeight | NominalLength | Shape | SustainabilityPerformance | WarrantyDurationLabor | FIXED | WarrantyGuarantorParts | ExpectedLife | ReplacementCost | NominalWidth | 23-25 40 11 11 11 | Metal-Framed Gypsum Board Fixed Partitions | 189732
1707 | First Floor | 206281 | 189734 | 0 | 358689 |  | New Construction | First Floor | 0.000000 | F | 209258 | 125114 | 133867 | Basic Wall:Interior - Furring (38 mm Stud) | 0 | Basic Wall:Interior - Furring (38 mm Stud):128404 | Size | 187649 | 200692,200693,200694,200695,200696,200697,209240,209241,209242,209243 | Manufacturer | 3.000000 | 0tIhQ6hmz02e5gznEed55_ | 1 | Basic Wall:Interior - Furring (38 mm Stud):358689 |  | InstallationDate | 1707 | WarrantyGuarantorLabor | F | ModelLabel | F | WarrantyDescription | F | F | ProductionYear | 0.000000 | F | 3.000000 | T | 0.000000 | Up to level: First Floor | Finish | 3 | 1.379994 | SerialNumber | WarrantyStartDate | BarCode | AssetIdentifier | Features | TagNumber | 0 | 0.459998 | 0.074520 | 0 | 0.054000 | 0 | WarrantyDurationParts | AccessibilityPerformance | CodePerformance | Color | Constituents | Grade | Material | ModelReference | NominalHeight | NominalLength | Shape | SustainabilityPerformance | WarrantyDurationLabor | FIXED | WarrantyGuarantorParts | ExpectedLife | ReplacementCost | NominalWidth | 23-25 40 11 11 11 | Metal-Framed Gypsum Board Fixed Partitions | 188576
1708 | First Floor | 205990 |  | 0 | 358985 |  | New Construction | First Floor | 0.000000 | F | 209258 | 125120 | 133873 | Basic Wall:Interior - Furring (38 mm Stud) | 0 | Basic Wall:Interior - Furring (38 mm Stud):128404 | Size | 187655 | 200728,200729,200730,200731,200732,200733,209240,209241,209242,209243 | Manufacturer | 3.000000 | 0tIhQ6hmz02e5gznEed58M | 1 | Basic Wall:Interior - Furring (38 mm Stud):358985 |  | InstallationDate | 1708 | WarrantyGuarantorLabor | F | ModelLabel | F | WarrantyDescription | F | F | ProductionYear | 0.000000 | F | 3.000000 | T | 0.000000 | Up to level: First Floor | Finish | 3 | 1.218000 | SerialNumber | WarrantyStartDate | BarCode | AssetIdentifier | Features | TagNumber | 0 | 0.460000 | 0.065772 | 0 | 0.054000 | 0 | WarrantyDurationParts | AccessibilityPerformance | CodePerformance | Color | Constituents | Grade | Material | ModelReference | NominalHeight | NominalLength | Shape | SustainabilityPerformance | WarrantyDurationLabor | FIXED | WarrantyGuarantorParts | ExpectedLife | ReplacementCost | NominalWidth | 23-25 40 11 11 11 | Metal-Framed Gypsum Board Fixed Partitions | 188880,189738
1709 | First Floor | 205977 | 189753 | 0 | 360851 |  | New Construction | First Floor | 0.000000 | F | 209258 | 125135 | 133886 | Basic Wall:Interior - Furring (38 mm Stud) | 0 | Basic Wall:Interior - Furring (38 mm Stud):128404 | Size | 187668 | 200816,200817,200818,200819,200820,200821,209240,209241,209242,209243 | Manufacturer | 3.000000 | 0tIhQ6hmz02e5gznEedAdC | 1 | Basic Wall:Interior - Furring (38 mm Stud):360851 |  | InstallationDate | 1709 | WarrantyGuarantorLabor | F | ModelLabel | F | WarrantyDescription | F | F | ProductionYear | 0.000000 | F | 3.000000 | T | 0.000000 | Up to level: First Floor | Finish | 3 | 1.380000 | SerialNumber | WarrantyStartDate | BarCode | AssetIdentifier | Features | TagNumber | 0 | 0.495000 | 0.074520 | 0 | 0.054000 | 0 | WarrantyDurationParts | AccessibilityPerformance | CodePerformance | Color | Constituents | Grade | Material | ModelReference | NominalHeight | NominalLength | Shape | SustainabilityPerformance | WarrantyDurationLabor | FIXED | WarrantyGuarantorParts | ExpectedLife | ReplacementCost | NominalWidth | 23-25 40 11 11 11 | Metal-Framed Gypsum Board Fixed Partitions | 188446
1710 | First Floor | 205969 |  | 0 | 360866 |  | New Construction | First Floor | 0.000000 | F | 209258 | 125140 | 133891 | Basic Wall:Interior - Furring (38 mm Stud) | 0 | Basic Wall:Interior - Furring (38 mm Stud):128404 | Size | 187673 | 200846,200847,200848,200849,200850,200851,209240,209241,209242,209243 | Manufacturer | 3.000000 | 0tIhQ6hmz02e5gznEedAdz | 1 | Basic Wall:Interior - Furring (38 mm Stud):360866 |  | InstallationDate | 1710 | WarrantyGuarantorLabor | F | ModelLabel | F | WarrantyDescription | F | F | ProductionYear | 0.000000 | F | 3.000000 | T | 0.000000 | Up to level: First Floor | Finish | 3 | 1.218000 | SerialNumber | WarrantyStartDate | BarCode | AssetIdentifier | Features | TagNumber | 0 | 0.495000 | 0.065772 | 0 | 0.054000 | 0 | WarrantyDurationParts | AccessibilityPerformance | CodePerformance | Color | Constituents | Grade | Material | ModelReference | NominalHeight | NominalLength | Shape | SustainabilityPerformance | WarrantyDurationLabor | FIXED | WarrantyGuarantorParts | ExpectedLife | ReplacementCost | NominalWidth | 23-25 40 11 11 11 | Metal-Framed Gypsum Board Fixed Partitions | 188771,189756
1711 | First Floor | 206121 | 189757 | 0 | 361033 |  | New Construction | First Floor | 0.000000 | F | 209258 | 125141 | 133892 | Basic Wall:Interior - Furring (38 mm Stud) | 0 | Basic Wall:Interior - Furring (38 mm Stud):128404 | Size | 187674 | 200852,200853,200854,200855,200856,200857,209240,209241,209242,209243 | Manufacturer | -0.102000 | 0tIhQ6hmz02e5gznEedAeM | 1 | Basic Wall:Interior - Furring (38 mm Stud):361033 |  | InstallationDate | 1711 | WarrantyGuarantorLabor | F | ModelLabel | F | WarrantyDescription | F | F | ProductionYear | 0.000000 | F | 4.468000 | T | 0.000000 | Up to level: Second Floor | Finish | 3 | 1.532524 | SerialNumber | WarrantyStartDate | BarCode | AssetIdentifier | Features | TagNumber | 0 | 0.449500 | 0.082756 | 0 | 0.054000 | 0 | WarrantyDurationParts | AccessibilityPerformance | CodePerformance | Color | Constituents | Grade | Material | ModelReference | NominalHeight | NominalLength | Shape | SustainabilityPerformance | WarrantyDurationLabor | FIXED | WarrantyGuarantorParts | ExpectedLife | ReplacementCost | NominalWidth | 23-25 40 11 11 11 | Metal-Framed Gypsum Board Fixed Partitions | 188015
1712 | First Floor | 206120 |  | 0 | 361063 |  | New Construction | First Floor | 0.000000 | F | 209258 | 125142 | 133893 | Basic Wall:Interior - Furring (38 mm Stud) | 0 | Basic Wall:Interior - Furring (38 mm Stud):128404 | Size | 187675 | 200858,200859,200860,200861,200862,200863,209240,209241,209242,209243 | Manufacturer | -0.102000 | 0tIhQ6hmz02e5gznEedAeu | 1 | Basic Wall:Interior - Furring (38 mm Stud):361063 |  | InstallationDate | 1712 | WarrantyGuarantorLabor | F | ModelLabel | F | WarrantyDescription | F | F | ProductionYear | 0.000000 | F | 4.468000 | T | 0.000000 | Up to level: Second Floor | Finish | 3 | 3.002102 | SerialNumber | WarrantyStartDate | BarCode | AssetIdentifier | Features | TagNumber | 0 | 0.760912 | 0.162114 | 0 | 0.054000 | 0 | WarrantyDurationParts | AccessibilityPerformance | CodePerformance | Color | Constituents | Grade | Material | ModelReference | NominalHeight | NominalLength | Shape | SustainabilityPerformance | WarrantyDurationLabor | FIXED | WarrantyGuarantorParts | ExpectedLife | ReplacementCost | NominalWidth | 23-25 40 11 11 11 | Metal-Framed Gypsum Board Fixed Partitions | 188772,189757
1713 | First Floor | 206129 | 189758 | 0 | 361137 |  | New Construction | First Floor | 0.000000 | F | 209258 | 125143 | 133894 | Basic Wall:Interior - Furring (38 mm Stud) | 0 | Basic Wall:Interior - Furring (38 mm Stud):128404 | Size | 187676 | 200864,200865,200866,200867,200868,200869,209240,209241,209242,209243 | Manufacturer | -0.102000 | 0tIhQ6hmz02e5gznEedAhk | 1 | Basic Wall:Interior - Furring (38 mm Stud):361137 |  | InstallationDate | 1713 | WarrantyGuarantorLabor | F | ModelLabel | F | WarrantyDescription | F | F | ProductionYear | 0.000000 | F | 4.468000 | T | 0.000000 | Up to level: Second Floor | Finish | 3 | 1.532524 | SerialNumber | WarrantyStartDate | BarCode | AssetIdentifier | Features | TagNumber | 0 | 0.449500 | 0.082756 | 0 | 0.054000 | 0 | WarrantyDurationParts | AccessibilityPerformance | CodePerformance | Color | Constituents | Grade | Material | ModelReference | NominalHeight | NominalLength | Shape | SustainabilityPerformance | WarrantyDurationLabor | FIXED | WarrantyGuarantorParts | ExpectedLife | ReplacementCost | NominalWidth | 23-25 40 11 11 11 | Metal-Framed Gypsum Board Fixed Partitions | 188016
1714 | First Floor | 206128 | 189759 | 0 | 361163 |  | New Construction | First Floor | 0.000000 | F | 209258 | 125144 | 133895 | Basic Wall:Interior - Furring (38 mm Stud) | 0 | Basic Wall:Interior - Furring (38 mm Stud):128404 | Size | 187677 | 200870,200871,200872,200873,200874,200875,209240,209241,209242,209243 | Manufacturer | -0.102000 | 0tIhQ6hmz02e5gznEedAgK | 1 | Basic Wall:Interior - Furring (38 mm Stud):361163 |  | InstallationDate | 1714 | WarrantyGuarantorLabor | F | ModelLabel | F | WarrantyDescription | F | F | ProductionYear | 0.000000 | F | 4.468000 | T | 0.000000 | Up to level: Second Floor | Finish | 3 | 2.335828 | SerialNumber | WarrantyStartDate | BarCode | AssetIdentifier | Features | TagNumber | 0 | 0.522790 | 0.126135 | 0 | 0.054000 | 0 | WarrantyDurationParts | AccessibilityPerformance | CodePerformance | Color | Constituents | Grade | Material | ModelReference | NominalHeight | NominalLength | Shape | SustainabilityPerformance | WarrantyDurationLabor | FIXED | WarrantyGuarantorParts | ExpectedLife | ReplacementCost | NominalWidth | 23-25 40 11 11 11 | Metal-Framed Gypsum Board Fixed Partitions | 189758
1715 | First Floor | 206127 |  | 0 | 361185 |  | New Construction | First Floor | 0.000000 | F | 209258 | 125145 | 133896 | Basic Wall:Interior - Furring (38 mm Stud) | 0 | Basic Wall:Interior - Furring (38 mm Stud):128404 | Size | 187678 | 200876,200877,200878,200879,200880,200881,209240,209241,209242,209243 | Manufacturer | -0.102000 | 0tIhQ6hmz02e5gznEedAg_ | 1 | Basic Wall:Interior - Furring (38 mm Stud):361185 |  | InstallationDate | 1715 | WarrantyGuarantorLabor | F | ModelLabel | F | WarrantyDescription | F | F | ProductionYear | 0.000000 | F | 4.468000 | T | 0.000000 | Up to level: Second Floor | Finish | 3 | 1.291252 | SerialNumber | WarrantyStartDate | BarCode | AssetIdentifier | Features | TagNumber | 0 | 0.449500 | 0.069728 | 0 | 0.054000 | 0 | WarrantyDurationParts | AccessibilityPerformance | CodePerformance | Color | Constituents | Grade | Material | ModelReference | NominalHeight | NominalLength | Shape | SustainabilityPerformance | WarrantyDurationLabor | FIXED | WarrantyGuarantorParts | ExpectedLife | ReplacementCost | NominalWidth | 23-25 40 11 11 11 | Metal-Framed Gypsum Board Fixed Partitions | 188018,189759
1716 | First Floor | 206125 | 189760 | 0 | 361246 |  | New Construction | First Floor | 0.000000 | F | 209258 | 125146 | 133897 | Basic Wall:Interior - Furring (38 mm Stud) | 0 | Basic Wall:Interior - Furring (38 mm Stud):128404 | Size | 187679 | 200882,200883,200884,200885,200886,200887,209240,209241,209242,209243 | Manufacturer | -0.102000 | 0tIhQ6hmz02e5gznEedAj1 | 1 | Basic Wall:Interior - Furring (38 mm Stud):361246 |  | InstallationDate | 1716 | WarrantyGuarantorLabor | F | ModelLabel | F | WarrantyDescription | F | F | ProductionYear | 0.000000 | F | 4.468000 | T | 0.000000 | Up to level: Second Floor | Finish | 3 | 1.532524 | SerialNumber | WarrantyStartDate | BarCode | AssetIdentifier | Features | TagNumber | 0 | 0.449500 | 0.082756 | 0 | 0.054000 | 0 | WarrantyDurationParts | AccessibilityPerformance | CodePerformance | Color | Constituents | Grade | Material | ModelReference | NominalHeight | NominalLength | Shape | SustainabilityPerformance | WarrantyDurationLabor | FIXED | WarrantyGuarantorParts | ExpectedLife | ReplacementCost | NominalWidth | 23-25 40 11 11 11 | Metal-Framed Gypsum Board Fixed Partitions | 188017
1717 | First Floor | 206124 | 189761 | 0 | 361303 |  | New Construction | First Floor | 0.000000 | F | 209258 | 125147 | 133898 | Basic Wall:Interior - Furring (38 mm Stud) | 0 | Basic Wall:Interior - Furring (38 mm Stud):128404 | Size | 187680 | 200888,200889,200890,200891,200892,200893,209240,209241,209242,209243 | Manufacturer | -0.102000 | 0tIhQ6hmz02e5gznEedAi8 | 1 | Basic Wall:Interior - Furring (38 mm Stud):361303 |  | InstallationDate | 1717 | WarrantyGuarantorLabor | F | ModelLabel | F | WarrantyDescription | F | F | ProductionYear | 0.000000 | F | 4.468000 | T | 0.000000 | Up to level: Second Floor | Finish | 3 | 19.864728 | SerialNumber | WarrantyStartDate | BarCode | AssetIdentifier | Features | TagNumber | 0 | 4.446000 | 1.072695 | 0 | 0.054000 | 0 | WarrantyDurationParts | AccessibilityPerformance | CodePerformance | Color | Constituents | Grade | Material | ModelReference | NominalHeight | NominalLength | Shape | SustainabilityPerformance | WarrantyDurationLabor | FIXED | WarrantyGuarantorParts | ExpectedLife | ReplacementCost | NominalWidth | 23-25 40 11 11 11 | Metal-Framed Gypsum Board Fixed Partitions | 189760
1718 | First Floor | 206123 |  | 0 | 361327 |  | New Construction | First Floor | 0.000000 | F | 209258 | 125148 | 133899 | Basic Wall:Interior - Furring (38 mm Stud) | 0 | Basic Wall:Interior - Furring (38 mm Stud):128404 | Size | 187681 | 200894,200895,200896,200897,200898,200899,209240,209241,209242,209243 | Manufacturer | -0.102000 | 0tIhQ6hmz02e5gznEedAim | 1 | Basic Wall:Interior - Furring (38 mm Stud):361327 |  | InstallationDate | 1718 | WarrantyGuarantorLabor | F | ModelLabel | F | WarrantyDescription | F | F | ProductionYear | 0.000000 | F | 4.468000 | T | 0.000000 | Up to level: Second Floor | Finish | 3 | 1.291252 | SerialNumber | WarrantyStartDate | BarCode | AssetIdentifier | Features | TagNumber | 0 | 0.449500 | 0.069728 | 0 | 0.054000 | 0 | WarrantyDurationParts | AccessibilityPerformance | CodePerformance | Color | Constituents | Grade | Material | ModelReference | NominalHeight | NominalLength | Shape | SustainabilityPerformance | WarrantyDurationLabor | FIXED | WarrantyGuarantorParts | ExpectedLife | ReplacementCost | NominalWidth | 23-25 40 11 11 11 | Metal-Framed Gypsum Board Fixed Partitions | 188019,189761
1719 | First Floor | 207600 | 189763 | 0 | 361528 |  | New Construction | First Floor | 0.000000 | F | 209258 | 125150 | 133901 | Basic Wall:Interior - Furring (38 mm Stud) | 0 | Basic Wall:Interior - Furring (38 mm Stud):128404 | Size | 187683 | 200906,200907,200908,200909,200910,200911,209240,209241,209242,209243 | Manufacturer | -0.102000 | 1uDBQ9y7vCyxXlpVEuenuM | 1 | Basic Wall:Interior - Furring (38 mm Stud):361528 |  | InstallationDate | 1719 | WarrantyGuarantorLabor | F | ModelLabel | F | WarrantyDescription | F | F | ProductionYear | 0.000000 | F | 4.468000 | T | 0.000000 | Up to level: Second Floor | Finish | 3 | 4.316088 | SerialNumber | WarrantyStartDate | BarCode | AssetIdentifier | Features | TagNumber | 0 | 0.966000 | 0.233069 | 0 | 0.054000 | 0 | WarrantyDurationParts | AccessibilityPerformance | CodePerformance | Color | Constituents | Grade | Material | ModelReference | NominalHeight | NominalLength | Shape | SustainabilityPerformance | WarrantyDurationLabor | FIXED | WarrantyGuarantorParts | ExpectedLife | ReplacementCost | NominalWidth | 23-25 40 11 11 11 | Metal-Framed Gypsum Board Fixed Partitions | 189762
1720 | First Floor |  |  | 0 | 361757 |  | New Construction | First Floor | 0.000000 | F | 209258 | 125153 | 133904 | Basic Wall:Interior - Furring (38 mm Stud) | 0 | Basic Wall:Interior - Furring (38 mm Stud):128404 | Size | 187686 | 200924,200925,200926,200927,200928,200929,209240,209241,209242,209243 | Manufacturer | -0.102000 | 1uDBQ9y7vCyxXlpVEuenyp | 1 | Basic Wall:Interior - Furring (38 mm Stud):361757 |  | InstallationDate | 1720 | WarrantyGuarantorLabor | F | ModelLabel | F | WarrantyDescription | F | F | ProductionYear | 0.000000 | F | 4.468000 | T | 0.000000 | Up to level: Second Floor | Finish | 3 | 0.614350 | SerialNumber | WarrantyStartDate | BarCode | AssetIdentifier | Features | TagNumber | 0 | 0.191500 | 0.033175 | 0 | 0.054000 | 0 | WarrantyDurationParts | AccessibilityPerformance | CodePerformance | Color | Constituents | Grade | Material | ModelReference | NominalHeight | NominalLength | Shape | SustainabilityPerformance | WarrantyDurationLabor | FIXED | WarrantyGuarantorParts | ExpectedLife | ReplacementCost | NominalWidth | 23-25 40 11 11 11 | Metal-Framed Gypsum Board Fixed Partitions | 188578,189706,190047
1721 | First Floor | 206154 | 189773 | 0 | 362860 |  | New Construction | First Floor | 0.000000 | F | 209258 | 125163 | 133915 | Basic Wall:Interior - Furring (38 mm Stud) | 0 | Basic Wall:Interior - Furring (38 mm Stud):128404 | Size | 187696 | 200989,200990,200991,200992,200993,200994,209240,209241,209242,209243 | Manufacturer | -0.102000 | 1uDBQ9y7vCyxXlpVEuenD2 | 1 | Basic Wall:Interior - Furring (38 mm Stud):362860 |  | InstallationDate | 1721 | WarrantyGuarantorLabor | F | ModelLabel | F | WarrantyDescription | F | F | ProductionYear | 0.000000 | F | 4.468000 | T | 0.000000 | Up to level: Second Floor | Finish | 3 | 1.532524 | SerialNumber | WarrantyStartDate | BarCode | AssetIdentifier | Features | TagNumber | 0 | 0.449500 | 0.082756 | 0 | 0.054000 | 0 | WarrantyDurationParts | AccessibilityPerformance | CodePerformance | Color | Constituents | Grade | Material | ModelReference | NominalHeight | NominalLength | Shape | SustainabilityPerformance | WarrantyDurationLabor | FIXED | WarrantyGuarantorParts | ExpectedLife | ReplacementCost | NominalWidth | 23-25 40 11 11 11 | Metal-Framed Gypsum Board Fixed Partitions | 188077
1722 | First Floor | 206153 |  | 0 | 362884 |  | New Construction | First Floor | 0.000000 | F | 209258 | 125164 | 133916 | Basic Wall:Interior - Furring (38 mm Stud) | 0 | Basic Wall:Interior - Furring (38 mm Stud):128404 | Size | 187697 | 200995,200996,200997,200998,200999,201000,209240,209241,209242,209243 | Manufacturer | -0.102000 | 1uDBQ9y7vCyxXlpVEuenEg | 1 | Basic Wall:Interior - Furring (38 mm Stud):362884 |  | InstallationDate | 1722 | WarrantyGuarantorLabor | F | ModelLabel | F | WarrantyDescription | F | F | ProductionYear | 0.000000 | F | 4.468000 | T | 0.000000 | Up to level: Second Floor | Finish | 3 | 1.291252 | SerialNumber | WarrantyStartDate | BarCode | AssetIdentifier | Features | TagNumber | 0 | 0.449500 | 0.069728 | 0 | 0.054000 | 0 | WarrantyDurationParts | AccessibilityPerformance | CodePerformance | Color | Constituents | Grade | Material | ModelReference | NominalHeight | NominalLength | Shape | SustainabilityPerformance | WarrantyDurationLabor | FIXED | WarrantyGuarantorParts | ExpectedLife | ReplacementCost | NominalWidth | 23-25 40 11 11 11 | Metal-Framed Gypsum Board Fixed Partitions | 188020,189773
1723 | First Floor | 206161 |  | 0 | 363050 |  | New Construction | First Floor | 0.000000 | F | 209258 | 125167 | 133919 | Basic Wall:Interior - Furring (38 mm Stud) | 0 | Basic Wall:Interior - Furring (38 mm Stud):128404 | Size | 187700 | 201013,201014,201015,201016,201017,201018,209240,209241,209242,209243 | Manufacturer | -0.102000 | 1uDBQ9y7vCyxXlpVEuen04 | 1 | Basic Wall:Interior - Furring (38 mm Stud):363050 |  | InstallationDate | 1723 | WarrantyGuarantorLabor | F | ModelLabel | F | WarrantyDescription | F | F | ProductionYear | 0.000000 | F | 4.468000 | T | 0.000000 | Up to level: Second Floor | Finish | 3 | 1.367208 | SerialNumber | WarrantyStartDate | BarCode | AssetIdentifier | Features | TagNumber | 0 | 0.466500 | 0.073829 | 0 | 0.054000 | 0 | WarrantyDurationParts | AccessibilityPerformance | CodePerformance | Color | Constituents | Grade | Material | ModelReference | NominalHeight | NominalLength | Shape | SustainabilityPerformance | WarrantyDurationLabor | FIXED | WarrantyGuarantorParts | ExpectedLife | ReplacementCost | NominalWidth | 23-25 40 11 11 11 | Metal-Framed Gypsum Board Fixed Partitions | 188176,189775
1724 | First Floor | 206170 | 189776 | 0 | 363093 |  | New Construction | First Floor | 0.000000 | F | 209258 | 125168 | 133920 | Basic Wall:Interior - Furring (38 mm Stud) | 0 | Basic Wall:Interior - Furring (38 mm Stud):128404 | Size | 187701 | 201019,201020,201021,201022,201023,201024,209240,209241,209242,209243 | Manufacturer | -0.102000 | 1uDBQ9y7vCyxXlpVEuen1x | 1 | Basic Wall:Interior - Furring (38 mm Stud):363093 |  | InstallationDate | 1724 | WarrantyGuarantorLabor | F | ModelLabel | F | WarrantyDescription | F | F | ProductionYear | 0.000000 | F | 4.468000 | T | 0.000000 | Up to level: Second Floor | Finish | 3 | 1.608480 | SerialNumber | WarrantyStartDate | BarCode | AssetIdentifier | Features | TagNumber | 0 | 0.466500 | 0.086858 | 0 | 0.054000 | 0 | WarrantyDurationParts | AccessibilityPerformance | CodePerformance | Color | Constituents | Grade | Material | ModelReference | NominalHeight | NominalLength | Shape | SustainabilityPerformance | WarrantyDurationLabor | FIXED | WarrantyGuarantorParts | ExpectedLife | ReplacementCost | NominalWidth | 23-25 40 11 11 11 | Metal-Framed Gypsum Board Fixed Partitions | 188074
1725 | First Floor | 206184 | 189784 | 0 | 364023 |  | New Construction | First Floor | 0.000000 | F | 209258 | 125180 | 133932 | Basic Wall:Interior - Furring (38 mm Stud) | 0 | Basic Wall:Interior - Furring (38 mm Stud):128404 | Size | 187712 | 201089,201090,201091,201092,201093,201094,209240,209241,209242,209243 | Manufacturer | -0.102000 | 1uDBQ9y7vCyxXlpVEuenVP | 1 | Basic Wall:Interior - Furring (38 mm Stud):364023 |  | InstallationDate | 1725 | WarrantyGuarantorLabor | F | ModelLabel | F | WarrantyDescription | F | F | ProductionYear | 0.000000 | F | 4.468000 | T | 0.000000 | Up to level: Second Floor | Finish | 3 | 1.532524 | SerialNumber | WarrantyStartDate | BarCode | AssetIdentifier | Features | TagNumber | 0 | 0.449500 | 0.082756 | 0 | 0.054000 | 0 | WarrantyDurationParts | AccessibilityPerformance | CodePerformance | Color | Constituents | Grade | Material | ModelReference | NominalHeight | NominalLength | Shape | SustainabilityPerformance | WarrantyDurationLabor | FIXED | WarrantyGuarantorParts | ExpectedLife | ReplacementCost | NominalWidth | 23-25 40 11 11 11 | Metal-Framed Gypsum Board Fixed Partitions | 188075
1726 | First Floor | 206183 |  | 0 | 364040 |  | New Construction | First Floor | 0.000000 | F | 209258 | 125181 | 133933 | Basic Wall:Interior - Furring (38 mm Stud) | 0 | Basic Wall:Interior - Furring (38 mm Stud):128404 | Size | 187713 | 201095,201096,201097,201098,201099,201100,209240,209241,209242,209243 | Manufacturer | -0.102000 | 1uDBQ9y7vCyxXlpVEuenGc | 1 | Basic Wall:Interior - Furring (38 mm Stud):364040 |  | InstallationDate | 1726 | WarrantyGuarantorLabor | F | ModelLabel | F | WarrantyDescription | F | F | ProductionYear | 0.000000 | F | 4.468000 | T | 0.000000 | Up to level: Second Floor | Finish | 3 | 1.858576 | SerialNumber | WarrantyStartDate | BarCode | AssetIdentifier | Features | TagNumber | 0 | 0.526975 | 0.100363 | 0 | 0.054000 | 0 | WarrantyDurationParts | AccessibilityPerformance | CodePerformance | Color | Constituents | Grade | Material | ModelReference | NominalHeight | NominalLength | Shape | SustainabilityPerformance | WarrantyDurationLabor | FIXED | WarrantyGuarantorParts | ExpectedLife | ReplacementCost | NominalWidth | 23-25 40 11 11 11 | Metal-Framed Gypsum Board Fixed Partitions | 188762,189784
1727 | First Floor | 206548 | 189792 | 0 | 364620 |  | New Construction | First Floor | 0.000000 | F | 209258 | 125188 | 133940 | Basic Wall:Interior - Furring (38 mm Stud) | 0 | Basic Wall:Interior - Furring (38 mm Stud):128404 | Size | 187720 | 201137,201138,201139,201140,201141,201142,209240,209241,209242,209243 | Manufacturer | -0.102000 | 3pms57Ad5AVAb74jf4yKX8 | 1 | Basic Wall:Interior - Furring (38 mm Stud):364620 |  | InstallationDate | 1727 | WarrantyGuarantorLabor | F | ModelLabel | F | WarrantyDescription | F | F | ProductionYear | 0.000000 | F | 4.468000 | T | 0.000000 | Up to level: Second Floor | Finish | 3 | 0.697008 | SerialNumber | WarrantyStartDate | BarCode | AssetIdentifier | Features | TagNumber | 0 | 0.156000 | 0.037638 | 0 | 0.054000 | 0 | WarrantyDurationParts | AccessibilityPerformance | CodePerformance | Color | Constituents | Grade | Material | ModelReference | NominalHeight | NominalLength | Shape | SustainabilityPerformance | WarrantyDurationLabor | FIXED | WarrantyGuarantorParts | ExpectedLife | ReplacementCost | NominalWidth | 23-25 40 11 11 11 | Metal-Framed Gypsum Board Fixed Partitions | 189791
1728 | First Floor | 206579 | 189800 | 0 | 365065 |  | New Construction | First Floor | 0.000000 | F | 209258 | 125196 | 133948 | Basic Wall:Interior - Furring (38 mm Stud) | 0 | Basic Wall:Interior - Furring (38 mm Stud):128404 | Size | 187727 | 201184,201185,201186,201187,201188,201189,209240,209241,209242,209243 | Manufacturer | -0.102000 | 3pms57Ad5AVAb74jf4yKeD | 1 | Basic Wall:Interior - Furring (38 mm Stud):365065 |  | InstallationDate | 1728 | WarrantyGuarantorLabor | F | ModelLabel | F | WarrantyDescription | F | F | ProductionYear | 0.000000 | F | 4.468000 | T | 0.000000 | Up to level: Second Floor | Finish | 3 | 0.697008 | SerialNumber | WarrantyStartDate | BarCode | AssetIdentifier | Features | TagNumber | 0 | 0.156000 | 0.037638 | 0 | 0.054000 | 0 | WarrantyDurationParts | AccessibilityPerformance | CodePerformance | Color | Constituents | Grade | Material | ModelReference | NominalHeight | NominalLength | Shape | SustainabilityPerformance | WarrantyDurationLabor | FIXED | WarrantyGuarantorParts | ExpectedLife | ReplacementCost | NominalWidth | 23-25 40 11 11 11 | Metal-Framed Gypsum Board Fixed Partitions | 189799
1729 | First Floor | 206578 |  | 0 | 365095 |  | New Construction | First Floor | 0.000000 | F | 209258 | 125197 | 133949 | Basic Wall:Interior - Furring (38 mm Stud) | 0 | Basic Wall:Interior - Furring (38 mm Stud):128404 | Size | 187728 | 201190,201191,201192,201193,201194,201195,209240,209241,209242,209243 | Manufacturer | -0.102000 | 3pms57Ad5AVAb74jf4yKeZ | 1 | Basic Wall:Interior - Furring (38 mm Stud):365095 |  | InstallationDate | 1729 | WarrantyGuarantorLabor | F | ModelLabel | F | WarrantyDescription | F | F | ProductionYear | 0.000000 | F | 4.468000 | T | 0.000000 | Up to level: Second Floor | Finish | 3 | 1.572736 | SerialNumber | WarrantyStartDate | BarCode | AssetIdentifier | Features | TagNumber | 0 | 0.406000 | 0.084928 | 0 | 0.054000 | 0 | WarrantyDurationParts | AccessibilityPerformance | CodePerformance | Color | Constituents | Grade | Material | ModelReference | NominalHeight | NominalLength | Shape | SustainabilityPerformance | WarrantyDurationLabor | FIXED | WarrantyGuarantorParts | ExpectedLife | ReplacementCost | NominalWidth | 23-25 40 11 11 11 | Metal-Framed Gypsum Board Fixed Partitions | 189093,189800
1730 | First Floor | 206896 | 188281,189803 | 0 | 365371 |  | New Construction | First Floor | 0.000000 | F | 209258 | 125200 | 133952 | Basic Wall:Interior - Furring (38 mm Stud) | 0 | Basic Wall:Interior - Furring (38 mm Stud):128404 | Size | 187731 | 201208,201209,201210,201211,201212,201213,209240,209241,209242,209243 | Manufacturer | -0.102000 | 3pms57Ad5AVAb74jf4yKi$ | 1 | Basic Wall:Interior - Furring (38 mm Stud):365371 |  | InstallationDate | 1730 | WarrantyGuarantorLabor | F | ModelLabel | F | WarrantyDescription | F | F | ProductionYear | 0.000000 | F | 4.468000 | T | 0.000000 | Up to level: Second Floor | Finish | 3 | 1.577204 | SerialNumber | WarrantyStartDate | BarCode | AssetIdentifier | Features | TagNumber | 0 | 0.388000 | 0.085169 | 0 | 0.054000 | 0 | WarrantyDurationParts | AccessibilityPerformance | CodePerformance | Color | Constituents | Grade | Material | ModelReference | NominalHeight | NominalLength | Shape | SustainabilityPerformance | WarrantyDurationLabor | FIXED | WarrantyGuarantorParts | ExpectedLife | ReplacementCost | NominalWidth | 23-25 40 11 11 11 | Metal-Framed Gypsum Board Fixed Partitions
1731 | First Floor | 206626 | 188321 | 0 | 365413 |  | New Construction | First Floor | 0.000000 | F | 209258 | 125202 | 133954 | Basic Wall:Interior - Furring (38 mm Stud) | 0 | Basic Wall:Interior - Furring (38 mm Stud):128404 | Size | 187733 | 201220,201221,201222,201223,201224,201225,209240,209241,209242,209243 | Manufacturer | -0.102000 | 3pms57Ad5AVAb74jf4yKjX | 1 | Basic Wall:Interior - Furring (38 mm Stud):365413 |  | InstallationDate | 1731 | WarrantyGuarantorLabor | F | ModelLabel | F | WarrantyDescription | F | F | ProductionYear | 0.000000 | F | 4.468000 | T | 0.000000 | Up to level: Second Floor | Finish | 3 | 1.335932 | SerialNumber | WarrantyStartDate | BarCode | AssetIdentifier | Features | TagNumber | 0 | 0.388000 | 0.072140 | 0 | 0.054000 | 0 | WarrantyDurationParts | AccessibilityPerformance | CodePerformance | Color | Constituents | Grade | Material | ModelReference | NominalHeight | NominalLength | Shape | SustainabilityPerformance | WarrantyDurationLabor | FIXED | WarrantyGuarantorParts | ExpectedLife | ReplacementCost | NominalWidth | 23-25 40 11 11 11 | Metal-Framed Gypsum Board Fixed Partitions | 189804
1732 | First Floor | 206614 | 189805 | 0 | 365504 |  | New Construction | First Floor | 0.000000 | F | 209258 | 125203 | 133955 | Basic Wall:Interior - Furring (38 mm Stud) | 0 | Basic Wall:Interior - Furring (38 mm Stud):128404 | Size | 187734 | 201226,201227,201228,201229,201230,201231,209240,209241,209242,209243 | Manufacturer | -0.102000 | 3pms57Ad5AVAb74jf4yKl4 | 1 | Basic Wall:Interior - Furring (38 mm Stud):365504 |  | InstallationDate | 1732 | WarrantyGuarantorLabor | F | ModelLabel | F | WarrantyDescription | F | F | ProductionYear | 0.000000 | F | 4.468000 | T | 0.000000 | Up to level: Second Floor | Finish | 3 | 1.532524 | SerialNumber | WarrantyStartDate | BarCode | AssetIdentifier | Features | TagNumber | 0 | 0.449500 | 0.082756 | 0 | 0.054000 | 0 | WarrantyDurationParts | AccessibilityPerformance | CodePerformance | Color | Constituents | Grade | Material | ModelReference | NominalHeight | NominalLength | Shape | SustainabilityPerformance | WarrantyDurationLabor | FIXED | WarrantyGuarantorParts | ExpectedLife | ReplacementCost | NominalWidth | 23-25 40 11 11 11 | Metal-Framed Gypsum Board Fixed Partitions | 188563
1733 | First Floor | 206922 |  | 0 | 365544 |  | New Construction | First Floor | 0.000000 | F | 209258 | 125205 | 133957 | Basic Wall:Interior - Furring (38 mm Stud) | 0 | Basic Wall:Interior - Furring (38 mm Stud):128404 | Size | 187736 | 201238,201239,201240,201241,201242,201243,209240,209241,209242,209243 | Manufacturer | -0.102000 | 3pms57Ad5AVAb74jf4yKli | 1 | Basic Wall:Interior - Furring (38 mm Stud):365544 |  | InstallationDate | 1733 | WarrantyGuarantorLabor | F | ModelLabel | F | WarrantyDescription | F | F | ProductionYear | 0.000000 | F | 4.468000 | T | 0.000000 | Up to level: Second Floor | Finish | 3 | 1.291252 | SerialNumber | WarrantyStartDate | BarCode | AssetIdentifier | Features | TagNumber | 0 | 0.449500 | 0.069728 | 0 | 0.054000 | 0 | WarrantyDurationParts | AccessibilityPerformance | CodePerformance | Color | Constituents | Grade | Material | ModelReference | NominalHeight | NominalLength | Shape | SustainabilityPerformance | WarrantyDurationLabor | FIXED | WarrantyGuarantorParts | ExpectedLife | ReplacementCost | NominalWidth | 23-25 40 11 11 11 | Metal-Framed Gypsum Board Fixed Partitions | 188871,189806
1734 | First Floor | 206953 | 189095,189807 | 0 | 365669 |  | New Construction | First Floor | 0.000000 | F | 209258 | 125206 | 133958 | Basic Wall:Interior - Furring (38 mm Stud) | 0 | Basic Wall:Interior - Furring (38 mm Stud):128404 | Size | 187737 | 201244,201245,201246,201247,201248,201249,209240,209241,209242,209243 | Manufacturer | -0.102000 | 3pms57Ad5AVAb74jf4yKnX | 1 | Basic Wall:Interior - Furring (38 mm Stud):365669 |  | InstallationDate | 1734 | WarrantyGuarantorLabor | F | ModelLabel | F | WarrantyDescription | F | F | ProductionYear | 0.000000 | F | 4.468000 | T | 0.000000 | Up to level: Second Floor | Finish | 3 | 2.055280 | SerialNumber | WarrantyStartDate | BarCode | AssetIdentifier | Features | TagNumber | 0 | 0.406000 | 0.110985 | 0 | 0.054000 | 0 | WarrantyDurationParts | AccessibilityPerformance | CodePerformance | Color | Constituents | Grade | Material | ModelReference | NominalHeight | NominalLength | Shape | SustainabilityPerformance | WarrantyDurationLabor | FIXED | WarrantyGuarantorParts | ExpectedLife | ReplacementCost | NominalWidth | 23-25 40 11 11 11 | Metal-Framed Gypsum Board Fixed Partitions
1735 | First Floor | 206956 | 189808 | 0 | 365700 |  | New Construction | First Floor | 0.000000 | F | 209258 | 125207 | 133959 | Basic Wall:Interior - Furring (38 mm Stud) | 0 | Basic Wall:Interior - Furring (38 mm Stud):128404 | Size | 187738 | 201250,201251,201252,201253,201254,201255,209240,209241,209242,209243 | Manufacturer | -0.102000 | 3pms57Ad5AVAb74jf4yKo0 | 1 | Basic Wall:Interior - Furring (38 mm Stud):365700 |  | InstallationDate | 1735 | WarrantyGuarantorLabor | F | ModelLabel | F | WarrantyDescription | F | F | ProductionYear | 0.000000 | F | 4.468000 | T | 0.000000 | Up to level: Second Floor | Finish | 3 | 1.814008 | SerialNumber | WarrantyStartDate | BarCode | AssetIdentifier | Features | TagNumber | 0 | 0.406000 | 0.097956 | 0 | 0.054000 | 0 | WarrantyDurationParts | AccessibilityPerformance | CodePerformance | Color | Constituents | Grade | Material | ModelReference | NominalHeight | NominalLength | Shape | SustainabilityPerformance | WarrantyDurationLabor | FIXED | WarrantyGuarantorParts | ExpectedLife | ReplacementCost | NominalWidth | 23-25 40 11 11 11 | Metal-Framed Gypsum Board Fixed Partitions | 189807
1736 | First Floor | 206955 | 189809 | 0 | 365729 |  | New Construction | First Floor | 0.000000 | F | 209258 | 125208 | 133960 | Basic Wall:Interior - Furring (38 mm Stud) | 0 | Basic Wall:Interior - Furring (38 mm Stud):128404 | Size | 187739 | 201256,201257,201258,201259,201260,201261,209240,209241,209242,209243 | Manufacturer | -0.102000 | 3pms57Ad5AVAb74jf4yKob | 1 | Basic Wall:Interior - Furring (38 mm Stud):365729 |  | InstallationDate | 1736 | WarrantyGuarantorLabor | F | ModelLabel | F | WarrantyDescription | F | F | ProductionYear | 0.000000 | F | 4.468000 | T | 0.000000 | Up to level: Second Floor | Finish | 3 | 1.814008 | SerialNumber | WarrantyStartDate | BarCode | AssetIdentifier | Features | TagNumber | 0 | 0.406000 | 0.097956 | 0 | 0.054000 | 0 | WarrantyDurationParts | AccessibilityPerformance | CodePerformance | Color | Constituents | Grade | Material | ModelReference | NominalHeight | NominalLength | Shape | SustainabilityPerformance | WarrantyDurationLabor | FIXED | WarrantyGuarantorParts | ExpectedLife | ReplacementCost | NominalWidth | 23-25 40 11 11 11 | Metal-Framed Gypsum Board Fixed Partitions | 189808
1737 | First Floor | 206954 |  | 0 | 365773 |  | New Construction | First Floor | 0.000000 | F | 209258 | 125209 | 133961 | Basic Wall:Interior - Furring (38 mm Stud) | 0 | Basic Wall:Interior - Furring (38 mm Stud):128404 | Size | 187740 | 201262,201263,201264,201265,201266,201267,209240,209241,209242,209243 | Manufacturer | -0.102000 | 3pms57Ad5AVAb74jf4yKp9 | 1 | Basic Wall:Interior - Furring (38 mm Stud):365773 |  | InstallationDate | 1737 | WarrantyGuarantorLabor | F | ModelLabel | F | WarrantyDescription | F | F | ProductionYear | 0.000000 | F | 4.468000 | T | 0.000000 | Up to level: Second Floor | Finish | 3 | 1.572736 | SerialNumber | WarrantyStartDate | BarCode | AssetIdentifier | Features | TagNumber | 0 | 0.406000 | 0.084928 | 0 | 0.054000 | 0 | WarrantyDurationParts | AccessibilityPerformance | CodePerformance | Color | Constituents | Grade | Material | ModelReference | NominalHeight | NominalLength | Shape | SustainabilityPerformance | WarrantyDurationLabor | FIXED | WarrantyGuarantorParts | ExpectedLife | ReplacementCost | NominalWidth | 23-25 40 11 11 11 | Metal-Framed Gypsum Board Fixed Partitions | 189095,189809
1738 | First Floor | 206631 | 189813 | 0 | 365943 |  | New Construction | First Floor | 0.000000 | F | 209258 | 125212 | 133964 | Basic Wall:Interior - Furring (38 mm Stud) | 0 | Basic Wall:Interior - Furring (38 mm Stud):128404 | Size | 187743 | 201280,201281,201282,201283,201284,201285,209240,209241,209242,209243 | Manufacturer | -0.102000 | 3pms57Ad5AVAb74jf4yKrp | 1 | Basic Wall:Interior - Furring (38 mm Stud):365943 |  | InstallationDate | 1738 | WarrantyGuarantorLabor | F | ModelLabel | F | WarrantyDescription | F | F | ProductionYear | 0.000000 | F | 4.468000 | T | 0.000000 | Up to level: Second Floor | Finish | 3 | 1.814008 | SerialNumber | WarrantyStartDate | BarCode | AssetIdentifier | Features | TagNumber | 0 | 0.406000 | 0.097956 | 0 | 0.054000 | 0 | WarrantyDurationParts | AccessibilityPerformance | CodePerformance | Color | Constituents | Grade | Material | ModelReference | NominalHeight | NominalLength | Shape | SustainabilityPerformance | WarrantyDurationLabor | FIXED | WarrantyGuarantorParts | ExpectedLife | ReplacementCost | NominalWidth | 23-25 40 11 11 11 | Metal-Framed Gypsum Board Fixed Partitions | 189812
1739 | First Floor | 206930 | 189814 | 0 | 366074 |  | New Construction | First Floor | 0.000000 | F | 209258 | 125214 | 133966 | Basic Wall:Interior - Furring (38 mm Stud) | 0 | Basic Wall:Interior - Furring (38 mm Stud):128404 | Size | 187745 | 201292,201293,201294,201295,201296,201297,209240,209241,209242,209243 | Manufacturer | -0.102000 | 1qc5HjZvrCsga38tqxQ3yc | 1 | Basic Wall:Interior - Furring (38 mm Stud):366074 |  | InstallationDate | 1739 | WarrantyGuarantorLabor | F | ModelLabel | F | WarrantyDescription | F | F | ProductionYear | 0.000000 | F | 4.468000 | T | 0.000000 | Up to level: Second Floor | Finish | 3 | 1.532524 | SerialNumber | WarrantyStartDate | BarCode | AssetIdentifier | Features | TagNumber | 0 | 0.449500 | 0.082756 | 0 | 0.054000 | 0 | WarrantyDurationParts | AccessibilityPerformance | CodePerformance | Color | Constituents | Grade | Material | ModelReference | NominalHeight | NominalLength | Shape | SustainabilityPerformance | WarrantyDurationLabor | FIXED | WarrantyGuarantorParts | ExpectedLife | ReplacementCost | NominalWidth | 23-25 40 11 11 11 | Metal-Framed Gypsum Board Fixed Partitions | 188564
1740 | First Floor | 206931 | 189815 | 0 | 366099 |  | New Construction | First Floor | 0.000000 | F | 209258 | 125215 | 133967 | Basic Wall:Interior - Furring (38 mm Stud) | 0 | Basic Wall:Interior - Furring (38 mm Stud):128404 | Size | 187746 | 201298,201299,201300,201301,201302,201303,209240,209241,209242,209243 | Manufacturer | -0.102000 | 1qc5HjZvrCsga38tqxQ3pF | 1 | Basic Wall:Interior - Furring (38 mm Stud):366099 |  | InstallationDate | 1740 | WarrantyGuarantorLabor | F | ModelLabel | F | WarrantyDescription | F | F | ProductionYear | 0.000000 | F | 4.468000 | T | 0.000000 | Up to level: Second Floor | Finish | 3 | 1.814008 | SerialNumber | WarrantyStartDate | BarCode | AssetIdentifier | Features | TagNumber | 0 | 0.406000 | 0.097956 | 0 | 0.054000 | 0 | WarrantyDurationParts | AccessibilityPerformance | CodePerformance | Color | Constituents | Grade | Material | ModelReference | NominalHeight | NominalLength | Shape | SustainabilityPerformance | WarrantyDurationLabor | FIXED | WarrantyGuarantorParts | ExpectedLife | ReplacementCost | NominalWidth | 23-25 40 11 11 11 | Metal-Framed Gypsum Board Fixed Partitions | 189814
1741 | First Floor | 206932 |  | 0 | 366113 |  | New Construction | First Floor | 0.000000 | F | 209258 | 125216 | 133968 | Basic Wall:Interior - Furring (38 mm Stud) | 0 | Basic Wall:Interior - Furring (38 mm Stud):128404 | Size | 187747 | 201304,201305,201306,201307,201308,201309,209240,209241,209242,209243 | Manufacturer | -0.102000 | 1qc5HjZvrCsga38tqxQ3pz | 1 | Basic Wall:Interior - Furring (38 mm Stud):366113 |  | InstallationDate | 1741 | WarrantyGuarantorLabor | F | ModelLabel | F | WarrantyDescription | F | F | ProductionYear | 0.000000 | F | 4.468000 | T | 0.000000 | Up to level: Second Floor | Finish | 3 | 1.291252 | SerialNumber | WarrantyStartDate | BarCode | AssetIdentifier | Features | TagNumber | 0 | 0.449500 | 0.069728 | 0 | 0.054000 | 0 | WarrantyDurationParts | AccessibilityPerformance | CodePerformance | Color | Constituents | Grade | Material | ModelReference | NominalHeight | NominalLength | Shape | SustainabilityPerformance | WarrantyDurationLabor | FIXED | WarrantyGuarantorParts | ExpectedLife | ReplacementCost | NominalWidth | 23-25 40 11 11 11 | Metal-Framed Gypsum Board Fixed Partitions | 188872,189815
1742 | First Floor | 206398 | 189823 | 0 | 366898 |  | New Construction | First Floor | 0.000000 | F | 209258 | 125226 | 133978 | Basic Wall:Interior - Furring (38 mm Stud) | 0 | Basic Wall:Interior - Furring (38 mm Stud):128404 | Size | 187757 | 201358,201359,201360,201361,201362,201363,209240,209241,209242,209243 | Manufacturer | -0.102000 | 1qc5HjZvrCsga38tqxQ3Fk | 1 | Basic Wall:Interior - Furring (38 mm Stud):366898 |  | InstallationDate | 1742 | WarrantyGuarantorLabor | F | ModelLabel | F | WarrantyDescription | F | F | ProductionYear | 0.000000 | F | 4.468000 | T | 0.000000 | Up to level: Second Floor | Finish | 3 | 1.814008 | SerialNumber | WarrantyStartDate | BarCode | AssetIdentifier | Features | TagNumber | 0 | 0.406000 | 0.097956 | 0 | 0.054000 | 0 | WarrantyDurationParts | AccessibilityPerformance | CodePerformance | Color | Constituents | Grade | Material | ModelReference | NominalHeight | NominalLength | Shape | SustainabilityPerformance | WarrantyDurationLabor | FIXED | WarrantyGuarantorParts | ExpectedLife | ReplacementCost | NominalWidth | 23-25 40 11 11 11 | Metal-Framed Gypsum Board Fixed Partitions | 189822
1743 | First Floor | 206959 | 189829 | 0 | 367254 |  | New Construction | First Floor | 0.000000 | F | 209258 | 125233 | 133985 | Basic Wall:Interior - Furring (38 mm Stud) | 0 | Basic Wall:Interior - Furring (38 mm Stud):128404 | Size | 187764 | 201400,201401,201402,201403,201404,201405,209240,209241,209242,209243 | Manufacturer | -0.102000 | 1qc5HjZvrCsga38tqxQ31A | 1 | Basic Wall:Interior - Furring (38 mm Stud):367254 |  | InstallationDate | 1743 | WarrantyGuarantorLabor | F | ModelLabel | F | WarrantyDescription | F | F | ProductionYear | 0.000000 | F | 4.468000 | T | 0.000000 | Up to level: Second Floor | Finish | 3 | 1.532524 | SerialNumber | WarrantyStartDate | BarCode | AssetIdentifier | Features | TagNumber | 0 | 0.449500 | 0.082756 | 0 | 0.054000 | 0 | WarrantyDurationParts | AccessibilityPerformance | CodePerformance | Color | Constituents | Grade | Material | ModelReference | NominalHeight | NominalLength | Shape | SustainabilityPerformance | WarrantyDurationLabor | FIXED | WarrantyGuarantorParts | ExpectedLife | ReplacementCost | NominalWidth | 23-25 40 11 11 11 | Metal-Framed Gypsum Board Fixed Partitions | 188565
1744 | First Floor | 206958 |  | 0 | 367279 |  | New Construction | First Floor | 0.000000 | F | 209258 | 125234 | 133986 | Basic Wall:Interior - Furring (38 mm Stud) | 0 | Basic Wall:Interior - Furring (38 mm Stud):128404 | Size | 187765 | 201406,201407,201408,201409,201410,201411,209240,209241,209242,209243 | Manufacturer | -0.102000 | 1qc5HjZvrCsga38tqxQ31p | 1 | Basic Wall:Interior - Furring (38 mm Stud):367279 |  | InstallationDate | 1744 | WarrantyGuarantorLabor | F | ModelLabel | F | WarrantyDescription | F | F | ProductionYear | 0.000000 | F | 4.468000 | T | 0.000000 | Up to level: Second Floor | Finish | 3 | 1.291252 | SerialNumber | WarrantyStartDate | BarCode | AssetIdentifier | Features | TagNumber | 0 | 0.449500 | 0.069728 | 0 | 0.054000 | 0 | WarrantyDurationParts | AccessibilityPerformance | CodePerformance | Color | Constituents | Grade | Material | ModelReference | NominalHeight | NominalLength | Shape | SustainabilityPerformance | WarrantyDurationLabor | FIXED | WarrantyGuarantorParts | ExpectedLife | ReplacementCost | NominalWidth | 23-25 40 11 11 11 | Metal-Framed Gypsum Board Fixed Partitions | 188178,189829
1745 | First Floor | 206919 | 189830 | 0 | 367324 |  | New Construction | First Floor | 0.000000 | F | 209258 | 125235 | 133987 | Basic Wall:Interior - Furring (38 mm Stud) | 0 | Basic Wall:Interior - Furring (38 mm Stud):128404 | Size | 187766 | 201412,201413,201414,201415,201416,201417,209240,209241,209242,209243 | Manufacturer | -0.102000 | 1qc5HjZvrCsga38tqxQ300 | 1 | Basic Wall:Interior - Furring (38 mm Stud):367324 |  | InstallationDate | 1745 | WarrantyGuarantorLabor | F | ModelLabel | F | WarrantyDescription | F | F | ProductionYear | 0.000000 | F | 4.468000 | T | 0.000000 | Up to level: Second Floor | Finish | 3 | 1.532524 | SerialNumber | WarrantyStartDate | BarCode | AssetIdentifier | Features | TagNumber | 0 | 0.449500 | 0.082756 | 0 | 0.054000 | 0 | WarrantyDurationParts | AccessibilityPerformance | CodePerformance | Color | Constituents | Grade | Material | ModelReference | NominalHeight | NominalLength | Shape | SustainabilityPerformance | WarrantyDurationLabor | FIXED | WarrantyGuarantorParts | ExpectedLife | ReplacementCost | NominalWidth | 23-25 40 11 11 11 | Metal-Framed Gypsum Board Fixed Partitions | 188078
1746 | First Floor | 206918 | 189831 | 0 | 367352 |  | New Construction | First Floor | 0.000000 | F | 209258 | 125236 | 133988 | Basic Wall:Interior - Furring (38 mm Stud) | 0 | Basic Wall:Interior - Furring (38 mm Stud):128404 | Size | 187767 | 201418,201419,201420,201421,201422,201423,209240,209241,209242,209243 | Manufacturer | -0.102000 | 1qc5HjZvrCsga38tqxQ30a | 1 | Basic Wall:Interior - Furring (38 mm Stud):367352 |  | InstallationDate | 1746 | WarrantyGuarantorLabor | F | ModelLabel | F | WarrantyDescription | F | F | ProductionYear | 0.000000 | F | 4.468000 | T | 0.000000 | Up to level: Second Floor | Finish | 3 | 1.814008 | SerialNumber | WarrantyStartDate | BarCode | AssetIdentifier | Features | TagNumber | 0 | 0.406000 | 0.097956 | 0 | 0.054000 | 0 | WarrantyDurationParts | AccessibilityPerformance | CodePerformance | Color | Constituents | Grade | Material | ModelReference | NominalHeight | NominalLength | Shape | SustainabilityPerformance | WarrantyDurationLabor | FIXED | WarrantyGuarantorParts | ExpectedLife | ReplacementCost | NominalWidth | 23-25 40 11 11 11 | Metal-Framed Gypsum Board Fixed Partitions | 189830
1747 | First Floor | 206917 |  | 0 | 367373 |  | New Construction | First Floor | 0.000000 | F | 209258 | 125237 | 133989 | Basic Wall:Interior - Furring (38 mm Stud) | 0 | Basic Wall:Interior - Furring (38 mm Stud):128404 | Size | 187768 | 201424,201425,201426,201427,201428,201429,209240,209241,209242,209243 | Manufacturer | -0.102000 | 1qc5HjZvrCsga38tqxQ37H | 1 | Basic Wall:Interior - Furring (38 mm Stud):367373 |  | InstallationDate | 1747 | WarrantyGuarantorLabor | F | ModelLabel | F | WarrantyDescription | F | F | ProductionYear | 0.000000 | F | 4.468000 | T | 0.000000 | Up to level: Second Floor | Finish | 3 | 1.291252 | SerialNumber | WarrantyStartDate | BarCode | AssetIdentifier | Features | TagNumber | 0 | 0.449500 | 0.069728 | 0 | 0.054000 | 0 | WarrantyDurationParts | AccessibilityPerformance | CodePerformance | Color | Constituents | Grade | Material | ModelReference | NominalHeight | NominalLength | Shape | SustainabilityPerformance | WarrantyDurationLabor | FIXED | WarrantyGuarantorParts | ExpectedLife | ReplacementCost | NominalWidth | 23-25 40 11 11 11 | Metal-Framed Gypsum Board Fixed Partitions | 188179,189831
1748 | First Floor | 206479 | 189834 | 0 | 367966 |  | New Construction | First Floor | 0.000000 | F | 209258 | 125241 | 133993 | Basic Wall:Interior - Furring (38 mm Stud) | 0 | Basic Wall:Interior - Furring (38 mm Stud):128404 | Size | 187771 | 201447,201448,201449,201450,201451,201452,209240,209241,209242,209243 | Manufacturer | -0.102000 | 1qc5HjZvrCsga38tqxQ3U2 | 1 | Basic Wall:Interior - Furring (38 mm Stud):367966 |  | InstallationDate | 1748 | WarrantyGuarantorLabor | F | ModelLabel | F | WarrantyDescription | F | F | ProductionYear | 0.000000 | F | 4.468000 | T | 0.000000 | Up to level: Second Floor | Finish | 3 | 1.519120 | SerialNumber | WarrantyStartDate | BarCode | AssetIdentifier | Features | TagNumber | 0 | 0.375000 | 0.082032 | 0 | 0.054000 | 0 | WarrantyDurationParts | AccessibilityPerformance | CodePerformance | Color | Constituents | Grade | Material | ModelReference | NominalHeight | NominalLength | Shape | SustainabilityPerformance | WarrantyDurationLabor | FIXED | WarrantyGuarantorParts | ExpectedLife | ReplacementCost | NominalWidth | 23-25 40 11 11 11 | Metal-Framed Gypsum Board Fixed Partitions | 188123
1749 | First Floor | 206478 |  | 0 | 367994 |  | New Construction | First Floor | 0.000000 | F | 209258 | 125242 | 133994 | Basic Wall:Interior - Furring (38 mm Stud) | 0 | Basic Wall:Interior - Furring (38 mm Stud):128404 | Size | 187772 | 201453,201454,201455,201456,201457,201458,209240,209241,209242,209243 | Manufacturer | -0.102000 | 1qc5HjZvrCsga38tqxQ3Uc | 1 | Basic Wall:Interior - Furring (38 mm Stud):367994 |  | InstallationDate | 1749 | WarrantyGuarantorLabor | F | ModelLabel | F | WarrantyDescription | F | F | ProductionYear | 0.000000 | F | 4.468000 | T | 0.000000 | Up to level: Second Floor | Finish | 3 | 1.291248 | SerialNumber | WarrantyStartDate | BarCode | AssetIdentifier | Features | TagNumber | 0 | 0.449499 | 0.069727 | 0 | 0.054000 | 0 | WarrantyDurationParts | AccessibilityPerformance | CodePerformance | Color | Constituents | Grade | Material | ModelReference | NominalHeight | NominalLength | Shape | SustainabilityPerformance | WarrantyDurationLabor | FIXED | WarrantyGuarantorParts | ExpectedLife | ReplacementCost | NominalWidth | 23-25 40 11 11 11 | Metal-Framed Gypsum Board Fixed Partitions | 188873,189834
1750 | First Floor | 206488 | 189835 | 0 | 368047 |  | New Construction | First Floor | 0.000000 | F | 209258 | 125243 | 133995 | Basic Wall:Interior - Furring (38 mm Stud) | 0 | Basic Wall:Interior - Furring (38 mm Stud):128404 | Size | 187773 | 201459,201460,201461,201462,201463,201464,209240,209241,209242,209243 | Manufacturer | -0.102000 | 1qc5HjZvrCsga38tqxQ3Tp | 1 | Basic Wall:Interior - Furring (38 mm Stud):368047 |  | InstallationDate | 1750 | WarrantyGuarantorLabor | F | ModelLabel | F | WarrantyDescription | F | F | ProductionYear | 0.000000 | F | 4.468000 | T | 0.000000 | Up to level: Second Floor | Finish | 3 | 1.532520 | SerialNumber | WarrantyStartDate | BarCode | AssetIdentifier | Features | TagNumber | 0 | 0.449499 | 0.082756 | 0 | 0.054000 | 0 | WarrantyDurationParts | AccessibilityPerformance | CodePerformance | Color | Constituents | Grade | Material | ModelReference | NominalHeight | NominalLength | Shape | SustainabilityPerformance | WarrantyDurationLabor | FIXED | WarrantyGuarantorParts | ExpectedLife | ReplacementCost | NominalWidth | 23-25 40 11 11 11 | Metal-Framed Gypsum Board Fixed Partitions | 188079
1751 | First Floor | 206487 | 189836 | 0 | 368070 |  | New Construction | First Floor | 0.000000 | F | 209258 | 125244 | 133996 | Basic Wall:Interior - Furring (38 mm Stud) | 0 | Basic Wall:Interior - Furring (38 mm Stud):128404 | Size | 187774 | 201465,201466,201467,201468,201469,201470,209240,209241,209242,209243 | Manufacturer | -0.102000 | 1qc5HjZvrCsga38tqxQ3SQ | 1 | Basic Wall:Interior - Furring (38 mm Stud):368070 |  | InstallationDate | 1751 | WarrantyGuarantorLabor | F | ModelLabel | F | WarrantyDescription | F | F | ProductionYear | 0.000000 | F | 4.468000 | T | 0.000000 | Up to level: Second Floor | Finish | 3 | 1.814008 | SerialNumber | WarrantyStartDate | BarCode | AssetIdentifier | Features | TagNumber | 0 | 0.406000 | 0.097956 | 0 | 0.054000 | 0 | WarrantyDurationParts | AccessibilityPerformance | CodePerformance | Color | Constituents | Grade | Material | ModelReference | NominalHeight | NominalLength | Shape | SustainabilityPerformance | WarrantyDurationLabor | FIXED | WarrantyGuarantorParts | ExpectedLife | ReplacementCost | NominalWidth | 23-25 40 11 11 11 | Metal-Framed Gypsum Board Fixed Partitions | 189835
1752 | First Floor | 206486 |  | 0 | 368101 |  | New Construction | First Floor | 0.000000 | F | 209258 | 125245 | 133997 | Basic Wall:Interior - Furring (38 mm Stud) | 0 | Basic Wall:Interior - Furring (38 mm Stud):128404 | Size | 187775 | 201471,201472,201473,201474,201475,201476,209240,209241,209242,209243 | Manufacturer | -0.102000 | 1qc5HjZvrCsga38tqxQ3Sv | 1 | Basic Wall:Interior - Furring (38 mm Stud):368101 |  | InstallationDate | 1752 | WarrantyGuarantorLabor | F | ModelLabel | F | WarrantyDescription | F | F | ProductionYear | 0.000000 | F | 4.468000 | T | 0.000000 | Up to level: Second Floor | Finish | 3 | 1.291248 | SerialNumber | WarrantyStartDate | BarCode | AssetIdentifier | Features | TagNumber | 0 | 0.449499 | 0.069727 | 0 | 0.054000 | 0 | WarrantyDurationParts | AccessibilityPerformance | CodePerformance | Color | Constituents | Grade | Material | ModelReference | NominalHeight | NominalLength | Shape | SustainabilityPerformance | WarrantyDurationLabor | FIXED | WarrantyGuarantorParts | ExpectedLife | ReplacementCost | NominalWidth | 23-25 40 11 11 11 | Metal-Framed Gypsum Board Fixed Partitions | 188180,189836
1753 | First Floor | 206440 | 189837 | 0 | 368181 |  | New Construction | First Floor | 0.000000 | F | 209258 | 125246 | 133998 | Basic Wall:Interior - Furring (38 mm Stud) | 0 | Basic Wall:Interior - Furring (38 mm Stud):128404 | Size | 187776 | 201477,201478,201479,201480,201481,201482,209240,209241,209242,209243 | Manufacturer | -0.102000 | 1qc5HjZvrCsga38tqxQ3Jf | 1 | Basic Wall:Interior - Furring (38 mm Stud):368181 |  | InstallationDate | 1753 | WarrantyGuarantorLabor | F | ModelLabel | F | WarrantyDescription | F | F | ProductionYear | 0.000000 | F | 4.468000 | T | 0.000000 | Up to level: Second Floor | Finish | 3 | 1.532524 | SerialNumber | WarrantyStartDate | BarCode | AssetIdentifier | Features | TagNumber | 0 | 0.449500 | 0.082756 | 0 | 0.054000 | 0 | WarrantyDurationParts | AccessibilityPerformance | CodePerformance | Color | Constituents | Grade | Material | ModelReference | NominalHeight | NominalLength | Shape | SustainabilityPerformance | WarrantyDurationLabor | FIXED | WarrantyGuarantorParts | ExpectedLife | ReplacementCost | NominalWidth | 23-25 40 11 11 11 | Metal-Framed Gypsum Board Fixed Partitions | 188080
1754 | First Floor | 206439 |  | 0 | 368214 |  | New Construction | First Floor | 0.000000 | F | 209258 | 125247 | 133999 | Basic Wall:Interior - Furring (38 mm Stud) | 0 | Basic Wall:Interior - Furring (38 mm Stud):128404 | Size | 187777 | 201483,201484,201485,201486,201487,201488,209240,209241,209242,209243 | Manufacturer | -0.102000 | 1qc5HjZvrCsga38tqxQ3IA | 1 | Basic Wall:Interior - Furring (38 mm Stud):368214 |  | InstallationDate | 1754 | WarrantyGuarantorLabor | F | ModelLabel | F | WarrantyDescription | F | F | ProductionYear | 0.000000 | F | 4.468000 | T | 0.000000 | Up to level: Second Floor | Finish | 3 | 1.291252 | SerialNumber | WarrantyStartDate | BarCode | AssetIdentifier | Features | TagNumber | 0 | 0.449500 | 0.069728 | 0 | 0.054000 | 0 | WarrantyDurationParts | AccessibilityPerformance | CodePerformance | Color | Constituents | Grade | Material | ModelReference | NominalHeight | NominalLength | Shape | SustainabilityPerformance | WarrantyDurationLabor | FIXED | WarrantyGuarantorParts | ExpectedLife | ReplacementCost | NominalWidth | 23-25 40 11 11 11 | Metal-Framed Gypsum Board Fixed Partitions | 188169,189837
1831 | First Floor |  | 189188 | 0 | 412768 | 205265 | New Construction | First Floor | 0.000000 | F | 209258 | 32466 | 134211 | Basic Wall:Interior - Toilet Partition (25mm) | 0 | Basic Wall:Interior - Toilet Partition (25mm):128491 | Size | 187994 | 203504,203505,203506,203507,203508,203509,209091,209092,209093,209094 | Manufacturer | 1.750000 | 3qpE7fVkr8dRZ2wfCc6tpI | 1 | Basic Wall:Interior - Toilet Partition (25mm):412768 |  | InstallationDate | 1831 | WarrantyGuarantorLabor | F | ModelLabel | F | WarrantyDescription | F | F | ProductionYear | 0.250000 | F | 1.500000 | F | 0.000000 | Up to level: First Floor | Finish | 2 | 0.976501 | SerialNumber | WarrantyStartDate | BarCode | AssetIdentifier | Features | TagNumber | 0 | 1.565501 | 0.024413 | 0 | 0.025000 | 0 | WarrantyDurationParts | AccessibilityPerformance | CodePerformance | Color | Constituents | Grade | Material | ModelReference | NominalHeight | NominalLength | Shape | SustainabilityPerformance | WarrantyDurationLabor | FIXED | WarrantyGuarantorParts | ExpectedLife | ReplacementCost | NominalWidth | 23-25 40 14 14 11 11 | Metal Toilet Compartments and Urinal Screens | 188764 | 2 HR |  | 2 HR
1928 | First Floor |  | 189364 | 0 | 180382 |  | New Construction | First Floor | 0.000000 | F | 209258 | 123637 | 133058 | Basic Wall:Interior - Furring (38 mm Stud) | 0 | Basic Wall:Interior - Furring (38 mm Stud):128404 | Size | 186949 | 193511,193512,193513,193514,193515,193516,209240,209241,209242,209243 | Manufacturer | -0.102000 | 3Egy$LBd99weR14rW4bqli | 1 | Basic Wall:Interior - Furring (38 mm Stud):180382 |  | InstallationDate | 1928 | WarrantyGuarantorLabor | F | ModelLabel | F | WarrantyDescription | F | F | ProductionYear | 0.000000 | F | 4.468000 | T | 0.000000 | Up to level: Second Floor | Finish | 0 | 1.563800 | SerialNumber | WarrantyStartDate | BarCode | AssetIdentifier | Features | TagNumber | 0 | 0.404000 | 0.084445 | 0 | 0.054000 | 0 | WarrantyDurationParts | AccessibilityPerformance | CodePerformance | Color | Constituents | Grade | Material | ModelReference | NominalHeight | NominalLength | Shape | SustainabilityPerformance | WarrantyDurationLabor | FIXED | WarrantyGuarantorParts | ExpectedLife | ReplacementCost | NominalWidth | 23-25 40 11 11 11 | Metal-Framed Gypsum Board Fixed Partitions | 188474
1929 | First Floor |  | 188248 | 0 | 180412 |  | New Construction | First Floor | 0.000000 | F | 209258 | 123638 | 133059 | Basic Wall:Interior - Furring (38 mm Stud) | 0 | Basic Wall:Interior - Furring (38 mm Stud):128404 | Size | 186950 | 193517,193518,193519,193520,193521,193522,209240,209241,209242,209243 | Manufacturer | -0.102000 | 3Egy$LBd99weR14rW4bqlE | 1 | Basic Wall:Interior - Furring (38 mm Stud):180412 |  | InstallationDate | 1929 | WarrantyGuarantorLabor | F | ModelLabel | F | WarrantyDescription | F | F | ProductionYear | 0.000000 | F | 4.468000 | T | 0.000000 | Up to level: Second Floor | Finish | 0 | 0.882430 | SerialNumber | WarrantyStartDate | BarCode | AssetIdentifier | Features | TagNumber | 0 | 0.197500 | 0.047651 | 0 | 0.054000 | 0 | WarrantyDurationParts | AccessibilityPerformance | CodePerformance | Color | Constituents | Grade | Material | ModelReference | NominalHeight | NominalLength | Shape | SustainabilityPerformance | WarrantyDurationLabor | FIXED | WarrantyGuarantorParts | ExpectedLife | ReplacementCost | NominalWidth | 23-25 40 11 11 11 | Metal-Framed Gypsum Board Fixed Partitions | 189364
1930 | First Floor |  | 189376 | 2 | 183428 |  | New Construction | First Floor | 0.000000 | F | 209258 | 123660 | 133086 | Basic Wall:Interior - Partition (92mm Stud) | 0 | Basic Wall:Interior - Partition (92mm Stud):128360 | Size | 186977 | 193667,193668,193669,193670,193671,193672,209244,209245,209246,209247 | Manufacturer | -0.102000 | 3Egy$LBd99weR14rW4bqVs | 1 | Basic Wall:Interior - Partition (92mm Stud):183428 |  | InstallationDate | 1930 | WarrantyGuarantorLabor | F | ModelLabel | F | WarrantyDescription | F | F | ProductionYear | 0.000000 | F | 4.468000 | T | 0.000000 | Up to level: Second Floor | Finish | 2 | 6.019644 | SerialNumber | WarrantyStartDate | BarCode | AssetIdentifier | Features | TagNumber | 0 | 1.259598 | 0.712086 | 0 | 0.124000 | 0 | WarrantyDurationParts | AccessibilityPerformance | CodePerformance | Color | Constituents | Grade | Material | ModelReference | NominalHeight | NominalLength | Shape | SustainabilityPerformance | WarrantyDurationLabor | FIXED | WarrantyGuarantorParts | ExpectedLife | ReplacementCost | NominalWidth | 23-25 40 11 11 11 | Metal-Framed Gypsum Board Fixed Partitions | 188482
1931 | First Floor |  | 189377 | 2 | 183461 |  | New Construction | First Floor | 0.000000 | F | 209258 | 123661 | 133087 | Basic Wall:Interior - Partition (92mm Stud) | 0 | Basic Wall:Interior - Partition (92mm Stud):128360 | Size | 186978 | 193673,193674,193675,193676,193677,193678,209244,209245,209246,209247 | Manufacturer | -0.102000 | 3Egy$LBd99weR14rW4bqVN | 1 | Basic Wall:Interior - Partition (92mm Stud):183461 |  | InstallationDate | 1931 | WarrantyGuarantorLabor | F | ModelLabel | F | WarrantyDescription | F | F | ProductionYear | 0.000000 | F | 4.468000 | T | 0.000000 | Up to level: Second Floor | Finish | 2 | 4.745892 | SerialNumber | WarrantyStartDate | BarCode | AssetIdentifier | Features | TagNumber | 0 | 0.938196 | 0.519791 | 0 | 0.124000 | 0 | WarrantyDurationParts | AccessibilityPerformance | CodePerformance | Color | Constituents | Grade | Material | ModelReference | NominalHeight | NominalLength | Shape | SustainabilityPerformance | WarrantyDurationLabor | FIXED | WarrantyGuarantorParts | ExpectedLife | ReplacementCost | NominalWidth | 23-25 40 11 11 11 | Metal-Framed Gypsum Board Fixed Partitions | 189376
1933 | First Floor |  |  | 2 | 270737 |  | New Construction | First Floor | 0.000000 | F | 209258 | 124410 | 133667 | Basic Wall:Interior - Partition (92mm Stud) | 0 | Basic Wall:Interior - Partition (92mm Stud):128360 | Size | 187376 | 197797,197798,197799,197800,197801,197802,209244,209245,209246,209247 | Manufacturer | -0.102000 | 2_TmT90dD0x8tJSTjyTckN | 1 | Basic Wall:Interior - Partition (92mm Stud):270737 |  | InstallationDate | 1933 | WarrantyGuarantorLabor | F | ModelLabel | F | WarrantyDescription | F | F | ProductionYear | 2.400000 | F | 2.068000 | T | 0.000000 | Up to level: Second Floor | Finish | 2 | 3.536280 | SerialNumber | WarrantyStartDate | BarCode | AssetIdentifier | Features | TagNumber | 0 | 1.834000 | 0.438499 | 0 | 0.124000 | 0 | WarrantyDurationParts | AccessibilityPerformance | CodePerformance | Color | Constituents | Grade | Material | ModelReference | NominalHeight | NominalLength | Shape | SustainabilityPerformance | WarrantyDurationLabor | FIXED | WarrantyGuarantorParts | ExpectedLife | ReplacementCost | NominalWidth | 23-25 40 11 11 11 | Metal-Framed Gypsum Board Fixed Partitions | 188458,188779
1937 | First Floor |  | 188295 | 2 | 345208 |  | New Construction | First Floor | 0.000000 | F | 209258 | 124975 | 133748 | Basic Wall:Interior - Partition (92mm Stud) | 0 | Basic Wall:Interior - Partition (92mm Stud):128360 | Size | 187540 | 199906,199907,199908,199909,199910,199911,209244,209245,209246,209247 | Manufacturer | -0.120000 | 0GqcYYjeX4e8lXEYRY1v6V | 1 | Basic Wall:Interior - Partition (92mm Stud):345208 |  | InstallationDate | 1937 | WarrantyGuarantorLabor | F | ModelLabel | F | WarrantyDescription | F | F | ProductionYear | 2.800000 | F | 1.650000 | T | 0.000000 | Up to level: Second Floor | Finish | 2 | 2.343904 | SerialNumber | WarrantyStartDate | BarCode | AssetIdentifier | Features | TagNumber | 0 | 1.544548 | 0.290644 | 0 | 0.124000 | 0 | WarrantyDurationParts | AccessibilityPerformance | CodePerformance | Color | Constituents | Grade | Material | ModelReference | NominalHeight | NominalLength | Shape | SustainabilityPerformance | WarrantyDurationLabor | FIXED | WarrantyGuarantorParts | ExpectedLife | ReplacementCost | NominalWidth | 23-25 40 11 11 11 | Metal-Framed Gypsum Board Fixed Partitions | 188125
1938 | First Floor |  | 189588 | 2 | 345315 |  | New Construction | First Floor | 0.000000 | F | 209258 | 124977 | 133750 | Basic Wall:Interior - Partition (92mm Stud) | 0 | Basic Wall:Interior - Partition (92mm Stud):128360 | Size | 187542 | 199918,199919,199920,199921,199922,199923,209244,209245,209246,209247 | Manufacturer | -0.120000 | 0GqcYYjeX4e8lXEYRY1v44 | 1 | Basic Wall:Interior - Partition (92mm Stud):345315 |  | InstallationDate | 1938 | WarrantyGuarantorLabor | F | ModelLabel | F | WarrantyDescription | F | F | ProductionYear | 2.800000 | F | 1.650000 | T | 0.000000 | Up to level: Second Floor | Finish | 2 | 5.286600 | SerialNumber | WarrantyStartDate | BarCode | AssetIdentifier | Features | TagNumber | 0 | 3.204000 | 0.655538 | 0 | 0.124000 | 0 | WarrantyDurationParts | AccessibilityPerformance | CodePerformance | Color | Constituents | Grade | Material | ModelReference | NominalHeight | NominalLength | Shape | SustainabilityPerformance | WarrantyDurationLabor | FIXED | WarrantyGuarantorParts | ExpectedLife | ReplacementCost | NominalWidth | 23-25 40 11 11 11 | Metal-Framed Gypsum Board Fixed Partitions | 189587
1939 | First Floor |  |  | 2 | 345388 |  | New Construction | First Floor | 0.000000 | F | 209258 | 124979 | 133752 | Basic Wall:Interior - Partition (92mm Stud) | 0 | Basic Wall:Interior - Partition (92mm Stud):128360 | Size | 187544 | 199930,199931,199932,199933,199934,199935,209244,209245,209246,209247 | Manufacturer | -0.120000 | 0GqcYYjeX4e8lXEYRY1v3B | 1 | Basic Wall:Interior - Partition (92mm Stud):345388 |  | InstallationDate | 1939 | WarrantyGuarantorLabor | F | ModelLabel | F | WarrantyDescription | F | F | ProductionYear | 2.800000 | F | 1.650000 | T | 0.000000 | Up to level: Second Floor | Finish | 2 | 2.344650 | SerialNumber | WarrantyStartDate | BarCode | AssetIdentifier | Features | TagNumber | 0 | 1.545000 | 0.290737 | 0 | 0.124000 | 0 | WarrantyDurationParts | AccessibilityPerformance | CodePerformance | Color | Constituents | Grade | Material | ModelReference | NominalHeight | NominalLength | Shape | SustainabilityPerformance | WarrantyDurationLabor | FIXED | WarrantyGuarantorParts | ExpectedLife | ReplacementCost | NominalWidth | 23-25 40 11 11 11 | Metal-Framed Gypsum Board Fixed Partitions | 188572,188744
1940 | First Floor |  |  | 2 | 345471 |  | New Construction | First Floor | 0.000000 | F | 209258 | 124980 | 133753 | Basic Wall:Interior - Partition (92mm Stud) | 0 | Basic Wall:Interior - Partition (92mm Stud):128360 | Size | 187545 | 199936,199937,199938,199939,199940,199941,209244,209245,209246,209247 | Manufacturer | -0.120000 | 0GqcYYjeX4e8lXEYRY1v2O | 1 | Basic Wall:Interior - Partition (92mm Stud):345471 |  | InstallationDate | 1940 | WarrantyGuarantorLabor | F | ModelLabel | F | WarrantyDescription | F | F | ProductionYear | 2.800000 | F | 1.650000 | T | 0.000000 | Up to level: Second Floor | Finish | 2 | 5.329500 | SerialNumber | WarrantyStartDate | BarCode | AssetIdentifier | Features | TagNumber | 0 | 3.230000 | 0.660858 | 0 | 0.124000 | 0 | WarrantyDurationParts | AccessibilityPerformance | CodePerformance | Color | Constituents | Grade | Material | ModelReference | NominalHeight | NominalLength | Shape | SustainabilityPerformance | WarrantyDurationLabor | FIXED | WarrantyGuarantorParts | ExpectedLife | ReplacementCost | NominalWidth | 23-25 40 11 11 11 | Metal-Framed Gypsum Board Fixed Partitions | 189038,189589
1941 | First Floor |  |  | 2 | 346616 |  | New Construction | First Floor | 0.000000 | F | 209258 | 124982 | 133754 | Basic Wall:Interior - Partition (92mm Stud) | 0 | Basic Wall:Interior - Partition (92mm Stud):128360 | Size | 187547 | 199947,199948,199949,199950,199951,199952,209244,209245,209246,209247 | Manufacturer | -0.120000 | 0GqcYYjeX4e8lXEYRY1vmV | 1 | Basic Wall:Interior - Partition (92mm Stud):346616 |  | InstallationDate | 1941 | WarrantyGuarantorLabor | F | ModelLabel | F | WarrantyDescription | F | F | ProductionYear | 2.800000 | F | 1.650000 | T | 0.000000 | Up to level: Second Floor | Finish | 2 | 5.286600 | SerialNumber | WarrantyStartDate | BarCode | AssetIdentifier | Features | TagNumber | 0 | 3.204000 | 0.655538 | 0 | 0.124000 | 0 | WarrantyDurationParts | AccessibilityPerformance | CodePerformance | Color | Constituents | Grade | Material | ModelReference | NominalHeight | NominalLength | Shape | SustainabilityPerformance | WarrantyDurationLabor | FIXED | WarrantyGuarantorParts | ExpectedLife | ReplacementCost | NominalWidth | 23-25 40 11 11 11 | Metal-Framed Gypsum Board Fixed Partitions | 189039,189590
1942 | First Floor |  | 189612 | 0 | 352847 |  | New Construction | First Floor | 0.000000 | F | 209258 | 125046 | 133798 | Basic Wall:Interior - Furring (38 mm Stud) | 0 | Basic Wall:Interior - Furring (38 mm Stud):128404 | Size | 187582 | 200280,200281,200282,200283,200284,200285,209240,209241,209242,209243 | Manufacturer | 2.800000 | 0tIhQ6hmz02e5gznEed4eG | 1 | Basic Wall:Interior - Furring (38 mm Stud):352847 |  | InstallationDate | 1942 | WarrantyGuarantorLabor | F | ModelLabel | F | WarrantyDescription | F | F | ProductionYear | 0.000000 | F | 2.800000 | T | 0.000000 | Up to level: First Floor | Finish | 3 | 0.201247 | SerialNumber | WarrantyStartDate | BarCode | AssetIdentifier | Features | TagNumber | 0 | 0.071874 | 0.010867 | 0 | 0.054000 | 0 | WarrantyDurationParts | AccessibilityPerformance | CodePerformance | Color | Constituents | Grade | Material | ModelReference | NominalHeight | NominalLength | Shape | SustainabilityPerformance | WarrantyDurationLabor | FIXED | WarrantyGuarantorParts | ExpectedLife | ReplacementCost | NominalWidth | 23-25 40 11 11 11 | Metal-Framed Gypsum Board Fixed Partitions | 188573
1943 | First Floor |  |  | 2 | 359473 |  | New Construction | First Floor | 0.000000 | F | 209258 | 125125 | 133878 | Basic Wall:Interior - Partition (92mm Stud) | 0 | Basic Wall:Interior - Partition (92mm Stud):128360 | Size | 187660 | 200758,200759,200760,200761,200762,200763,209244,209245,209246,209247 | Manufacturer | 0.890000 | 0tIhQ6hmz02e5gznEed5Hk | 1 | Basic Wall:Interior - Partition (92mm Stud):359473 |  | InstallationDate | 1943 | WarrantyGuarantorLabor | F | ModelLabel | F | WarrantyDescription | F | F | ProductionYear | 0.000000 | F | 0.890000 | T | 0.000000 | Up to level: First Floor | Finish | 2 | 0.818800 | SerialNumber | WarrantyStartDate | BarCode | AssetIdentifier | Features | TagNumber | 0 | 0.974000 | 0.101531 | 0 | 0.124000 | 0 | WarrantyDurationParts | AccessibilityPerformance | CodePerformance | Color | Constituents | Grade | Material | ModelReference | NominalHeight | NominalLength | Shape | SustainabilityPerformance | WarrantyDurationLabor | FIXED | WarrantyGuarantorParts | ExpectedLife | ReplacementCost | NominalWidth | 23-25 40 11 11 11 | Metal-Framed Gypsum Board Fixed Partitions | 188577,188773
1944 | First Floor |  |  | 0 | 363768 |  | New Construction | First Floor | 0.000000 | F | 209258 | 125178 | 133930 | Basic Wall:Interior - Furring (38 mm Stud) | 0 | Basic Wall:Interior - Furring (38 mm Stud):128404 | Size | 187711 | 201079,201080,201081,201082,201083,201084,209240,209241,209242,209243 | Manufacturer | -0.102000 | 1uDBQ9y7vCyxXlpVEuenRM | 1 | Basic Wall:Interior - Furring (38 mm Stud):363768 |  | InstallationDate | 1944 | WarrantyGuarantorLabor | F | ModelLabel | F | WarrantyDescription | F | F | ProductionYear | 0.000000 | F | 4.468000 | T | 0.000000 | Up to level: Second Floor | Finish | 3 | 2.421656 | SerialNumber | WarrantyStartDate | BarCode | AssetIdentifier | Features | TagNumber | 0 | 0.596000 | 0.130769 | 0 | 0.054000 | 0 | WarrantyDurationParts | AccessibilityPerformance | CodePerformance | Color | Constituents | Grade | Material | ModelReference | NominalHeight | NominalLength | Shape | SustainabilityPerformance | WarrantyDurationLabor | FIXED | WarrantyGuarantorParts | ExpectedLife | ReplacementCost | NominalWidth | 23-25 40 11 11 11 | Metal-Framed Gypsum Board Fixed Partitions | 188579,188882
1945 | First Floor |  | 189788 | 0 | 364258 |  | New Construction | First Floor | 0.000000 | F | 209258 | 125184 | 133936 | Basic Wall:Interior - Furring (38 mm Stud) | 0 | Basic Wall:Interior - Furring (38 mm Stud):128404 | Size | 187716 | 201113,201114,201115,201116,201117,201118,209240,209241,209242,209243 | Manufacturer | -0.102000 | 1uDBQ9y7vCyxXlpVEuenJC | 1 | Basic Wall:Interior - Furring (38 mm Stud):364258 |  | InstallationDate | 1945 | WarrantyGuarantorLabor | F | ModelLabel | F | WarrantyDescription | F | F | ProductionYear | 0.000000 | F | 4.468000 | T | 0.000000 | Up to level: Second Floor | Finish | 3 | 0.415524 | SerialNumber | WarrantyStartDate | BarCode | AssetIdentifier | Features | TagNumber | 0 | 0.128000 | 0.022438 | 0 | 0.054000 | 0 | WarrantyDurationParts | AccessibilityPerformance | CodePerformance | Color | Constituents | Grade | Material | ModelReference | NominalHeight | NominalLength | Shape | SustainabilityPerformance | WarrantyDurationLabor | FIXED | WarrantyGuarantorParts | ExpectedLife | ReplacementCost | NominalWidth | 23-25 40 11 11 11 | Metal-Framed Gypsum Board Fixed Partitions | 188436
1946 | First Floor |  | 189824 | 0 | 366955 |  | New Construction | First Floor | 0.000000 | F | 209258 | 125228 | 133980 | Basic Wall:Interior - Furring (38 mm Stud) | 0 | Basic Wall:Interior - Furring (38 mm Stud):128404 | Size | 187759 | 201370,201371,201372,201373,201374,201375,209240,209241,209242,209243 | Manufacturer | -0.102000 | 1qc5HjZvrCsga38tqxQ3Et | 1 | Basic Wall:Interior - Furring (38 mm Stud):366955 |  | InstallationDate | 1946 | WarrantyGuarantorLabor | F | ModelLabel | F | WarrantyDescription | F | F | ProductionYear | 0.000000 | F | 4.468000 | T | 0.000000 | Up to level: Second Floor | Finish | 3 | 0.871263 | SerialNumber | WarrantyStartDate | BarCode | AssetIdentifier | Features | TagNumber | 0 | 0.195001 | 0.047048 | 0 | 0.054000 | 0 | WarrantyDurationParts | AccessibilityPerformance | CodePerformance | Color | Constituents | Grade | Material | ModelReference | NominalHeight | NominalLength | Shape | SustainabilityPerformance | WarrantyDurationLabor | FIXED | WarrantyGuarantorParts | ExpectedLife | ReplacementCost | NominalWidth | 23-25 40 11 11 11 | Metal-Framed Gypsum Board Fixed Partitions | 188580
1947 | First Floor |  | 189825 | 0 | 366996 |  | New Construction | First Floor | 0.000000 | F | 209258 | 125229 | 133981 | Basic Wall:Interior - Furring (38 mm Stud) | 0 | Basic Wall:Interior - Furring (38 mm Stud):128404 | Size | 187760 | 201376,201377,201378,201379,201380,201381,209240,209241,209242,209243 | Manufacturer | -0.102000 | 1qc5HjZvrCsga38tqxQ3D8 | 1 | Basic Wall:Interior - Furring (38 mm Stud):366996 |  | InstallationDate | 1947 | WarrantyGuarantorLabor | F | ModelLabel | F | WarrantyDescription | F | F | ProductionYear | 0.000000 | F | 4.468000 | T | 0.000000 | Up to level: Second Floor | Finish | 3 | 1.849752 | SerialNumber | WarrantyStartDate | BarCode | AssetIdentifier | Features | TagNumber | 0 | 0.414000 | 0.099887 | 0 | 0.054000 | 0 | WarrantyDurationParts | AccessibilityPerformance | CodePerformance | Color | Constituents | Grade | Material | ModelReference | NominalHeight | NominalLength | Shape | SustainabilityPerformance | WarrantyDurationLabor | FIXED | WarrantyGuarantorParts | ExpectedLife | ReplacementCost | NominalWidth | 23-25 40 11 11 11 | Metal-Framed Gypsum Board Fixed Partitions | 189824
1948 | First Floor |  |  | 0 | 367022 |  | New Construction | First Floor | 0.000000 | F | 209258 | 125230 | 133982 | Basic Wall:Interior - Furring (38 mm Stud) | 0 | Basic Wall:Interior - Furring (38 mm Stud):128404 | Size | 187761 | 201382,201383,201384,201385,201386,201387,209240,209241,209242,209243 | Manufacturer | -0.102000 | 1qc5HjZvrCsga38tqxQ3Do | 1 | Basic Wall:Interior - Furring (38 mm Stud):367022 |  | InstallationDate | 1948 | WarrantyGuarantorLabor | F | ModelLabel | F | WarrantyDescription | F | F | ProductionYear | 0.000000 | F | 4.468000 | T | 0.000000 | Up to level: Second Floor | Finish | 3 | 0.629991 | SerialNumber | WarrantyStartDate | BarCode | AssetIdentifier | Features | TagNumber | 0 | 0.195001 | 0.034020 | 0 | 0.054000 | 0 | WarrantyDurationParts | AccessibilityPerformance | CodePerformance | Color | Constituents | Grade | Material | ModelReference | NominalHeight | NominalLength | Shape | SustainabilityPerformance | WarrantyDurationLabor | FIXED | WarrantyGuarantorParts | ExpectedLife | ReplacementCost | NominalWidth | 23-25 40 11 11 11 | Metal-Framed Gypsum Board Fixed Partitions | 188883,189825
1949 | First Floor |  | 189857 | 0 | 377559 |  | New Construction | First Floor | 0.000000 | F | 209258 | 125333 | 134019 | Basic Wall:Interior - Furring (38 mm Stud) | 0 | Basic Wall:Interior - Furring (38 mm Stud):128404 | Size | 187803 | 201823,201824,201825,201826,201827,201828,209240,209241,209242,209243 | Manufacturer | 0.000000 | 2j55VthSj3Lu0J6fyrpH1B | 1 | Basic Wall:Interior - Furring (38 mm Stud):377559 |  | InstallationDate | 1949 | WarrantyGuarantorLabor | F | ModelLabel | F | WarrantyDescription | F | F | ProductionYear | 2.800000 | F | 1.770000 | T | 0.000000 | Up to level: Second Floor | Finish | 3 | 8.837562 | SerialNumber | WarrantyStartDate | BarCode | AssetIdentifier | Features | TagNumber | 0 | 5.027973 | 0.477228 | 0 | 0.054000 | 0 | WarrantyDurationParts | AccessibilityPerformance | CodePerformance | Color | Constituents | Grade | Material | ModelReference | NominalHeight | NominalLength | Shape | SustainabilityPerformance | WarrantyDurationLabor | FIXED | WarrantyGuarantorParts | ExpectedLife | ReplacementCost | NominalWidth | 23-25 40 11 11 11 | Metal-Framed Gypsum Board Fixed Partitions | 188448
1950 | First Floor |  |  | 0 | 377594 |  | New Construction | First Floor | 0.000000 | F | 209258 | 125334 | 134020 | Basic Wall:Interior - Furring (38 mm Stud) | 0 | Basic Wall:Interior - Furring (38 mm Stud):128404 | Size | 187804 | 201829,201830,201831,201832,201833,201834,209240,209241,209242,209243 | Manufacturer | 0.000000 | 2j55VthSj3Lu0J6fyrpH1c | 1 | Basic Wall:Interior - Furring (38 mm Stud):377594 |  | InstallationDate | 1950 | WarrantyGuarantorLabor | F | ModelLabel | F | WarrantyDescription | F | F | ProductionYear | 2.800000 | F | 1.770000 | T | 0.000000 | Up to level: Second Floor | Finish | 3 | 4.752450 | SerialNumber | WarrantyStartDate | BarCode | AssetIdentifier | Features | TagNumber | 0 | 2.774000 | 0.256632 | 0 | 0.054000 | 0 | WarrantyDurationParts | AccessibilityPerformance | CodePerformance | Color | Constituents | Grade | Material | ModelReference | NominalHeight | NominalLength | Shape | SustainabilityPerformance | WarrantyDurationLabor | FIXED | WarrantyGuarantorParts | ExpectedLife | ReplacementCost | NominalWidth | 23-25 40 11 11 11 | Metal-Framed Gypsum Board Fixed Partitions | 188775,189857
1958 | First Floor |  |  | 0 | 411532 |  | New Construction | First Floor | 0.000000 | F | 209258 | 125698 | 134208 | Basic Wall:Interior - Toilet Partition (25mm) | 0 | Basic Wall:Interior - Toilet Partition (25mm):128491 | Size | 187993 | 203488,203489,203490,203491,203492,203493,209091,209092,209093,209094 | Manufacturer | 1.750000 | 3qpE7fVkr8dRZ2wfCc6tS_ | 1 | Basic Wall:Interior - Toilet Partition (25mm):411532 |  | InstallationDate | 1958 | WarrantyGuarantorLabor | F | ModelLabel | F | WarrantyDescription | F | F | ProductionYear | 0.250000 | F | 1.500000 | F | 0.000000 | Up to level: First Floor | Finish | 2 | 2.212499 | SerialNumber | WarrantyStartDate | BarCode | AssetIdentifier | Features | TagNumber | 0 | 1.571500 | 0.055312 | 0 | 0.025000 | 0 | WarrantyDurationParts | AccessibilityPerformance | CodePerformance | Color | Constituents | Grade | Material | ModelReference | NominalHeight | NominalLength | Shape | SustainabilityPerformance | WarrantyDurationLabor | FIXED | WarrantyGuarantorParts | ExpectedLife | ReplacementCost | NominalWidth | 23-25 40 14 14 11 11 | Metal Toilet Compartments and Urinal Screens | 188438,188892 | 2 HR |  | 2 HR
1959 | First Floor |  |  | 0 | 412769 |  | New Construction | First Floor | 0.000000 | F | 209258 | 125701 | 134212 | Basic Wall:Interior - Toilet Partition (25mm) | 0 | Basic Wall:Interior - Toilet Partition (25mm):128491 | Size | 187995 | 203510,203511,203512,203513,203514,203515,209091,209092,209093,209094 | Manufacturer | 1.750000 | 3qpE7fVkr8dRZ2wfCc6tpJ | 1 | Basic Wall:Interior - Toilet Partition (25mm):412769 |  | InstallationDate | 1959 | WarrantyGuarantorLabor | F | ModelLabel | F | WarrantyDescription | F | F | ProductionYear | 0.250000 | F | 1.500000 | F | 0.000000 | Up to level: First Floor | Finish | 2 | 2.212499 | SerialNumber | WarrantyStartDate | BarCode | AssetIdentifier | Features | TagNumber | 0 | 1.571500 | 0.055312 | 0 | 0.025000 | 0 | WarrantyDurationParts | AccessibilityPerformance | CodePerformance | Color | Constituents | Grade | Material | ModelReference | NominalHeight | NominalLength | Shape | SustainabilityPerformance | WarrantyDurationLabor | FIXED | WarrantyGuarantorParts | ExpectedLife | ReplacementCost | NominalWidth | 23-25 40 14 14 11 11 | Metal Toilet Compartments and Urinal Screens | 188439,189188 | 2 HR |  | 2 HR
2085 | First Floor |  |  | 0 | 150384 |  | New Construction | First Floor | 0.000000 | F | 209258 | 123465 | 132845 | Basic Wall:Interior - Rated 1-HR (92mm Stud) | 0 | Basic Wall:Interior - Rated 1-HR (92mm Stud):128426 | Size | 186736 | 192299,192300,192301,192302,192303,192304,209185,209186,209187,209188 | Manufacturer | -0.750000 | 3LbNSBzHHBSuzhUUvuwDNA | 1 | Basic Wall:Interior - Rated 1-HR (92mm Stud):150384 |  | InstallationDate | 2085 | WarrantyGuarantorLabor | F | ModelLabel | F | WarrantyDescription | F | F | ProductionYear | 0.000000 | F | 3.820000 | T | 0.000000 | Up to level: Second Floor | Finish | 2 | 1.615860 | SerialNumber | WarrantyStartDate | BarCode | AssetIdentifier | Features | TagNumber | 0 | 0.485000 | 0.200367 | 0 | 0.124000 | 8421504 | WarrantyDurationParts | AccessibilityPerformance | CodePerformance | Color | Constituents | Grade | Material | ModelReference | NominalHeight | NominalLength | Shape | SustainabilityPerformance | WarrantyDurationLabor | FIXED | WarrantyGuarantorParts | ExpectedLife | ReplacementCost | NominalWidth | 23-25 40 11 11 11 | Metal-Framed Gypsum Board Fixed Partitions | 188902 | 1 HR | Solid fill | 1 HR
2086 | First Floor |  |  | 2 | 183511 |  | New Construction | First Floor | 0.000000 | F | 209258 | 123662 | 133088 | Basic Wall:Interior - Partition (92mm Stud) | 0 | Basic Wall:Interior - Partition (92mm Stud):128360 | Size | 186979 | 193679,193680,193681,193682,193683,193684,209244,209245,209246,209247 | Manufacturer | -0.102000 | 3Egy$LBd99weR14rW4bqUb | 1 | Basic Wall:Interior - Partition (92mm Stud):183511 |  | InstallationDate | 2086 | WarrantyGuarantorLabor | F | ModelLabel | F | WarrantyDescription | F | F | ProductionYear | 0.000000 | F | 4.468000 | T | 0.000000 | Up to level: Second Floor | Finish | 2 | 1.290714 | SerialNumber | WarrantyStartDate | BarCode | AssetIdentifier | Features | TagNumber | 0 | 0.314561 | 0.125699 | 0 | 0.124000 | 0 | WarrantyDurationParts | AccessibilityPerformance | CodePerformance | Color | Constituents | Grade | Material | ModelReference | NominalHeight | NominalLength | Shape | SustainabilityPerformance | WarrantyDurationLabor | FIXED | WarrantyGuarantorParts | ExpectedLife | ReplacementCost | NominalWidth | 23-25 40 11 11 11 | Metal-Framed Gypsum Board Fixed Partitions | 189377
2087 | First Floor |  |  | 2 | 188628 |  | New Construction | First Floor | 0.000000 | F | 209258 | 123696 | 133131 | Basic Wall:Interior - Partition (92mm Stud) | 0 | Basic Wall:Interior - Partition (92mm Stud):128360 | Size | 187022 | 193931,193932,193933,193934,193935,193936,209244,209245,209246,209247 | Manufacturer | -0.102000 | 3Egy$LBd99weR14rW4bskc | 1 | Basic Wall:Interior - Partition (92mm Stud):188628 |  | InstallationDate | 2087 | WarrantyGuarantorLabor | F | ModelLabel | F | WarrantyDescription | F | F | ProductionYear | 0.000000 | F | 4.468000 | T | 0.000000 | Up to level: Second Floor | Finish | 2 | 4.258004 | SerialNumber | WarrantyStartDate | BarCode | AssetIdentifier | Features | TagNumber | 0 | 1.015000 | 0.527992 | 0 | 0.124000 | 0 | WarrantyDurationParts | AccessibilityPerformance | CodePerformance | Color | Constituents | Grade | Material | ModelReference | NominalHeight | NominalLength | Shape | SustainabilityPerformance | WarrantyDurationLabor | FIXED | WarrantyGuarantorParts | ExpectedLife | ReplacementCost | NominalWidth | 23-25 40 11 11 11 | Metal-Framed Gypsum Board Fixed Partitions | 188492
2090 | First Floor |  |  | 2 | 271369 |  | New Construction | First Floor | 0.000000 | F | 209258 | 124414 | 133671 | Basic Wall:Interior - Partition (92mm Stud) | 0 | Basic Wall:Interior - Partition (92mm Stud):128360 | Size | 187380 | 197821,197822,197823,197824,197825,197826,209244,209245,209246,209247 | Manufacturer | -0.102000 | 2_TmT90dD0x8tJSTjyTcuF | 1 | Basic Wall:Interior - Partition (92mm Stud):271369 |  | InstallationDate | 2090 | WarrantyGuarantorLabor | F | ModelLabel | F | WarrantyDescription | F | F | ProductionYear | 2.400000 | F | 2.068000 | T | 0.000000 | Up to level: Second Floor | Finish | 2 | 3.720332 | SerialNumber | WarrantyStartDate | BarCode | AssetIdentifier | Features | TagNumber | 0 | 1.861000 | 0.461321 | 0 | 0.124000 | 0 | WarrantyDurationParts | AccessibilityPerformance | CodePerformance | Color | Constituents | Grade | Material | ModelReference | NominalHeight | NominalLength | Shape | SustainabilityPerformance | WarrantyDurationLabor | FIXED | WarrantyGuarantorParts | ExpectedLife | ReplacementCost | NominalWidth | 23-25 40 11 11 11 | Metal-Framed Gypsum Board Fixed Partitions | 188427
2091 | First Floor |  |  | 2 | 317136 |  | New Construction | First Floor | 0.000000 | F | 209258 | 124894 | 133712 | Basic Wall:Interior - Partition (92mm Stud) | 0 | Basic Wall:Interior - Partition (92mm Stud):128360 | Size | 187533 | 199668,199669,199670,199671,199672,199673,209244,209245,209246,209247 | Manufacturer | -0.120000 | 2$FBrUmUz2c9e1OcADYnvN | 1 | Basic Wall:Interior - Partition (92mm Stud):317136 |  | InstallationDate | 2091 | WarrantyGuarantorLabor | F | ModelLabel | F | WarrantyDescription | F | F | ProductionYear | 2.800000 | F | 1.650000 | T | 0.000000 | Up to level: Second Floor | Finish | 2 | 10.138911 | SerialNumber | WarrantyStartDate | BarCode | AssetIdentifier | Features | TagNumber | 0 | 6.206795 | 1.257225 | 0 | 0.124000 | 0 | WarrantyDurationParts | AccessibilityPerformance | CodePerformance | Color | Constituents | Grade | Material | ModelReference | NominalHeight | NominalLength | Shape | SustainabilityPerformance | WarrantyDurationLabor | FIXED | WarrantyGuarantorParts | ExpectedLife | ReplacementCost | NominalWidth | 23-25 40 11 11 11 | Metal-Framed Gypsum Board Fixed Partitions | 188749
94 | Second Floor | 208240,208250,208265,208273,208281,208292,208334,208341,208396,208605,208617,208624,208776,208777,208778,208781,208782,208784,208786,208788,208789,208791,208792,208794,208795,208796,208798 | 188098,188099,188100,188101,188102,188103,188104,188105,188106,188107,188187,188188,188189,188190,188191,188192,188193,188194,188195,189221 | 1 | 145344 | 205206,205207,205208,205209,205210,205211,205212,205213,205214,205215,205216 | New Construction | Second Floor | 0.000000 | F | 209256 | 2246 | 132820 | Basic Wall:Exterior - Insul Panel on Mtl. Stud | 0 | Basic Wall:Exterior - Insul Panel on Mtl. Stud:130954 | Size | 186711 | 192155,192156,192157,192158,192159,192160,209211,209212,209213,209214 | Manufacturer | 0.457000 | 3LbNSBzHHBSuzhUUvuwAbw | 1 | Basic Wall:Exterior - Insul Panel on Mtl. Stud:145344 |  | InstallationDate | 94 | WarrantyGuarantorLabor | F | ModelLabel | T | WarrantyDescription | F | F | ProductionYear | 0.000000 | F | 5.137000 | T | 0.000000 | Up to level: Roof - Main | Finish | 2 | 224.886541 | SerialNumber | WarrantyStartDate | BarCode | AssetIdentifier | Features | TagNumber | 0 | 47.493000 | 60.044706 | 1 | 0.267000 | 0 | WarrantyDurationParts | AccessibilityPerformance | CodePerformance | Color | Constituents | Grade | Material | ModelReference | NominalHeight | NominalLength | Shape | SustainabilityPerformance | WarrantyDurationLabor | FIXED | WarrantyGuarantorParts | ExpectedLife | ReplacementCost | NominalWidth | 23-25 30 24 21 | Metal Framed Structural Walls | 189220
95 | Second Floor | 207681,207682,207683,207684,207685,207686,207687,207688,207689,207700,207701,207751,207752,207753,207760,207761,207768,207773,207781,207782,207861,207862,207882,207883,207898,207937,207948,207949,208083,208084,208086,208088,208114,208115,208116,208117 |  | 2 | 235927 | 205097,205098,205099,205100,205101,205102,205314,205315,205316,205317 | New Construction | Second Floor | 0.000000 | F | 209256 | 3056 | 133501 | Basic Wall:Interior - Partition (92mm Stud) | 0 | Basic Wall:Interior - Partition (92mm Stud):128360 | Size | 187243 | 209045,209046,209047,209048,209049,209050,209244,209245,209246,209247 | Manufacturer | -0.102000 | 35QeWibpT4DfyH3NIf2o$C | 1 | Basic Wall:Interior - Partition (92mm Stud):235927 |  | InstallationDate | 95 | WarrantyGuarantorLabor | F | ModelLabel | F | WarrantyDescription | F | F | ProductionYear | 0.000000 | F | 4.578000 | T | 0.000000 | Up to level: Roof - Main | Finish | 2 | 127.039727 | SerialNumber | WarrantyStartDate | BarCode | AssetIdentifier | Features | TagNumber | 0 | 32.320000 | 15.752926 | 0 | 0.124000 | 0 | WarrantyDurationParts | AccessibilityPerformance | CodePerformance | Color | Constituents | Grade | Material | ModelReference | NominalHeight | NominalLength | Shape | SustainabilityPerformance | WarrantyDurationLabor | FIXED | WarrantyGuarantorParts | ExpectedLife | ReplacementCost | NominalWidth | 23-25 40 11 11 11 | Metal-Framed Gypsum Board Fixed Partitions | 188033,188034,188035,188036,188037,188038,188039,188270,188271,188272,188509,188938,188948
101 | Second Floor | 207992,208001,208015,208155,208183,208187,208221,208229,208247,208799,208800,208802,208803,208805,208806,208808,208809,208810,208811,208813,208814,208815,208816,208817,208819,208820,208822 | 188108,188109,188110,188111,188112,188113,188114,188115,188116,188196,188197,188198,188199,188200,188201,188202,188203,189222 | 1 | 145481 | 205217,205218,205219,205220,205221,205262 | New Construction | Second Floor | 0.000000 | F | 209256 | 5701 | 132821 | Basic Wall:Exterior - Insul Panel on Mtl. Stud | 0 | Basic Wall:Exterior - Insul Panel on Mtl. Stud:130954 | Size | 186712 | 192161,192162,192163,192164,192165,192166,209211,209212,209213,209214 | Manufacturer | 0.457000 | 3LbNSBzHHBSuzhUUvuwARp | 1 | Basic Wall:Exterior - Insul Panel on Mtl. Stud:145481 |  | InstallationDate | 101 | WarrantyGuarantorLabor | F | ModelLabel | T | WarrantyDescription | F | F | ProductionYear | 0.000000 | F | 5.137000 | T | 0.000000 | Up to level: Roof - Main | Finish | 2 | 195.866083 | SerialNumber | WarrantyStartDate | BarCode | AssetIdentifier | Features | TagNumber | 0 | 40.577439 | 52.296244 | 1 | 0.267000 | 0 | WarrantyDurationParts | AccessibilityPerformance | CodePerformance | Color | Constituents | Grade | Material | ModelReference | NominalHeight | NominalLength | Shape | SustainabilityPerformance | WarrantyDurationLabor | FIXED | WarrantyGuarantorParts | ExpectedLife | ReplacementCost | NominalWidth | 23-25 30 24 21 | Metal Framed Structural Walls | 189221
146 | Second Floor | 207747,207757,207764,207770,207777,207858,207880,207896,207933,208831,208832,208834,208836,208838 | 188118,188119,188120,188205,188206,188207,188360,188361,188362,188363,188364,188365,188366,188367 | 1 | 146031 | 205188,205189,205190,205191,205192,205193,205194,205195,205196 | New Construction | Second Floor | 0.000000 | F | 209256 | 3673 | 132826 | Basic Wall:Exterior - Insul Panel on Mtl. Stud | 0 | Basic Wall:Exterior - Insul Panel on Mtl. Stud:130954 | Size | 186717 | 192191,192192,192193,192194,192195,192196,209211,209212,209213,209214 | Manufacturer | 0.457000 | 3LbNSBzHHBSuzhUUvuwAJL | 1 | Basic Wall:Exterior - Insul Panel on Mtl. Stud:146031 |  | InstallationDate | 146 | WarrantyGuarantorLabor | F | ModelLabel | T | WarrantyDescription | F | F | ProductionYear | 0.000000 | F | 5.137000 | T | 0.000000 | Up to level: Roof - Main | Finish | 2 | 165.428291 | SerialNumber | WarrantyStartDate | BarCode | AssetIdentifier | Features | TagNumber | 0 | 35.510000 | 44.169354 | 1 | 0.267000 | 0 | WarrantyDurationParts | AccessibilityPerformance | CodePerformance | Color | Constituents | Grade | Material | ModelReference | NominalHeight | NominalLength | Shape | SustainabilityPerformance | WarrantyDurationLabor | FIXED | WarrantyGuarantorParts | ExpectedLife | ReplacementCost | NominalWidth | 23-25 30 24 21 | Metal Framed Structural Walls | 188900,189230
159 | Second Floor | 208232,208244,208256,208268,208276,208285,208294,208314,208315,208316,208318,208320,208322,208323,208325,208338 | 188286,188536,188537,188538,188539,188540,188847,188848,188849,188850 | 2 | 210724 | 205154,205156,205157,205158,205159,205160 | New Construction | Second Floor | 0.000000 | F | 209256 | 5699 | 133279 | Basic Wall:Interior - Partition (92mm Stud) | 0 | Basic Wall:Interior - Partition (92mm Stud):128360 | Size | 187170 | 194812,194813,194814,194815,194816,194817,209244,209245,209246,209247 | Manufacturer | -0.102000 | 3NhaIUfh12PAdrGa$S3xYT | 1 | Basic Wall:Interior - Partition (92mm Stud):210724 |  | InstallationDate | 159 | WarrantyGuarantorLabor | F | ModelLabel | F | WarrantyDescription | F | F | ProductionYear | 0.000000 | F | 4.578000 | T | 0.000000 | Up to level: Roof - Main | Finish | 2 | 83.076408 | SerialNumber | WarrantyStartDate | BarCode | AssetIdentifier | Features | TagNumber | 0 | 20.795000 | 10.301475 | 0 | 0.124000 | 0 | WarrantyDurationParts | AccessibilityPerformance | CodePerformance | Color | Constituents | Grade | Material | ModelReference | NominalHeight | NominalLength | Shape | SustainabilityPerformance | WarrantyDurationLabor | FIXED | WarrantyGuarantorParts | ExpectedLife | ReplacementCost | NominalWidth | 23-25 40 11 11 11 | Metal-Framed Gypsum Board Fixed Partitions | 188846
166 | Second Floor | 207853,207865,207888,207901,207917,207918,208078,208079,208104,208105,208106,208108,208110,208112,208113 | 188553,188554,188555,188858,188859,188860,188861,189159,189189,189568 | 2 | 217475 | 205091,205092,205094,205095 | New Construction | Second Floor | 0.000000 | F | 209256 | 11468 | 133319 | Basic Wall:Interior - Partition (92mm Stud) | 0 | Basic Wall:Interior - Partition (92mm Stud):128360 | Size | 187210 | 195040,195041,195042,195043,195044,195045,209244,209245,209246,209247 | Manufacturer | -0.102000 | 3NhaIUfh12PAdrGa$S3zuw | 1 | Basic Wall:Interior - Partition (92mm Stud):217475 |  | InstallationDate | 166 | WarrantyGuarantorLabor | F | ModelLabel | F | WarrantyDescription | F | F | ProductionYear | 0.000000 | F | 4.578000 | T | 0.000000 | Up to level: Roof - Main | Finish | 2 | 46.118400 | SerialNumber | WarrantyStartDate | BarCode | AssetIdentifier | Features | TagNumber | 0 | 11.718000 | 5.718682 | 0 | 0.124000 | 0 | WarrantyDurationParts | AccessibilityPerformance | CodePerformance | Color | Constituents | Grade | Material | ModelReference | NominalHeight | NominalLength | Shape | SustainabilityPerformance | WarrantyDurationLabor | FIXED | WarrantyGuarantorParts | ExpectedLife | ReplacementCost | NominalWidth | 23-25 40 11 11 11 | Metal-Framed Gypsum Board Fixed Partitions | 188031
167 | Second Floor | 208490,208506,208520,208641,208648,208655,208661,208875,208880 | 188087,188088,188089,188090,188091,188092,188184,188185,188186,188346,188347,188348,188349,188350,189220 | 1 | 144932 | 204936,205201,205202,205203,205204,205205 | New Construction | Second Floor | 0.000000 | F | 209256 | 5700 | 132819 | Basic Wall:Exterior - Insul Panel on Mtl. Stud | 0 | Basic Wall:Exterior - Insul Panel on Mtl. Stud:130954 | Size | 186710 | 205375,205376,205377,205378,205379,205380,209211,209212,209213,209214 | Manufacturer | 0.457000 | 3LbNSBzHHBSuzhUUvuwAYU | 1 | Basic Wall:Exterior - Insul Panel on Mtl. Stud:144932 |  | InstallationDate | 167 | WarrantyGuarantorLabor | F | ModelLabel | T | WarrantyDescription | F | F | ProductionYear | 0.000000 | F | 5.137000 | T | 0.000000 | Up to level: Roof - Main | Finish | 2 | 90.833320 | SerialNumber | WarrantyStartDate | BarCode | AssetIdentifier | Features | TagNumber | 0 | 19.966500 | 24.252496 | 1 | 0.267000 | 0 | WarrantyDurationParts | AccessibilityPerformance | CodePerformance | Color | Constituents | Grade | Material | ModelReference | NominalHeight | NominalLength | Shape | SustainabilityPerformance | WarrantyDurationLabor | FIXED | WarrantyGuarantorParts | ExpectedLife | ReplacementCost | NominalWidth | 23-25 30 24 21 | Metal Framed Structural Walls
203 | Second Floor | 208455,208457,208459,208461,208463,208501,208515,208517,208526,208543,208553,208570 | 188047,188824,188825,188826,188827,188828,189542 | 2 | 204115 | 205131,205134,205135,205139 | New Construction | Second Floor | 0.000000 | F | 209256 | 11469 | 133224 | Basic Wall:Interior - Partition (92mm Stud) | 0 | Basic Wall:Interior - Partition (92mm Stud):128360 | Size | 187115 | 194518,194519,194520,194521,194522,194523,209244,209245,209246,209247 | Manufacturer | -0.102000 | 3Egy$LBd99weR14rW4bfOX | 1 | Basic Wall:Interior - Partition (92mm Stud):204115 |  | InstallationDate | 203 | WarrantyGuarantorLabor | F | ModelLabel | F | WarrantyDescription | F | F | ProductionYear | 0.000000 | F | 4.578000 | T | 0.000000 | Up to level: Roof - Main | Finish | 2 | 50.696400 | SerialNumber | WarrantyStartDate | BarCode | AssetIdentifier | Features | TagNumber | 0 | 12.745000 | 6.286354 | 0 | 0.124000 | 0 | WarrantyDurationParts | AccessibilityPerformance | CodePerformance | Color | Constituents | Grade | Material | ModelReference | NominalHeight | NominalLength | Shape | SustainabilityPerformance | WarrantyDurationLabor | FIXED | WarrantyGuarantorParts | ExpectedLife | ReplacementCost | NominalWidth | 23-25 40 11 11 11 | Metal-Framed Gypsum Board Fixed Partitions
205 | Second Floor | 208433,208435,208437,208439,208607,208621,208636,208643,208644,208653 | 188523,188836,188837,189544,189644,189877 | 2 | 206694 | 205146,205147,205164,205165 | New Construction | Second Floor | 0.000000 | F | 209256 | 11470 | 133244 | Basic Wall:Interior - Partition (92mm Stud) | 0 | Basic Wall:Interior - Partition (92mm Stud):128360 | Size | 187135 | 194614,194615,194616,194617,194618,194619,209244,209245,209246,209247 | Manufacturer | -0.102000 | 3Egy$LBd99weR14rW4bgmK | 1 | Basic Wall:Interior - Partition (92mm Stud):206694 |  | InstallationDate | 205 | WarrantyGuarantorLabor | F | ModelLabel | F | WarrantyDescription | F | F | ProductionYear | 0.000000 | F | 4.578000 | T | 0.000000 | Up to level: Roof - Main | Finish | 2 | 43.614233 | SerialNumber | WarrantyStartDate | BarCode | AssetIdentifier | Features | TagNumber | 0 | 11.295000 | 5.408165 | 0 | 0.124000 | 0 | WarrantyDurationParts | AccessibilityPerformance | CodePerformance | Color | Constituents | Grade | Material | ModelReference | NominalHeight | NominalLength | Shape | SustainabilityPerformance | WarrantyDurationLabor | FIXED | WarrantyGuarantorParts | ExpectedLife | ReplacementCost | NominalWidth | 23-25 40 11 11 11 | Metal-Framed Gypsum Board Fixed Partitions | 188258,189483
207 | Second Floor | 207710,207724,207733,207741,208872,208878 | 188082,188083,188084,188085,188086,188181,188182,188183,188345,188358,188900 | 1 | 144524 | 204935,205197,205198,205199,205200 | New Construction | Second Floor | 0.000000 | F | 209256 | 9063 | 132818 | Basic Wall:Exterior - Insul Panel on Mtl. Stud | 0 | Basic Wall:Exterior - Insul Panel on Mtl. Stud:130954 | Size | 186709 | 205369,205370,205371,205372,205373,205374,209211,209212,209213,209214 | Manufacturer | 0.457000 | 3LbNSBzHHBSuzhUUvuwAes | 1 | Basic Wall:Exterior - Insul Panel on Mtl. Stud:144524 |  | InstallationDate | 207 | WarrantyGuarantorLabor | F | ModelLabel | T | WarrantyDescription | F | F | ProductionYear | 0.000000 | F | 5.137000 | T | 0.000000 | Up to level: Roof - Main | Finish | 2 | 75.487726 | SerialNumber | WarrantyStartDate | BarCode | AssetIdentifier | Features | TagNumber | 0 | 16.706500 | 20.155223 | 1 | 0.267000 | 0 | WarrantyDurationParts | AccessibilityPerformance | CodePerformance | Color | Constituents | Grade | Material | ModelReference | NominalHeight | NominalLength | Shape | SustainabilityPerformance | WarrantyDurationLabor | FIXED | WarrantyGuarantorParts | ExpectedLife | ReplacementCost | NominalWidth | 23-25 30 24 21 | Metal Framed Structural Walls
211 | Second Floor | 208549,208550,208565,208602,208603,208614,208615,208630,208631,208632,208673,208674,208678 | 188532,188533,188534,188841,188842,188843 | 2 | 209338 |  | New Construction | Second Floor | 0.000000 | F | 209256 | 123817 | 133268 | Basic Wall:Interior - Partition (92mm Stud) | 0 | Basic Wall:Interior - Partition (92mm Stud):128360 | Size | 187159 | 194758,194759,194760,194761,194762,194763,209244,209245,209246,209247 | Manufacturer | -0.102000 | 3NhaIUfh12PAdrGa$S3xu3 | 1 | Basic Wall:Interior - Partition (92mm Stud):209338 |  | InstallationDate | 211 | WarrantyGuarantorLabor | F | ModelLabel | F | WarrantyDescription | F | F | ProductionYear | 0.000000 | F | 4.578000 | T | 0.000000 | Up to level: Roof - Main | Finish | 2 | 34.179348 | SerialNumber | WarrantyStartDate | BarCode | AssetIdentifier | Features | TagNumber | 0 | 7.590000 | 4.238239 | 0 | 0.124000 | 0 | WarrantyDurationParts | AccessibilityPerformance | CodePerformance | Color | Constituents | Grade | Material | ModelReference | NominalHeight | NominalLength | Shape | SustainabilityPerformance | WarrantyDurationLabor | FIXED | WarrantyGuarantorParts | ExpectedLife | ReplacementCost | NominalWidth | 23-25 40 11 11 11 | Metal-Framed Gypsum Board Fixed Partitions | 188531,188832
217 | Second Floor | 207875,208032,208033,208715,208716,208717,208718,208719,208720 |  | 2 | 381311 | 205249 | New Construction | Second Floor | 0.000000 | F | 209256 | 32448 | 134035 | Basic Wall:Interior - Partition (92mm Stud) | 0 | Basic Wall:Interior - Partition (92mm Stud):128360 | Size | 187825 | 205653,205654,205655,205656,205657,205658,209244,209245,209246,209247 | Manufacturer | 0.000000 | 2j55VthSj3Lu0J6fyrpGFZ | 1 | Basic Wall:Interior - Partition (92mm Stud):381311 |  | InstallationDate | 217 | WarrantyGuarantorLabor | F | ModelLabel | F | WarrantyDescription | F | F | ProductionYear | 0.000000 | F | 4.680000 | T | 0.000000 | Up to level: Roof - Main | Finish | 2 | 27.477720 | SerialNumber | WarrantyStartDate | BarCode | AssetIdentifier | Features | TagNumber | 0 | 11.691000 | 3.407237 | 0 | 0.124000 | 0 | WarrantyDurationParts | AccessibilityPerformance | CodePerformance | Color | Constituents | Grade | Material | ModelReference | NominalHeight | NominalLength | Shape | SustainabilityPerformance | WarrantyDurationLabor | FIXED | WarrantyGuarantorParts | ExpectedLife | ReplacementCost | NominalWidth | 23-25 40 11 11 11 | Metal-Framed Gypsum Board Fixed Partitions | 188046,189117,189118,189122,189141,189142,189143,189672,189692,189870,189871
218 | Second Floor | 208139,208154,208352,208353,208709,208710,208711,208712,208713,208714 |  | 2 | 381589 | 205250 | New Construction | Second Floor | 0.000000 | F | 209256 | 32449 | 134036 | Basic Wall:Interior - Partition (92mm Stud) | 0 | Basic Wall:Interior - Partition (92mm Stud):128360 | Size | 187826 | 205659,205660,205661,205662,205663,205664,209244,209245,209246,209247 | Manufacturer | 0.000000 | 2j55VthSj3Lu0J6fyrpG09 | 1 | Basic Wall:Interior - Partition (92mm Stud):381589 |  | InstallationDate | 218 | WarrantyGuarantorLabor | F | ModelLabel | F | WarrantyDescription | F | F | ProductionYear | 0.000000 | F | 4.680000 | T | 0.000000 | Up to level: Roof - Main | Finish | 2 | 27.921714 | SerialNumber | WarrantyStartDate | BarCode | AssetIdentifier | Features | TagNumber | 0 | 11.691000 | 3.462293 | 0 | 0.124000 | 0 | WarrantyDurationParts | AccessibilityPerformance | CodePerformance | Color | Constituents | Grade | Material | ModelReference | NominalHeight | NominalLength | Shape | SustainabilityPerformance | WarrantyDurationLabor | FIXED | WarrantyGuarantorParts | ExpectedLife | ReplacementCost | NominalWidth | 23-25 40 11 11 11 | Metal-Framed Gypsum Board Fixed Partitions | 188284,189121,189144,189691,189695,189865,189872,189873,190089,190090
248 | Second Floor | 207940,207954,207962,207964,208073,208075,208077,208099,208100 | 188501,188502,188503,188939,188946,189447,189495 | 2 | 194392 | 205114,205115 | New Construction | Second Floor | 0.000000 | F | 209256 | 28128 | 133167 | Basic Wall:Interior - Partition (92mm Stud) | 0 | Basic Wall:Interior - Partition (92mm Stud):128360 | Size | 187058 | 194147,194148,194149,194150,194151,194152,209244,209245,209246,209247 | Manufacturer | -0.102000 | 3Egy$LBd99weR14rW4btmg | 1 | Basic Wall:Interior - Partition (92mm Stud):194392 |  | InstallationDate | 248 | WarrantyGuarantorLabor | F | ModelLabel | F | WarrantyDescription | F | F | ProductionYear | 0.000000 | F | 4.578000 | T | 0.000000 | Up to level: Roof - Main | Finish | 2 | 21.914700 | SerialNumber | WarrantyStartDate | BarCode | AssetIdentifier | Features | TagNumber | 0 | 5.640000 | 2.717423 | 0 | 0.124000 | 0 | WarrantyDurationParts | AccessibilityPerformance | CodePerformance | Color | Constituents | Grade | Material | ModelReference | NominalHeight | NominalLength | Shape | SustainabilityPerformance | WarrantyDurationLabor | FIXED | WarrantyGuarantorParts | ExpectedLife | ReplacementCost | NominalWidth | 23-25 40 11 11 11 | Metal-Framed Gypsum Board Fixed Partitions | 189444
249 | Second Floor | 208467,208469,208471,208473,208474,208529,208535,208546,208558 | 188518,188611,188829,188830,188831,189476 | 2 | 205171 | 205130,205132,205133 | New Construction | Second Floor | 0.000000 | F | 209256 | 13470 | 133230 | Basic Wall:Interior - Partition (92mm Stud) | 0 | Basic Wall:Interior - Partition (92mm Stud):128360 | Size | 187121 | 194536,194537,194538,194539,194540,194541,209244,209245,209246,209247 | Manufacturer | -0.102000 | 3Egy$LBd99weR14rW4bge1 | 1 | Basic Wall:Interior - Partition (92mm Stud):205171 |  | InstallationDate | 249 | WarrantyGuarantorLabor | F | ModelLabel | F | WarrantyDescription | F | F | ProductionYear | 0.000000 | F | 4.578000 | T | 0.000000 | Up to level: Roof - Main | Finish | 2 | 29.328678 | SerialNumber | WarrantyStartDate | BarCode | AssetIdentifier | Features | TagNumber | 0 | 7.686000 | 3.636756 | 0 | 0.124000 | 0 | WarrantyDurationParts | AccessibilityPerformance | CodePerformance | Color | Constituents | Grade | Material | ModelReference | NominalHeight | NominalLength | Shape | SustainabilityPerformance | WarrantyDurationLabor | FIXED | WarrantyGuarantorParts | ExpectedLife | ReplacementCost | NominalWidth | 23-25 40 11 11 11 | Metal-Framed Gypsum Board Fixed Partitions | 188608
266 | Second Floor | 208441,208443,208445,208475,208532,208534,208628,208635,208667 | 188519,188520,188832,189477,189487 | 2 | 205241 | 205136,205142,205144 | New Construction | Second Floor | 0.000000 | F | 209256 | 13471 | 133231 | Basic Wall:Interior - Partition (92mm Stud) | 0 | Basic Wall:Interior - Partition (92mm Stud):128360 | Size | 187122 | 194542,194543,194544,194545,194546,194547,209244,209245,209246,209247 | Manufacturer | -0.102000 | 3Egy$LBd99weR14rW4bghB | 1 | Basic Wall:Interior - Partition (92mm Stud):205241 |  | InstallationDate | 266 | WarrantyGuarantorLabor | F | ModelLabel | F | WarrantyDescription | F | F | ProductionYear | 0.000000 | F | 4.578000 | T | 0.000000 | Up to level: Roof - Main | Finish | 2 | 31.690926 | SerialNumber | WarrantyStartDate | BarCode | AssetIdentifier | Features | TagNumber | 0 | 8.326000 | 3.929675 | 0 | 0.124000 | 0 | WarrantyDurationParts | AccessibilityPerformance | CodePerformance | Color | Constituents | Grade | Material | ModelReference | NominalHeight | NominalLength | Shape | SustainabilityPerformance | WarrantyDurationLabor | FIXED | WarrantyGuarantorParts | ExpectedLife | ReplacementCost | NominalWidth | 23-25 40 11 11 11 | Metal-Framed Gypsum Board Fixed Partitions | 189476
271 | Second Floor | 207694,207696,207714,207716,207717,207729,207840 | 188508,188605,188813,188814,188815,189573,190015 | 2 | 196610 | 204952,205110 | New Construction | Second Floor | 0.000000 | F | 209256 | 28127 | 133185 | Basic Wall:Interior - Partition (92mm Stud) | 0 | Basic Wall:Interior - Partition (92mm Stud):128360 | Size | 187076 | 205471,205472,205473,205474,205475,205476,209244,209245,209246,209247 | Manufacturer | -0.300000 | 3Egy$LBd99weR14rW4bejm | 1 | Basic Wall:Interior - Partition (92mm Stud):196610 |  | InstallationDate | 271 | WarrantyGuarantorLabor | F | ModelLabel | F | WarrantyDescription | F | F | ProductionYear | 0.000000 | F | 4.380000 | T | 0.000000 | Up to level: Roof - Main | Finish | 2 | 31.487652 | SerialNumber | WarrantyStartDate | BarCode | AssetIdentifier | Features | TagNumber | 0 | 7.960637 | 3.904469 | 0 | 0.124000 | 0 | WarrantyDurationParts | AccessibilityPerformance | CodePerformance | Color | Constituents | Grade | Material | ModelReference | NominalHeight | NominalLength | Shape | SustainabilityPerformance | WarrantyDurationLabor | FIXED | WarrantyGuarantorParts | ExpectedLife | ReplacementCost | NominalWidth | 23-25 40 11 11 11 | Metal-Framed Gypsum Board Fixed Partitions | 188603
272 | Second Floor | 208419,208420,208422,208424,208590,208599,208611,208634 | 188526,188527,188839,189488 | 2 | 207492 | 205148,205149,205150 | New Construction | Second Floor | 0.000000 | F | 209256 | 13472 | 133256 | Basic Wall:Interior - Partition (92mm Stud) | 0 | Basic Wall:Interior - Partition (92mm Stud):128360 | Size | 187147 | 194686,194687,194688,194689,194690,194691,209244,209245,209246,209247 | Manufacturer | -0.102000 | 3Egy$LBd99weR14rW4bg7s | 1 | Basic Wall:Interior - Partition (92mm Stud):207492 |  | InstallationDate | 272 | WarrantyGuarantorLabor | F | ModelLabel | F | WarrantyDescription | F | F | ProductionYear | 0.000000 | F | 4.578000 | T | 0.000000 | Up to level: Roof - Main | Finish | 2 | 40.544778 | SerialNumber | WarrantyStartDate | BarCode | AssetIdentifier | Features | TagNumber | 0 | 10.136000 | 5.027552 | 0 | 0.124000 | 0 | WarrantyDurationParts | AccessibilityPerformance | CodePerformance | Color | Constituents | Grade | Material | ModelReference | NominalHeight | NominalLength | Shape | SustainabilityPerformance | WarrantyDurationLabor | FIXED | WarrantyGuarantorParts | ExpectedLife | ReplacementCost | NominalWidth | 23-25 40 11 11 11 | Metal-Framed Gypsum Board Fixed Partitions | 189477,189487
287 | Second Floor | 207944,208026,208057,208058,208059,208061,208062,208063,208373 | 188546,188852,188853,189571 | 2 | 214263 | 205116 | New Construction | Second Floor | 0.000000 | F | 209256 | 32295 | 133300 | Basic Wall:Interior - Partition (92mm Stud) | 0 | Basic Wall:Interior - Partition (92mm Stud):128360 | Size | 187191 | 194932,194933,194934,194935,194936,194937,209244,209245,209246,209247 | Manufacturer | 0.000000 | 3NhaIUfh12PAdrGa$S3yjE | 1 | Basic Wall:Interior - Partition (92mm Stud):214263 |  | InstallationDate | 287 | WarrantyGuarantorLabor | F | ModelLabel | F | WarrantyDescription | F | F | ProductionYear | 0.000000 | F | 4.680000 | T | 0.000000 | Up to level: Roof - Main | Finish | 2 | 62.849311 | SerialNumber | WarrantyStartDate | BarCode | AssetIdentifier | Features | TagNumber | 0 | 13.908564 | 7.793315 | 0 | 0.124000 | 0 | WarrantyDurationParts | AccessibilityPerformance | CodePerformance | Color | Constituents | Grade | Material | ModelReference | NominalHeight | NominalLength | Shape | SustainabilityPerformance | WarrantyDurationLabor | FIXED | WarrantyGuarantorParts | ExpectedLife | ReplacementCost | NominalWidth | 23-25 40 11 11 11 | Metal-Framed Gypsum Board Fixed Partitions | 189447,189495
300 | Second Floor | 208391,208393,208408,208486,208487,208560,208579,208580 | 188324,188530,188840 | 2 | 208754 | 205127 | New Construction | Second Floor | 0.000000 | F | 209256 | 32313 | 133263 | Basic Wall:Interior - Partition (92mm Stud) | 0 | Basic Wall:Interior - Partition (92mm Stud):128360 | Size | 187154 | 194728,194729,194730,194731,194732,194733,209244,209245,209246,209247 | Manufacturer | -0.102000 | 3NhaIUfh12PAdrGa$S3w3B | 1 | Basic Wall:Interior - Partition (92mm Stud):208754 |  | InstallationDate | 300 | WarrantyGuarantorLabor | F | ModelLabel | F | WarrantyDescription | F | F | ProductionYear | 0.000000 | F | 4.578000 | T | 0.000000 | Up to level: Roof - Main | Finish | 2 | 29.269350 | SerialNumber | WarrantyStartDate | BarCode | AssetIdentifier | Features | TagNumber | 0 | 6.909000 | 3.629399 | 0 | 0.124000 | 0 | WarrantyDurationParts | AccessibilityPerformance | CodePerformance | Color | Constituents | Grade | Material | ModelReference | NominalHeight | NominalLength | Shape | SustainabilityPerformance | WarrantyDurationLabor | FIXED | WarrantyGuarantorParts | ExpectedLife | ReplacementCost | NominalWidth | 23-25 40 11 11 11 | Metal-Framed Gypsum Board Fixed Partitions | 188261,188610,188611
301 | Second Floor | 208448,208450,208452,208497,208657,208664 | 188833,188834,189543,189641,189920 | 2 | 205727 | 205141,205143 | New Construction | Second Floor | 0.000000 | F | 209256 | 28130 | 133235 | Basic Wall:Interior - Partition (92mm Stud) | 0 | Basic Wall:Interior - Partition (92mm Stud):128360 | Size | 187126 | 194566,194567,194568,194569,194570,194571,209244,209245,209246,209247 | Manufacturer | -0.102000 | 3Egy$LBd99weR14rW4bgZj | 1 | Basic Wall:Interior - Partition (92mm Stud):205727 |  | InstallationDate | 301 | WarrantyGuarantorLabor | F | ModelLabel | F | WarrantyDescription | F | F | ProductionYear | 0.000000 | F | 4.578000 | T | 0.000000 | Up to level: Roof - Main | Finish | 2 | 24.980129 | SerialNumber | WarrantyStartDate | BarCode | AssetIdentifier | Features | TagNumber | 0 | 6.371600 | 3.097536 | 0 | 0.124000 | 0 | WarrantyDurationParts | AccessibilityPerformance | CodePerformance | Color | Constituents | Grade | Material | ModelReference | NominalHeight | NominalLength | Shape | SustainabilityPerformance | WarrantyDurationLabor | FIXED | WarrantyGuarantorParts | ExpectedLife | ReplacementCost | NominalWidth | 23-25 40 11 11 11 | Metal-Framed Gypsum Board Fixed Partitions | 188609,189480
324 | Second Floor | 207955,207988,208756,208758,208759 | 188551,188855 | 2 | 216568 | 205090 | New Construction | Second Floor | 0.000000 | F | 209256 | 32263 | 133313 | Basic Wall:Interior - Partition (92mm Stud) | 0 | Basic Wall:Interior - Partition (92mm Stud):128360 | Size | 187204 | 195004,195005,195006,195007,195008,195009,209244,209245,209246,209247 | Manufacturer | -0.102000 | 3NhaIUfh12PAdrGa$S3y91 | 1 | Basic Wall:Interior - Partition (92mm Stud):216568 |  | InstallationDate | 324 | WarrantyGuarantorLabor | F | ModelLabel | F | WarrantyDescription | F | F | ProductionYear | 0.000000 | F | 4.578000 | T | 0.000000 | Up to level: Roof - Main | Finish | 2 | 17.101026 | SerialNumber | WarrantyStartDate | BarCode | AssetIdentifier | Features | TagNumber | 0 | 4.286000 | 2.120527 | 0 | 0.124000 | 0 | WarrantyDurationParts | AccessibilityPerformance | CodePerformance | Color | Constituents | Grade | Material | ModelReference | NominalHeight | NominalLength | Shape | SustainabilityPerformance | WarrantyDurationLabor | FIXED | WarrantyGuarantorParts | ExpectedLife | ReplacementCost | NominalWidth | 23-25 40 11 11 11 | Metal-Framed Gypsum Board Fixed Partitions | 188613,188939,188946,189446,189500,189545
325 | Second Floor | 207923,208031,208040,208067,208069 | 188556,188631,188862,189118,189142,189656,189982 | 2 | 217712 | 205113 | New Construction | Second Floor | 0.000000 | F | 209256 | 32291 | 133320 | Basic Wall:Interior - Partition (92mm Stud) | 0 | Basic Wall:Interior - Partition (92mm Stud):128360 | Size | 187211 | 195046,195047,195048,195049,195050,195051,209244,209245,209246,209247 | Manufacturer | -0.102000 | 3NhaIUfh12PAdrGa$S3zt9 | 1 | Basic Wall:Interior - Partition (92mm Stud):217712 |  | InstallationDate | 325 | WarrantyGuarantorLabor | F | ModelLabel | F | WarrantyDescription | F | F | ProductionYear | 0.000000 | F | 4.578000 | T | 0.000000 | Up to level: Roof - Main | Finish | 2 | 23.395851 | SerialNumber | WarrantyStartDate | BarCode | AssetIdentifier | Features | TagNumber | 0 | 5.623578 | 2.901085 | 0 | 0.124000 | 0 | WarrantyDurationParts | AccessibilityPerformance | CodePerformance | Color | Constituents | Grade | Material | ModelReference | NominalHeight | NominalLength | Shape | SustainabilityPerformance | WarrantyDurationLabor | FIXED | WarrantyGuarantorParts | ExpectedLife | ReplacementCost | NominalWidth | 23-25 40 11 11 11 | Metal-Framed Gypsum Board Fixed Partitions | 188614
326 | Second Floor | 208123,208144,208355,208356,208359,208360,208362 | 188676,189112,189140,190012 | 2 | 201491 | 205123 | New Construction | Second Floor | 0.000000 | F | 209256 | 32308 | 133215 | Basic Wall:Interior - Partition (92mm Stud) | 0 | Basic Wall:Interior - Partition (92mm Stud):128360 | Size | 187106 | 194470,194471,194472,194473,194474,194475,209244,209245,209246,209247 | Manufacturer | -0.102000 | 3Egy$LBd99weR14rW4bfXX | 1 | Basic Wall:Interior - Partition (92mm Stud):201491 |  | InstallationDate | 326 | WarrantyGuarantorLabor | F | ModelLabel | F | WarrantyDescription | F | F | ProductionYear | 0.000000 | F | 4.578000 | T | 0.000000 | Up to level: Roof - Main | Finish | 2 | 49.302678 | SerialNumber | WarrantyStartDate | BarCode | AssetIdentifier | Features | TagNumber | 0 | 11.285000 | 6.113532 | 0 | 0.124000 | 0 | WarrantyDurationParts | AccessibilityPerformance | CodePerformance | Color | Constituents | Grade | Material | ModelReference | NominalHeight | NominalLength | Shape | SustainabilityPerformance | WarrantyDurationLabor | FIXED | WarrantyGuarantorParts | ExpectedLife | ReplacementCost | NominalWidth | 23-25 40 11 11 11 | Metal-Framed Gypsum Board Fixed Partitions | 188028,188029
327 | Second Floor | 208327,208329,208337,208346,208348,208770 | 188685,188846,189157,189650,189664,189882,190097 | 2 | 210458 | 205169 | New Construction | Second Floor | 0.000000 | F | 209256 | 32368 | 133278 | Basic Wall:Interior - Partition (92mm Stud) | 0 | Basic Wall:Interior - Partition (92mm Stud):128360 | Size | 187169 | 194806,194807,194808,194809,194810,194811,209244,209245,209246,209247 | Manufacturer | -0.102000 | 3NhaIUfh12PAdrGa$S3xcZ | 1 | Basic Wall:Interior - Partition (92mm Stud):210458 |  | InstallationDate | 327 | WarrantyGuarantorLabor | F | ModelLabel | F | WarrantyDescription | F | F | ProductionYear | 0.000000 | F | 4.578000 | T | 0.000000 | Up to level: Roof - Main | Finish | 2 | 35.163244 | SerialNumber | WarrantyStartDate | BarCode | AssetIdentifier | Features | TagNumber | 0 | 8.161439 | 4.360242 | 0 | 0.124000 | 0 | WarrantyDurationParts | AccessibilityPerformance | CodePerformance | Color | Constituents | Grade | Material | ModelReference | NominalHeight | NominalLength | Shape | SustainabilityPerformance | WarrantyDurationLabor | FIXED | WarrantyGuarantorParts | ExpectedLife | ReplacementCost | NominalWidth | 23-25 40 11 11 11 | Metal-Framed Gypsum Board Fixed Partitions
353 | Second Floor | 208200,208376,208377,208378,208379 | 188547,188548,189027,189652,189668,189904,190102 | 2 | 214393 | 205121 | New Construction | Second Floor | 0.000000 | F | 209256 | 32304 | 133301 | Basic Wall:Interior - Partition (92mm Stud) | 0 | Basic Wall:Interior - Partition (92mm Stud):128360 | Size | 187192 | 194938,194939,194940,194941,194942,194943,209244,209245,209246,209247 | Manufacturer | -0.102000 | 3NhaIUfh12PAdrGa$S3yh0 | 1 | Basic Wall:Interior - Partition (92mm Stud):214393 |  | InstallationDate | 353 | WarrantyGuarantorLabor | F | ModelLabel | F | WarrantyDescription | F | F | ProductionYear | 0.000000 | F | 4.578000 | T | 0.000000 | Up to level: Roof - Main | Finish | 2 | 45.518666 | SerialNumber | WarrantyStartDate | BarCode | AssetIdentifier | Features | TagNumber | 0 | 10.396436 | 5.644315 | 0 | 0.124000 | 0 | WarrantyDurationParts | AccessibilityPerformance | CodePerformance | Color | Constituents | Grade | Material | ModelReference | NominalHeight | NominalLength | Shape | SustainabilityPerformance | WarrantyDurationLabor | FIXED | WarrantyGuarantorParts | ExpectedLife | ReplacementCost | NominalWidth | 23-25 40 11 11 11 | Metal-Framed Gypsum Board Fixed Partitions
354 | Second Floor | 208121,208126,208133,208146,208148,208150 | 188029,188516,188821 | 2 | 201310 | 205124,205125,205126 | New Construction | Second Floor | 0.000000 | F | 209256 | 13469 | 133214 | Basic Wall:Interior - Partition (92mm Stud) | 0 | Basic Wall:Interior - Partition (92mm Stud):128360 | Size | 187105 | 194464,194465,194466,194467,194468,194469,209244,209245,209246,209247 | Manufacturer | -0.102000 | 3Egy$LBd99weR14rW4bfai | 1 | Basic Wall:Interior - Partition (92mm Stud):201310 |  | InstallationDate | 354 | WarrantyGuarantorLabor | F | ModelLabel | F | WarrantyDescription | F | F | ProductionYear | 0.000000 | F | 4.578000 | T | 0.000000 | Up to level: Roof - Main | Finish | 2 | 25.757838 | SerialNumber | WarrantyStartDate | BarCode | AssetIdentifier | Features | TagNumber | 0 | 7.030000 | 3.193972 | 0 | 0.124000 | 0 | WarrantyDurationParts | AccessibilityPerformance | CodePerformance | Color | Constituents | Grade | Material | ModelReference | NominalHeight | NominalLength | Shape | SustainabilityPerformance | WarrantyDurationLabor | FIXED | WarrantyGuarantorParts | ExpectedLife | ReplacementCost | NominalWidth | 23-25 40 11 11 11 | Metal-Framed Gypsum Board Fixed Partitions | 188819
355 | Second Floor | 208344,208412,208413,208762 | 188679,188687,189115,189164,189648,189662,189879,190096 | 2 | 210194 | 205161 | New Construction | Second Floor | 0.000000 | F | 209256 | 32356 | 133276 | Basic Wall:Interior - Partition (92mm Stud) | 0 | Basic Wall:Interior - Partition (92mm Stud):128360 | Size | 187167 | 194794,194795,194796,194797,194798,194799,209244,209245,209246,209247 | Manufacturer | -0.102000 | 3NhaIUfh12PAdrGa$S3xgh | 1 | Basic Wall:Interior - Partition (92mm Stud):210194 |  | InstallationDate | 355 | WarrantyGuarantorLabor | F | ModelLabel | F | WarrantyDescription | F | F | ProductionYear | 0.000000 | F | 4.578000 | T | 0.000000 | Up to level: Roof - Main | Finish | 2 | 35.174970 | SerialNumber | WarrantyStartDate | BarCode | AssetIdentifier | Features | TagNumber | 0 | 8.164000 | 4.361696 | 0 | 0.124000 | 0 | WarrantyDurationParts | AccessibilityPerformance | CodePerformance | Color | Constituents | Grade | Material | ModelReference | NominalHeight | NominalLength | Shape | SustainabilityPerformance | WarrantyDurationLabor | FIXED | WarrantyGuarantorParts | ExpectedLife | ReplacementCost | NominalWidth | 23-25 40 11 11 11 | Metal-Framed Gypsum Board Fixed Partitions
356 | Second Floor | 207974,207998,208823,208824,208826,208828 | 188117,188204,188359,189223 | 1 | 145577 | 205222,205223 | New Construction | Second Floor | 0.000000 | F | 209256 | 28135 | 132822 | Basic Wall:Exterior - Insul Panel on Mtl. Stud | 0 | Basic Wall:Exterior - Insul Panel on Mtl. Stud:130954 | Size | 186713 | 192167,192168,192169,192170,192171,192172,209211,209212,209213,209214 | Manufacturer | 0.457000 | 3LbNSBzHHBSuzhUUvuwAOJ | 1 | Basic Wall:Exterior - Insul Panel on Mtl. Stud:145577 |  | InstallationDate | 356 | WarrantyGuarantorLabor | F | ModelLabel | T | WarrantyDescription | F | F | ProductionYear | 0.000000 | F | 5.137000 | T | 0.000000 | Up to level: Roof - Main | Finish | 2 | 40.759570 | SerialNumber | WarrantyStartDate | BarCode | AssetIdentifier | Features | TagNumber | 0 | 8.610000 | 10.882805 | 1 | 0.267000 | 0 | WarrantyDurationParts | AccessibilityPerformance | CodePerformance | Color | Constituents | Grade | Material | ModelReference | NominalHeight | NominalLength | Shape | SustainabilityPerformance | WarrantyDurationLabor | FIXED | WarrantyGuarantorParts | ExpectedLife | ReplacementCost | NominalWidth | 23-25 30 24 21 | Metal Framed Structural Walls | 189222
357 | Second Floor | 207802,207849,208697,208698,208699,208700 |  | 2 | 288035 | 205225 | New Construction | Second Floor | 0.000000 | F | 209256 | 32429 | 133692 | Basic Wall:Interior - Partition (92mm Stud) | 0 | Basic Wall:Interior - Partition (92mm Stud):128360 | Size | 187510 | 205573,205574,205575,205576,205577,205578,209244,209245,209246,209247 | Manufacturer | -0.102000 | 0bpfxAz3XBrAx$RjFuHwuL | 1 | Basic Wall:Interior - Partition (92mm Stud):288035 |  | InstallationDate | 357 | WarrantyGuarantorLabor | F | ModelLabel | F | WarrantyDescription | F | F | ProductionYear | 0.000000 | F | 4.578000 | T | 0.000000 | Up to level: Roof - Main | Finish | 0 | 16.112659 | SerialNumber | WarrantyStartDate | BarCode | AssetIdentifier | Features | TagNumber | 0 | 6.163248 | 1.997970 | 0 | 0.124000 | 0 | WarrantyDurationParts | AccessibilityPerformance | CodePerformance | Color | Constituents | Grade | Material | ModelReference | NominalHeight | NominalLength | Shape | SustainabilityPerformance | WarrantyDurationLabor | FIXED | WarrantyGuarantorParts | ExpectedLife | ReplacementCost | NominalWidth | 23-25 40 11 11 11 | Metal-Framed Gypsum Board Fixed Partitions | 188041,188294,188632,189030,189032,189576
359 | Second Floor | 208400,208432,208680,208681 |  | 0 | 384656 |  | New Construction | Second Floor | 0.000000 | F | 209256 | 125544 | 134048 | Basic Wall:Interior - Rated 1-HR (92mm Stud) | 0 | Basic Wall:Interior - Rated 1-HR (92mm Stud):128426 | Size | 187838 | 202528,202529,202530,202531,202532,202533,209185,209186,209187,209188 | Manufacturer | -0.102000 | 2d8HbdSu9Fr9Na0iagzL9I | 1 | Basic Wall:Interior - Rated 1-HR (92mm Stud):384656 |  | InstallationDate | 359 | WarrantyGuarantorLabor | F | ModelLabel | F | WarrantyDescription | F | F | ProductionYear | 0.000000 | F | 4.578000 | T | 0.000000 | Up to level: Roof - Main | Finish | 2 | 28.466005 | SerialNumber | WarrantyStartDate | BarCode | AssetIdentifier | Features | TagNumber | 0 | 6.156000 | 3.529785 | 0 | 0.124000 | 8421504 | WarrantyDurationParts | AccessibilityPerformance | CodePerformance | Color | Constituents | Grade | Material | ModelReference | NominalHeight | NominalLength | Shape | SustainabilityPerformance | WarrantyDurationLabor | FIXED | WarrantyGuarantorParts | ExpectedLife | ReplacementCost | NominalWidth | 23-25 40 11 11 11 | Metal-Framed Gypsum Board Fixed Partitions | 188285,189120,189150,189644,189645,189661,189877,189878,190095 | 1 HR | Solid fill | 1 HR
375 | Second Floor | 207871,207872,207911,208035,208036 | 188558,188701,188864,189659,189984 | 2 | 218812 | 204965 | New Construction | Second Floor | 0.000000 | F | 209256 | 32087 | 133330 | Basic Wall:Interior - Partition (92mm Stud) | 0 | Basic Wall:Interior - Partition (92mm Stud):128360 | Size | 187221 | 205549,205550,205551,205552,205553,205554,209244,209245,209246,209247 | Manufacturer | -0.102000 | 3NhaIUfh12PAdrGa$S3za5 | 1 | Basic Wall:Interior - Partition (92mm Stud):218812 |  | InstallationDate | 375 | WarrantyGuarantorLabor | F | ModelLabel | F | WarrantyDescription | F | F | ProductionYear | 0.000000 | F | 4.578000 | T | 0.000000 | Up to level: Roof - Main | Finish | 2 | 26.175343 | SerialNumber | WarrantyStartDate | BarCode | AssetIdentifier | Features | TagNumber | 0 | 5.690637 | 3.209604 | 0 | 0.124000 | 0 | WarrantyDurationParts | AccessibilityPerformance | CodePerformance | Color | Constituents | Grade | Material | ModelReference | NominalHeight | NominalLength | Shape | SustainabilityPerformance | WarrantyDurationLabor | FIXED | WarrantyGuarantorParts | ExpectedLife | ReplacementCost | NominalWidth | 23-25 40 11 11 11 | Metal-Framed Gypsum Board Fixed Partitions | 188267
378 | Second Floor | 208090,208091,208688,208689 | 188657,188698,188937,189441,190113 | 0 | 191306 | 205087 | New Construction | Second Floor | 0.000000 | F | 209256 | 32257 | 133149 | Basic Wall:Interior - Rated 1-HR (92mm Stud) | 0 | Basic Wall:Interior - Rated 1-HR (92mm Stud):128426 | Size | 187040 | 194039,194040,194041,194042,194043,194044,209185,209186,209187,209188 | Manufacturer | -0.102000 | 3Egy$LBd99weR14rW4bs0u | 1 | Basic Wall:Interior - Rated 1-HR (92mm Stud):191306 |  | InstallationDate | 378 | WarrantyGuarantorLabor | F | ModelLabel | F | WarrantyDescription | F | F | ProductionYear | 0.000000 | F | 4.578000 | T | 0.000000 | Up to level: Roof - Main | Finish | 2 | 6.370194 | SerialNumber | WarrantyStartDate | BarCode | AssetIdentifier | Features | TagNumber | 0 | 1.694000 | 0.789904 | 0 | 0.124000 | 8421504 | WarrantyDurationParts | AccessibilityPerformance | CodePerformance | Color | Constituents | Grade | Material | ModelReference | NominalHeight | NominalLength | Shape | SustainabilityPerformance | WarrantyDurationLabor | FIXED | WarrantyGuarantorParts | ExpectedLife | ReplacementCost | NominalWidth | 23-25 40 11 11 11 | Metal-Framed Gypsum Board Fixed Partitions | 188256,189538 | 1 HR | Solid fill | 1 HR
379 | Second Floor | 207697,207699,207736,207743,207744,207754 | 188334,188509 | 2 | 196742 | 205104 | New Construction | Second Floor | 0.000000 | F | 209256 | 32275 | 133186 | Basic Wall:Interior - Partition (92mm Stud) | 0 | Basic Wall:Interior - Partition (92mm Stud):128360 | Size | 187077 | 194255,194256,194257,194258,194259,194260,209244,209245,209246,209247 | Manufacturer | -0.102000 | 3Egy$LBd99weR14rW4belq | 1 | Basic Wall:Interior - Partition (92mm Stud):196742 |  | InstallationDate | 379 | WarrantyGuarantorLabor | F | ModelLabel | F | WarrantyDescription | F | F | ProductionYear | 0.000000 | F | 4.578000 | T | 0.000000 | Up to level: Roof - Main | Finish | 2 | 30.551190 | SerialNumber | WarrantyStartDate | BarCode | AssetIdentifier | Features | TagNumber | 0 | 7.189000 | 3.788348 | 0 | 0.124000 | 0 | WarrantyDurationParts | AccessibilityPerformance | CodePerformance | Color | Constituents | Grade | Material | ModelReference | NominalHeight | NominalLength | Shape | SustainabilityPerformance | WarrantyDurationLabor | FIXED | WarrantyGuarantorParts | ExpectedLife | ReplacementCost | NominalWidth | 23-25 40 11 11 11 | Metal-Framed Gypsum Board Fixed Partitions | 188257,188604,188605
380 | Second Floor | 208002,208019,208025,208178,208179,208180,208182 | 188544,188545 | 2 | 213933 | 205117 | New Construction | Second Floor | 0.000000 | F | 209256 | 32297 | 133299 | Basic Wall:Interior - Partition (92mm Stud) | 0 | Basic Wall:Interior - Partition (92mm Stud):128360 | Size | 187190 | 194926,194927,194928,194929,194930,194931,209244,209245,209246,209247 | Manufacturer | -0.102000 | 3NhaIUfh12PAdrGa$S3ymK | 1 | Basic Wall:Interior - Partition (92mm Stud):213933 |  | InstallationDate | 380 | WarrantyGuarantorLabor | F | ModelLabel | F | WarrantyDescription | F | F | ProductionYear | 0.000000 | F | 4.578000 | T | 0.000000 | Up to level: Roof - Main | Finish | 2 | 60.138804 | SerialNumber | WarrantyStartDate | BarCode | AssetIdentifier | Features | TagNumber | 0 | 13.758500 | 7.457212 | 0 | 0.124000 | 0 | WarrantyDurationParts | AccessibilityPerformance | CodePerformance | Color | Constituents | Grade | Material | ModelReference | NominalHeight | NominalLength | Shape | SustainabilityPerformance | WarrantyDurationLabor | FIXED | WarrantyGuarantorParts | ExpectedLife | ReplacementCost | NominalWidth | 23-25 40 11 11 11 | Metal-Framed Gypsum Board Fixed Partitions | 188196,189494
382 | Second Floor | 207869,207892,207893,207913,207914,207915,207916 | 189190 | 2 | 439929 |  | New Construction | Second Floor | 0.000000 | F | 209256 | 125858 | 134273 | Basic Wall:Interior - Partition (92mm Stud) | 0 | Basic Wall:Interior - Partition (92mm Stud):128360 | Size | 188012 | 203931,203932,203933,203934,203935,203936,209244,209245,209246,209247 | Manufacturer | -0.102000 | 197mqEVor8ZRDjVbXCppmt | 1 | Basic Wall:Interior - Partition (92mm Stud):439929 |  | InstallationDate | 382 | WarrantyGuarantorLabor | F | ModelLabel | F | WarrantyDescription | F | F | ProductionYear | 0.000000 | F | 4.578000 | T | 0.000000 | Up to level: Roof - Main | Finish | 2 | 17.194968 | SerialNumber | WarrantyStartDate | BarCode | AssetIdentifier | Features | TagNumber | 0 | 3.818000 | 2.132176 | 0 | 0.124000 | 0 | WarrantyDurationParts | AccessibilityPerformance | CodePerformance | Color | Constituents | Grade | Material | ModelReference | NominalHeight | NominalLength | Shape | SustainabilityPerformance | WarrantyDurationLabor | FIXED | WarrantyGuarantorParts | ExpectedLife | ReplacementCost | NominalWidth | 23-25 40 11 11 11 | Metal-Framed Gypsum Board Fixed Partitions | 188288,188337,188338,188861
415 | Second Floor |  | 188132,188216,188959,188965,189228,189229,190004 | 1 | 145802 |  | New Construction | Second Floor | 0.000000 | F | 209256 | 123452 | 132824 | Basic Wall:Exterior - Insul Panel on Mtl. Stud | 0 | Basic Wall:Exterior - Insul Panel on Mtl. Stud:130954 | Size | 186715 | 192179,192180,192181,192182,192183,192184,209211,209212,209213,209214 | Manufacturer | 0.457000 | 3LbNSBzHHBSuzhUUvuwASm | 1 | Basic Wall:Exterior - Insul Panel on Mtl. Stud:145802 |  | InstallationDate | 415 | WarrantyGuarantorLabor | F | ModelLabel | T | WarrantyDescription | F | F | ProductionYear | 0.000000 | F | 5.137000 | T | 0.000000 | Up to level: Roof - Main | Finish | 2 | 17.327101 | SerialNumber | WarrantyStartDate | BarCode | AssetIdentifier | Features | TagNumber | 0 | 3.483000 | 4.626336 | 1 | 0.267000 | 0 | WarrantyDurationParts | AccessibilityPerformance | CodePerformance | Color | Constituents | Grade | Material | ModelReference | NominalHeight | NominalLength | Shape | SustainabilityPerformance | WarrantyDurationLabor | FIXED | WarrantyGuarantorParts | ExpectedLife | ReplacementCost | NominalWidth | 23-25 30 24 21 | Metal Framed Structural Walls | 188899,189216,189224,189225
420 | Second Floor | 207702,207703,207808,207818,207819,207826,207827 | 188506,188811,189455 | 2 | 195163 |  | New Construction | Second Floor | 0.000000 | F | 209256 | 123734 | 133178 | Basic Wall:Interior - Partition (92mm Stud) | 0 | Basic Wall:Interior - Partition (92mm Stud):128360 | Size | 187069 | 194213,194214,194215,194216,194217,194218,209244,209245,209246,209247 | Manufacturer | -0.102000 | 3Egy$LBd99weR14rW4bt4f | 1 | Basic Wall:Interior - Partition (92mm Stud):195163 |  | InstallationDate | 420 | WarrantyGuarantorLabor | F | ModelLabel | F | WarrantyDescription | F | F | ProductionYear | 0.000000 | F | 4.578000 | T | 0.000000 | Up to level: Roof - Main | Finish | 2 | 26.625648 | SerialNumber | WarrantyStartDate | BarCode | AssetIdentifier | Features | TagNumber | 0 | 5.816000 | 3.301580 | 0 | 0.124000 | 0 | WarrantyDurationParts | AccessibilityPerformance | CodePerformance | Color | Constituents | Grade | Material | ModelReference | NominalHeight | NominalLength | Shape | SustainabilityPerformance | WarrantyDurationLabor | FIXED | WarrantyGuarantorParts | ExpectedLife | ReplacementCost | NominalWidth | 23-25 40 11 11 11 | Metal-Framed Gypsum Board Fixed Partitions | 189454
421 | Second Floor | 207707,207787,207794,207795,207796 | 188512,189630,189634,189951,190111 | 2 | 198442 |  | New Construction | Second Floor | 0.000000 | F | 209256 | 123750 | 133200 | Basic Wall:Interior - Partition (92mm Stud) | 0 | Basic Wall:Interior - Partition (92mm Stud):128360 | Size | 187091 | 194327,194328,194329,194330,194331,194332,209244,209245,209246,209247 | Manufacturer | -0.102000 | 3Egy$LBd99weR14rW4benO | 1 | Basic Wall:Interior - Partition (92mm Stud):198442 |  | InstallationDate | 421 | WarrantyGuarantorLabor | F | ModelLabel | F | WarrantyDescription | F | F | ProductionYear | 0.000000 | F | 4.578000 | T | 0.000000 | Up to level: Roof - Main | Finish | 2 | 33.813108 | SerialNumber | WarrantyStartDate | BarCode | AssetIdentifier | Features | TagNumber | 0 | 7.475000 | 4.192825 | 0 | 0.124000 | 0 | WarrantyDurationParts | AccessibilityPerformance | CodePerformance | Color | Constituents | Grade | Material | ModelReference | NominalHeight | NominalLength | Shape | SustainabilityPerformance | WarrantyDurationLabor | FIXED | WarrantyGuarantorParts | ExpectedLife | ReplacementCost | NominalWidth | 23-25 40 11 11 11 | Metal-Framed Gypsum Board Fixed Partitions | 189464
422 | Second Floor | 208252,208262,208287,208288,208289 | 188542,188543,188681,189116,189151 | 2 | 211765 |  | New Construction | Second Floor | 0.000000 | F | 209256 | 123832 | 133286 | Basic Wall:Interior - Partition (92mm Stud) | 0 | Basic Wall:Interior - Partition (92mm Stud):128360 | Size | 187177 | 194854,194855,194856,194857,194858,194859,209244,209245,209246,209247 | Manufacturer | -0.102000 | 3NhaIUfh12PAdrGa$S3xIC | 1 | Basic Wall:Interior - Partition (92mm Stud):211765 |  | InstallationDate | 422 | WarrantyGuarantorLabor | F | ModelLabel | F | WarrantyDescription | F | F | ProductionYear | 0.000000 | F | 4.578000 | T | 0.000000 | Up to level: Roof - Main | Finish | 2 | 14.998006 | SerialNumber | WarrantyStartDate | BarCode | AssetIdentifier | Features | TagNumber | 0 | 3.365104 | 1.859753 | 0 | 0.124000 | 0 | WarrantyDurationParts | AccessibilityPerformance | CodePerformance | Color | Constituents | Grade | Material | ModelReference | NominalHeight | NominalLength | Shape | SustainabilityPerformance | WarrantyDurationLabor | FIXED | WarrantyGuarantorParts | ExpectedLife | ReplacementCost | NominalWidth | 23-25 40 11 11 11 | Metal-Framed Gypsum Board Fixed Partitions | 188848
423 | Second Floor | 207958,207959,207984,208021,208022,208030 | 188552,188856,189655,189981 | 2 | 216832 |  | New Construction | Second Floor | 0.000000 | F | 209256 | 123850 | 133314 | Basic Wall:Interior - Partition (92mm Stud) | 0 | Basic Wall:Interior - Partition (92mm Stud):128360 | Size | 187205 | 195010,195011,195012,195013,195014,195015,209244,209245,209246,209247 | Manufacturer | -0.102000 | 3NhaIUfh12PAdrGa$S3y2v | 1 | Basic Wall:Interior - Partition (92mm Stud):216832 |  | InstallationDate | 423 | WarrantyGuarantorLabor | F | ModelLabel | F | WarrantyDescription | F | F | ProductionYear | 0.000000 | F | 4.578000 | T | 0.000000 | Up to level: Roof - Main | Finish | 2 | 24.940944 | SerialNumber | WarrantyStartDate | BarCode | AssetIdentifier | Features | TagNumber | 0 | 5.510000 | 3.092677 | 0 | 0.124000 | 0 | WarrantyDurationParts | AccessibilityPerformance | CodePerformance | Color | Constituents | Grade | Material | ModelReference | NominalHeight | NominalLength | Shape | SustainabilityPerformance | WarrantyDurationLabor | FIXED | WarrantyGuarantorParts | ExpectedLife | ReplacementCost | NominalWidth | 23-25 40 11 11 11 | Metal-Framed Gypsum Board Fixed Partitions | 188545
428 | Second Floor | 207968,208095,208096,208098,208760 | 189444,189446,189545 | 2 | 192339 | 205088 | New Construction | Second Floor | 0.000000 | F | 209256 | 32259 | 133155 | Basic Wall:Interior - Partition (92mm Stud) | 0 | Basic Wall:Interior - Partition (92mm Stud):128360 | Size | 187046 | 194075,194076,194077,194078,194079,194080,209244,209245,209246,209247 | Manufacturer | -0.102000 | 3Egy$LBd99weR14rW4bsGX | 1 | Basic Wall:Interior - Partition (92mm Stud):192339 |  | InstallationDate | 428 | WarrantyGuarantorLabor | F | ModelLabel | F | WarrantyDescription | F | F | ProductionYear | 0.000000 | F | 4.578000 | T | 0.000000 | Up to level: Roof - Main | Finish | 2 | 10.792542 | SerialNumber | WarrantyStartDate | BarCode | AssetIdentifier | Features | TagNumber | 0 | 2.784000 | 1.338275 | 0 | 0.124000 | 0 | WarrantyDurationParts | AccessibilityPerformance | CodePerformance | Color | Constituents | Grade | Material | ModelReference | NominalHeight | NominalLength | Shape | SustainabilityPerformance | WarrantyDurationLabor | FIXED | WarrantyGuarantorParts | ExpectedLife | ReplacementCost | NominalWidth | 23-25 40 11 11 11 | Metal-Framed Gypsum Board Fixed Partitions | 188027,189443
429 | Second Floor | 208064,208066,208371 | 188614,188630,189117,189141 | 2 | 215810 | 204964,205118 | New Construction | Second Floor | 0.000000 | F | 209256 | 28129 | 133307 | Basic Wall:Interior - Partition (92mm Stud) | 0 | Basic Wall:Interior - Partition (92mm Stud):128360 | Size | 187198 | 205543,205544,205545,205546,205547,205548,209244,209245,209246,209247 | Manufacturer | -0.102000 | 3NhaIUfh12PAdrGa$S3yIx | 1 | Basic Wall:Interior - Partition (92mm Stud):215810 |  | InstallationDate | 429 | WarrantyGuarantorLabor | F | ModelLabel | F | WarrantyDescription | F | F | ProductionYear | 0.000000 | F | 4.578000 | T | 0.000000 | Up to level: Roof - Main | Finish | 2 | 6.436242 | SerialNumber | WarrantyStartDate | BarCode | AssetIdentifier | Features | TagNumber | 0 | 1.834000 | 0.798094 | 0 | 0.124000 | 0 | WarrantyDurationParts | AccessibilityPerformance | CodePerformance | Color | Constituents | Grade | Material | ModelReference | NominalHeight | NominalLength | Shape | SustainabilityPerformance | WarrantyDurationLabor | FIXED | WarrantyGuarantorParts | ExpectedLife | ReplacementCost | NominalWidth | 23-25 40 11 11 11 | Metal-Framed Gypsum Board Fixed Partitions | 188030,188852
430 | Second Floor | 208214,208226,208227,208234,208311,208312 | 188264,188851 | 2 | 212840 | 205153 | New Construction | Second Floor | 0.000000 | F | 209256 | 32346 | 133293 | Basic Wall:Interior - Partition (92mm Stud) | 0 | Basic Wall:Interior - Partition (92mm Stud):128360 | Size | 187184 | 194890,194891,194892,194893,194894,194895,209244,209245,209246,209247 | Manufacturer | -0.102000 | 3NhaIUfh12PAdrGa$S3x3H | 1 | Basic Wall:Interior - Partition (92mm Stud):212840 |  | InstallationDate | 430 | WarrantyGuarantorLabor | F | ModelLabel | F | WarrantyDescription | F | F | ProductionYear | 0.000000 | F | 4.578000 | T | 0.000000 | Up to level: Roof - Main | Finish | 2 | 33.343770 | SerialNumber | WarrantyStartDate | BarCode | AssetIdentifier | Features | TagNumber | 0 | 7.834000 | 4.134627 | 0 | 0.124000 | 0 | WarrantyDurationParts | AccessibilityPerformance | CodePerformance | Color | Constituents | Grade | Material | ModelReference | NominalHeight | NominalLength | Shape | SustainabilityPerformance | WarrantyDurationLabor | FIXED | WarrantyGuarantorParts | ExpectedLife | ReplacementCost | NominalWidth | 23-25 40 11 11 11 | Metal-Framed Gypsum Board Fixed Partitions | 188263,188540
431 | Second Floor | 207638,207654,207656,208042 | 188817,189541,189631,189978 | 2 | 198725 | 205112,205168 | New Construction | Second Floor | 0.000000 | F | 209256 | 28133 | 133203 | Basic Wall:Interior - Partition (92mm Stud) | 0 | Basic Wall:Interior - Partition (92mm Stud):128360 | Size | 187094 | 194345,194346,194347,194348,194349,194350,209244,209245,209246,209247 | Manufacturer | -0.102000 | 3Egy$LBd99weR14rW4beCt | 1 | Basic Wall:Interior - Partition (92mm Stud):198725 |  | InstallationDate | 431 | WarrantyGuarantorLabor | F | ModelLabel | F | WarrantyDescription | F | F | ProductionYear | 0.000000 | F | 4.578000 | T | 0.000000 | Up to level: Roof - Main | Finish | 2 | 12.677660 | SerialNumber | WarrantyStartDate | BarCode | AssetIdentifier | Features | TagNumber | 0 | 3.740501 | 1.565985 | 0 | 0.124000 | 0 | WarrantyDurationParts | AccessibilityPerformance | CodePerformance | Color | Constituents | Grade | Material | ModelReference | NominalHeight | NominalLength | Shape | SustainabilityPerformance | WarrantyDurationLabor | FIXED | WarrantyGuarantorParts | ExpectedLife | ReplacementCost | NominalWidth | 23-25 40 11 11 11 | Metal-Framed Gypsum Board Fixed Partitions | 189466
436 | Second Floor | 208541,208556,208572,208573 | 189186 | 2 | 399102 |  | New Construction | Second Floor | 0.000000 | F | 209256 | 125689 | 134194 | Basic Wall:Interior - Partition (92mm Stud) | 0 | Basic Wall:Interior - Partition (92mm Stud):128360 | Size | 187984 | 203409,203410,203411,203412,203413,203414,209244,209245,209246,209247 | Manufacturer | 3.353200 | 0lHL5LPIr3RuynIxjjrPZ6 | 1 | Basic Wall:Interior - Partition (92mm Stud):399102 |  | InstallationDate | 436 | WarrantyGuarantorLabor | F | ModelLabel | F | WarrantyDescription | F | F | ProductionYear | 0.000000 | F | 3.353200 | T | 0.000000 | Up to level: Second Floor | Finish | 2 | 20.314519 | SerialNumber | WarrantyStartDate | BarCode | AssetIdentifier | Features | TagNumber | 0 | 6.093248 | 2.519000 | 0 | 0.124000 | 0 | WarrantyDurationParts | AccessibilityPerformance | CodePerformance | Color | Constituents | Grade | Material | ModelReference | NominalHeight | NominalLength | Shape | SustainabilityPerformance | WarrantyDurationLabor | FIXED | WarrantyGuarantorParts | ExpectedLife | ReplacementCost | NominalWidth | 23-25 40 11 11 11 | Metal-Framed Gypsum Board Fixed Partitions | 188050,188051,188335,188823,189639,189975
438 | Second Floor | 207651,208045,208054,208055 | 188586 | 2 | 391583 | 205319 | New Construction | Second Floor | 0.000000 | F | 209256 | 32501 | 134133 | Basic Wall:Interior - Partition (92mm Stud) | 0 | Basic Wall:Interior - Partition (92mm Stud):128360 | Size | 187921 | 203034,203035,203036,203037,203038,203039,209244,209245,209246,209247 | Manufacturer | -0.102000 | 2d8HbdSu9Fr9Na0iagzNLT | 1 | Basic Wall:Interior - Partition (92mm Stud):391583 |  | InstallationDate | 438 | WarrantyGuarantorLabor | F | ModelLabel | F | WarrantyDescription | F | F | ProductionYear | 0.000000 | F | 4.578000 | T | 0.000000 | Up to level: Roof - Main | Finish | 2 | 11.904996 | SerialNumber | WarrantyStartDate | BarCode | AssetIdentifier | Features | TagNumber | 0 | 3.119000 | 1.476220 | 0 | 0.124000 | 0 | WarrantyDurationParts | AccessibilityPerformance | CodePerformance | Color | Constituents | Grade | Material | ModelReference | NominalHeight | NominalLength | Shape | SustainabilityPerformance | WarrantyDurationLabor | FIXED | WarrantyGuarantorParts | ExpectedLife | ReplacementCost | NominalWidth | 23-25 40 11 11 11 | Metal-Framed Gypsum Board Fixed Partitions | 188048,188695,188866,189635,189939
439 | Second Floor | 208204,208211,208304,208306 | 188683,189155 | 2 | 386945 | 205322,205323 | New Construction | Second Floor | 0.000000 | F | 209256 | 28155 | 134077 | Basic Wall:Interior - Partition (92mm Stud) | 0 | Basic Wall:Interior - Partition (92mm Stud):128360 | Size | 187867 | 202702,202703,202704,202705,202706,202707,209244,209245,209246,209247 | Manufacturer | -0.102000 | 2d8HbdSu9Fr9Na0iagzMj3 | 1 | Basic Wall:Interior - Partition (92mm Stud):386945 |  | InstallationDate | 439 | WarrantyGuarantorLabor | F | ModelLabel | F | WarrantyDescription | F | F | ProductionYear | 0.000000 | F | 4.578000 | T | 0.000000 | Up to level: Roof - Main | Finish | 2 | 24.730170 | SerialNumber | WarrantyStartDate | BarCode | AssetIdentifier | Features | TagNumber | 0 | 6.309000 | 3.066541 | 0 | 0.124000 | 0 | WarrantyDurationParts | AccessibilityPerformance | CodePerformance | Color | Constituents | Grade | Material | ModelReference | NominalHeight | NominalLength | Shape | SustainabilityPerformance | WarrantyDurationLabor | FIXED | WarrantyGuarantorParts | ExpectedLife | ReplacementCost | NominalWidth | 23-25 40 11 11 11 | Metal-Framed Gypsum Board Fixed Partitions | 188327,189154,190100
478 | Second Floor | 207647,207648,208567 | 188823,189113,189184,189638,189673,189863,190087 | 2 | 202661 |  | New Construction | Second Floor | 0.000000 | F | 209256 | 123785 | 133221 | Basic Wall:Interior - Partition (92mm Stud) | 0 | Basic Wall:Interior - Partition (92mm Stud):128360 | Size | 187112 | 194500,194501,194502,194503,194504,194505,209244,209245,209246,209247 | Manufacturer | 3.000000 | 3Egy$LBd99weR14rW4bfpN | 1 | Basic Wall:Interior - Partition (92mm Stud):202661 |  | InstallationDate | 478 | WarrantyGuarantorLabor | F | ModelLabel | F | WarrantyDescription | F | F | ProductionYear | 0.000000 | F | 3.000000 | T | 0.000000 | Up to level: Second Floor | Finish | 2 | 3.132895 | SerialNumber | WarrantyStartDate | BarCode | AssetIdentifier | Features | TagNumber | 0 | 1.044298 | 0.388479 | 0 | 0.124000 | 0 | WarrantyDurationParts | AccessibilityPerformance | CodePerformance | Color | Constituents | Grade | Material | ModelReference | NominalHeight | NominalLength | Shape | SustainabilityPerformance | WarrantyDurationLabor | FIXED | WarrantyGuarantorParts | ExpectedLife | ReplacementCost | NominalWidth | 23-25 40 11 11 11 | Metal-Framed Gypsum Board Fixed Partitions
479 | Second Floor | 208426,208587,208597,208598 | 188529,189646,189647,189916,190105 | 2 | 208377 |  | New Construction | Second Floor | 0.000000 | F | 209256 | 123811 | 133260 | Basic Wall:Interior - Partition (92mm Stud) | 0 | Basic Wall:Interior - Partition (92mm Stud):128360 | Size | 187151 | 194710,194711,194712,194713,194714,194715,209244,209245,209246,209247 | Manufacturer | -0.102000 | 3Egy$LBd99weR14rW4bgQB | 1 | Basic Wall:Interior - Partition (92mm Stud):208377 |  | InstallationDate | 479 | WarrantyGuarantorLabor | F | ModelLabel | F | WarrantyDescription | F | F | ProductionYear | 0.000000 | F | 4.578000 | T | 0.000000 | Up to level: Roof - Main | Finish | 2 | 17.808420 | SerialNumber | WarrantyStartDate | BarCode | AssetIdentifier | Features | TagNumber | 0 | 3.855000 | 2.208244 | 0 | 0.124000 | 0 | WarrantyDurationParts | AccessibilityPerformance | CodePerformance | Color | Constituents | Grade | Material | ModelReference | NominalHeight | NominalLength | Shape | SustainabilityPerformance | WarrantyDurationLabor | FIXED | WarrantyGuarantorParts | ExpectedLife | ReplacementCost | NominalWidth | 23-25 40 11 11 11 | Metal-Framed Gypsum Board Fixed Partitions | 189488
480 | Second Floor | 208046,208053 | 188559,188694,188866,188867,188868,189671,190114 | 2 | 219536 |  | New Construction | Second Floor | 0.000000 | F | 209256 | 123872 | 133338 | Basic Wall:Interior - Plumbing (152mm Stud) | 0 | Basic Wall:Interior - Plumbing (152mm Stud):128382 | Size | 187229 | 195142,195143,195144,195145,195146,195147,209106,209107,209108,209109 | Manufacturer | -0.102000 | 3NhaIUfh12PAdrGa$S3zOf | 1 | Basic Wall:Interior - Plumbing (152mm Stud):219536 |  | InstallationDate | 480 | WarrantyGuarantorLabor | F | ModelLabel | F | WarrantyDescription | F | F | ProductionYear | 0.000000 | F | 4.578000 | T | 0.000000 | Up to level: Roof - Main | Finish | 2 | 30.643471 | SerialNumber | WarrantyStartDate | BarCode | AssetIdentifier | Features | TagNumber | 0 | 6.693637 | 5.608916 | 0 | 0.184000 | 0 | WarrantyDurationParts | AccessibilityPerformance | CodePerformance | Color | Constituents | Grade | Material | ModelReference | NominalHeight | NominalLength | Shape | SustainabilityPerformance | WarrantyDurationLabor | FIXED | WarrantyGuarantorParts | ExpectedLife | ReplacementCost | NominalWidth | 23-25 40 11 11 11 | Metal-Framed Gypsum Board Fixed Partitions | 189507
482 | Second Floor | 207670,207672,207790 | 188658,188697,188810,189110,189180,189566 | 2 | 194732 | 205108 | New Construction | Second Floor | 0.000000 | F | 209256 | 32283 | 133172 | Basic Wall:Interior - Partition (92mm Stud) | 0 | Basic Wall:Interior - Partition (92mm Stud):128360 | Size | 187063 | 194177,194178,194179,194180,194181,194182,209244,209245,209246,209247 | Manufacturer | -0.102000 | 3Egy$LBd99weR14rW4btFU | 1 | Basic Wall:Interior - Partition (92mm Stud):194732 |  | InstallationDate | 482 | WarrantyGuarantorLabor | F | ModelLabel | F | WarrantyDescription | F | F | ProductionYear | 0.000000 | F | 4.578000 | T | 0.000000 | Up to level: Roof - Main | Finish | 2 | 11.415036 | SerialNumber | WarrantyStartDate | BarCode | AssetIdentifier | Features | TagNumber | 0 | 2.946975 | 1.415464 | 0 | 0.124000 | 0 | WarrantyDurationParts | AccessibilityPerformance | CodePerformance | Color | Constituents | Grade | Material | ModelReference | NominalHeight | NominalLength | Shape | SustainabilityPerformance | WarrantyDurationLabor | FIXED | WarrantyGuarantorParts | ExpectedLife | ReplacementCost | NominalWidth | 23-25 40 11 11 11 | Metal-Framed Gypsum Board Fixed Partitions
483 | Second Floor | 208404,208406,208574,208581 | 188261,188528,188943,189026 | 2 | 207601 | 205151,205152 | New Construction | Second Floor | 0.000000 | F | 209256 | 28131 | 133257 | Basic Wall:Interior - Partition (92mm Stud) | 0 | Basic Wall:Interior - Partition (92mm Stud):128360 | Size | 187148 | 194692,194693,194694,194695,194696,194697,209244,209245,209246,209247 | Manufacturer | -0.102000 | 3Egy$LBd99weR14rW4bg63 | 1 | Basic Wall:Interior - Partition (92mm Stud):207601 |  | InstallationDate | 483 | WarrantyGuarantorLabor | F | ModelLabel | F | WarrantyDescription | F | F | ProductionYear | 0.000000 | F | 4.578000 | T | 0.000000 | Up to level: Roof - Main | Finish | 2 | 33.643536 | SerialNumber | WarrantyStartDate | BarCode | AssetIdentifier | Features | TagNumber | 0 | 8.326000 | 4.171798 | 0 | 0.124000 | 0 | WarrantyDurationParts | AccessibilityPerformance | CodePerformance | Color | Constituents | Grade | Material | ModelReference | NominalHeight | NominalLength | Shape | SustainabilityPerformance | WarrantyDurationLabor | FIXED | WarrantyGuarantorParts | ExpectedLife | ReplacementCost | NominalWidth | 23-25 40 11 11 11 | Metal-Framed Gypsum Board Fixed Partitions
488 | Second Floor | 208701,208702,208703 | 188703 | 2 | 379260 | 205248 | New Construction | Second Floor | 0.000000 | F | 209256 | 32447 | 134029 | Basic Wall:Interior - Partition (92mm Stud) | 0 | Basic Wall:Interior - Partition (92mm Stud):128360 | Size | 187819 | 205647,205648,205649,205650,205651,205652,209244,209245,209246,209247 | Manufacturer | -0.102000 | 2j55VthSj3Lu0J6fyrpHlW | 1 | Basic Wall:Interior - Partition (92mm Stud):379260 |  | InstallationDate | 488 | WarrantyGuarantorLabor | F | ModelLabel | F | WarrantyDescription | F | F | ProductionYear | 0.000000 | F | 4.578000 | T | 0.000000 | Up to level: Roof - Main | Finish | 0 | 15.847429 | SerialNumber | WarrantyStartDate | BarCode | AssetIdentifier | Features | TagNumber | 0 | 6.128248 | 1.965081 | 0 | 0.124000 | 0 | WarrantyDurationParts | AccessibilityPerformance | CodePerformance | Color | Constituents | Grade | Material | ModelReference | NominalHeight | NominalLength | Shape | SustainabilityPerformance | WarrantyDurationLabor | FIXED | WarrantyGuarantorParts | ExpectedLife | ReplacementCost | NominalWidth | 23-25 40 11 11 11 | Metal-Framed Gypsum Board Fixed Partitions | 188282,189139,189673,189864,190087
489 | Second Floor | 207856,207878,208051,208052 | 188889 | 2 | 391540 |  | New Construction | Second Floor | 0.000000 | F | 209256 | 125625 | 134132 | Basic Wall:Interior - Partition (92mm Stud) | 0 | Basic Wall:Interior - Partition (92mm Stud):128360 | Size | 187920 | 203028,203029,203030,203031,203032,203033,209244,209245,209246,209247 | Manufacturer | -0.102000 | 2d8HbdSu9Fr9Na0iagzNMs | 1 | Basic Wall:Interior - Partition (92mm Stud):391540 |  | InstallationDate | 489 | WarrantyGuarantorLabor | F | ModelLabel | F | WarrantyDescription | F | F | ProductionYear | 0.000000 | F | 4.578000 | T | 0.000000 | Up to level: Roof - Main | Finish | 2 | 14.155176 | SerialNumber | WarrantyStartDate | BarCode | AssetIdentifier | Features | TagNumber | 0 | 3.119000 | 1.755242 | 0 | 0.124000 | 0 | WarrantyDurationParts | AccessibilityPerformance | CodePerformance | Color | Constituents | Grade | Material | ModelReference | NominalHeight | NominalLength | Shape | SustainabilityPerformance | WarrantyDurationLabor | FIXED | WarrantyGuarantorParts | ExpectedLife | ReplacementCost | NominalWidth | 23-25 40 11 11 11 | Metal-Framed Gypsum Board Fixed Partitions | 188330,188694,188865,189660,189938
491 | Second Floor | 207976,207977,207995,208010,208011,208752 | 188331 | 2 | 234588 | 205313 | New Construction | Second Floor | 0.000000 | F | 209256 | 32494 | 133484 | Basic Wall:Interior - Partition (92mm Stud) | 0 | Basic Wall:Interior - Partition (92mm Stud):128360 | Size | 187241 | 196003,196004,196005,196006,196007,196008,209244,209245,209246,209247 | Manufacturer | -0.102000 | 35QeWibpT4DfyH3NIf2o87 | 1 | Basic Wall:Interior - Partition (92mm Stud):234588 |  | InstallationDate | 491 | WarrantyGuarantorLabor | F | ModelLabel | F | WarrantyDescription | F | F | ProductionYear | 0.000000 | F | 4.578000 | T | 0.000000 | Up to level: Roof - Main | Finish | 2 | 22.516800 | SerialNumber | WarrantyStartDate | BarCode | AssetIdentifier | Features | TagNumber | 0 | 5.372000 | 2.792083 | 0 | 0.124000 | 0 | WarrantyDurationParts | AccessibilityPerformance | CodePerformance | Color | Constituents | Grade | Material | ModelReference | NominalHeight | NominalLength | Shape | SustainabilityPerformance | WarrantyDurationLabor | FIXED | WarrantyGuarantorParts | ExpectedLife | ReplacementCost | NominalWidth | 23-25 40 11 11 11 | Metal-Framed Gypsum Board Fixed Partitions | 188268,188269
505 | Second Floor | 208829 | 189225,189226,189227,189559,190000 | 1 | 145747 |  | New Construction | Second Floor | 0.000000 | F | 209256 | 123451 | 132823 | Basic Wall:Exterior - Insul Panel on Mtl. Stud | 0 | Basic Wall:Exterior - Insul Panel on Mtl. Stud:130954 | Size | 186714 | 192173,192174,192175,192176,192177,192178,209211,209212,209213,209214 | Manufacturer | 0.457000 | 3LbNSBzHHBSuzhUUvuwAVf | 1 | Basic Wall:Exterior - Insul Panel on Mtl. Stud:145747 |  | InstallationDate | 505 | WarrantyGuarantorLabor | F | ModelLabel | T | WarrantyDescription | F | F | ProductionYear | 0.000000 | F | 5.137000 | T | 0.000000 | Up to level: Roof - Main | Finish | 2 | 30.901938 | SerialNumber | WarrantyStartDate | BarCode | AssetIdentifier | Features | TagNumber | 0 | 6.015561 | 8.250818 | 1 | 0.267000 | 0 | WarrantyDurationParts | AccessibilityPerformance | CodePerformance | Color | Constituents | Grade | Material | ModelReference | NominalHeight | NominalLength | Shape | SustainabilityPerformance | WarrantyDurationLabor | FIXED | WarrantyGuarantorParts | ExpectedLife | ReplacementCost | NominalWidth | 23-25 30 24 21 | Metal Framed Structural Walls | 189218,189223,189513
518 | Second Floor | 208531,208538,208669,208670,208671 | 188535,188845 | 2 | 209581 |  | New Construction | Second Floor | 0.000000 | F | 209256 | 123820 | 133271 | Basic Wall:Interior - Partition (92mm Stud) | 0 | Basic Wall:Interior - Partition (92mm Stud):128360 | Size | 187162 | 194776,194777,194778,194779,194780,194781,209244,209245,209246,209247 | Manufacturer | -0.102000 | 3NhaIUfh12PAdrGa$S3xqK | 1 | Basic Wall:Interior - Partition (92mm Stud):209581 |  | InstallationDate | 518 | WarrantyGuarantorLabor | F | ModelLabel | F | WarrantyDescription | F | F | ProductionYear | 0.000000 | F | 4.578000 | T | 0.000000 | Up to level: Roof - Main | Finish | 2 | 17.405556 | SerialNumber | WarrantyStartDate | BarCode | AssetIdentifier | Features | TagNumber | 0 | 3.926000 | 2.158289 | 0 | 0.124000 | 0 | WarrantyDurationParts | AccessibilityPerformance | CodePerformance | Color | Constituents | Grade | Material | ModelReference | NominalHeight | NominalLength | Shape | SustainabilityPerformance | WarrantyDurationLabor | FIXED | WarrantyGuarantorParts | ExpectedLife | ReplacementCost | NominalWidth | 23-25 40 11 11 11 | Metal-Framed Gypsum Board Fixed Partitions | 188520,188844
519 | Second Floor | 208202,208208,208220,208228 | 188549,188550 | 2 | 214891 |  | New Construction | Second Floor | 0.000000 | F | 209256 | 123842 | 133304 | Basic Wall:Interior - Partition (92mm Stud) | 0 | Basic Wall:Interior - Partition (92mm Stud):128360 | Size | 187195 | 194956,194957,194958,194959,194960,194961,209244,209245,209246,209247 | Manufacturer | -0.102000 | 3NhaIUfh12PAdrGa$S3yZI | 1 | Basic Wall:Interior - Partition (92mm Stud):214891 |  | InstallationDate | 519 | WarrantyGuarantorLabor | F | ModelLabel | F | WarrantyDescription | F | F | ProductionYear | 0.000000 | F | 4.578000 | T | 0.000000 | Up to level: Roof - Main | Finish | 2 | 62.576682 | SerialNumber | WarrantyStartDate | BarCode | AssetIdentifier | Features | TagNumber | 0 | 13.864500 | 7.759509 | 0 | 0.124000 | 0 | WarrantyDurationParts | AccessibilityPerformance | CodePerformance | Color | Constituents | Grade | Material | ModelReference | NominalHeight | NominalLength | Shape | SustainabilityPerformance | WarrantyDurationLabor | FIXED | WarrantyGuarantorParts | ExpectedLife | ReplacementCost | NominalWidth | 23-25 40 11 11 11 | Metal-Framed Gypsum Board Fixed Partitions | 188197,188264,188547
520 | Second Floor | 207910,207924,208037,208038,208039 | 188267 | 2 | 218539 |  | New Construction | Second Floor | 0.000000 | F | 209256 | 123863 | 133329 | Basic Wall:Interior - Partition (92mm Stud) | 0 | Basic Wall:Interior - Partition (92mm Stud):128360 | Size | 187220 | 195100,195101,195102,195103,195104,195105,209244,209245,209246,209247 | Manufacturer | -0.102000 | 3NhaIUfh12PAdrGa$S3zeI | 1 | Basic Wall:Interior - Partition (92mm Stud):218539 |  | InstallationDate | 520 | WarrantyGuarantorLabor | F | ModelLabel | F | WarrantyDescription | F | F | ProductionYear | 0.000000 | F | 4.578000 | T | 0.000000 | Up to level: Roof - Main | Finish | 2 | 19.850208 | SerialNumber | WarrantyStartDate | BarCode | AssetIdentifier | Features | TagNumber | 0 | 4.460000 | 2.461426 | 0 | 0.124000 | 0 | WarrantyDurationParts | AccessibilityPerformance | CodePerformance | Color | Constituents | Grade | Material | ModelReference | NominalHeight | NominalLength | Shape | SustainabilityPerformance | WarrantyDurationLabor | FIXED | WarrantyGuarantorParts | ExpectedLife | ReplacementCost | NominalWidth | 23-25 40 11 11 11 | Metal-Framed Gypsum Board Fixed Partitions | 188032,188266,188556
530 | Second Floor | 208397,208398,208682 | 188525,189569,189661,190095 | 0 | 207426 | 205163 | New Construction | Second Floor | 0.000000 | F | 209256 | 32360 | 133254 | Basic Wall:Interior - Rated 1-HR (92mm Stud) | 0 | Basic Wall:Interior - Rated 1-HR (92mm Stud):128426 | Size | 187145 | 194674,194675,194676,194677,194678,194679,209185,209186,209187,209188 | Manufacturer | -0.102000 | 3Egy$LBd99weR14rW4bg4m | 1 | Basic Wall:Interior - Rated 1-HR (92mm Stud):207426 |  | InstallationDate | 530 | WarrantyGuarantorLabor | F | ModelLabel | F | WarrantyDescription | F | F | ProductionYear | 0.000000 | F | 4.578000 | T | 0.000000 | Up to level: Roof - Main | Finish | 2 | 10.540752 | SerialNumber | WarrantyStartDate | BarCode | AssetIdentifier | Features | TagNumber | 0 | 2.924500 | 1.307053 | 0 | 0.124000 | 8421504 | WarrantyDurationParts | AccessibilityPerformance | CodePerformance | Color | Constituents | Grade | Material | ModelReference | NominalHeight | NominalLength | Shape | SustainabilityPerformance | WarrantyDurationLabor | FIXED | WarrantyGuarantorParts | ExpectedLife | ReplacementCost | NominalWidth | 23-25 40 11 11 11 | Metal-Framed Gypsum Board Fixed Partitions | 188102 | 1 HR | Solid fill | 1 HR
532 | Second Floor | 208507,208508 | 188875,189577,189584,189696,189862 | 1 | 293670 | 205227 | New Construction | Second Floor | 0.000000 | F | 209256 | 32431 | 133695 | Basic Wall:Exterior - Insul Panel on Mtl. Stud | 0 | Basic Wall:Exterior - Insul Panel on Mtl. Stud:130954 | Size | 187513 | 205585,205586,205587,205588,205589,205590,209211,209212,209213,209214 | Manufacturer | 2.640000 | 3HTaABdDX3C9_tlUJXtk_j | 1 | Basic Wall:Exterior - Insul Panel on Mtl. Stud:293670 |  | InstallationDate | 532 | WarrantyGuarantorLabor | F | ModelLabel | T | WarrantyDescription | F | F | ProductionYear | 0.000000 | F | 2.640000 | T | 0.000000 | Up to level: Second Floor | Finish | 2 | 7.417637 | SerialNumber | WarrantyStartDate | BarCode | AssetIdentifier | Features | TagNumber | 0 | 2.744500 | 1.980509 | 1 | 0.267000 | 0 | WarrantyDurationParts | AccessibilityPerformance | CodePerformance | Color | Constituents | Grade | Material | ModelReference | NominalHeight | NominalLength | Shape | SustainabilityPerformance | WarrantyDurationLabor | FIXED | WarrantyGuarantorParts | ExpectedLife | ReplacementCost | NominalWidth | 23-25 30 24 21 | Metal Framed Structural Walls | 188087
541 | Second Floor | 208124,208129,208136 | 189868 | 0 | 379701 |  | New Construction | Second Floor | 0.000000 | F | 209256 | 125404 | 134032 | Basic Wall:Interior - Furring (38 mm Stud) | 0 | Basic Wall:Interior - Furring (38 mm Stud):128404 | Size | 187822 | 202085,202086,202087,202088,202089,202090,209240,209241,209242,209243 | Manufacturer | -0.102000 | 2j55VthSj3Lu0J6fyrpHcf | 1 | Basic Wall:Interior - Furring (38 mm Stud):379701 |  | InstallationDate | 541 | WarrantyGuarantorLabor | F | ModelLabel | F | WarrantyDescription | F | F | ProductionYear | 0.000000 | F | 4.578000 | T | 0.000000 | Up to level: Roof - Main | Finish | 3 | 32.183340 | SerialNumber | WarrantyStartDate | BarCode | AssetIdentifier | Features | TagNumber | 0 | 7.030000 | 1.737900 | 0 | 0.054000 | 0 | WarrantyDurationParts | AccessibilityPerformance | CodePerformance | Color | Constituents | Grade | Material | ModelReference | NominalHeight | NominalLength | Shape | SustainabilityPerformance | WarrantyDurationLabor | FIXED | WarrantyGuarantorParts | ExpectedLife | ReplacementCost | NominalWidth | 23-25 40 11 11 11 | Metal-Framed Gypsum Board Fixed Partitions | 188045,188323,189112,189140,189867
542 | Second Floor | 207720,207721 | 188886 | 1 | 384376 | 205257 | New Construction | Second Floor | 0.000000 | F | 209256 | 32452 | 134047 | Basic Wall:Exterior - Insul Panel on Mtl. Stud | 0 | Basic Wall:Exterior - Insul Panel on Mtl. Stud:130954 | Size | 187837 | 205677,205678,205679,205680,205681,205682,209211,209212,209213,209214 | Manufacturer | 2.640000 | 2j55VthSj3Lu0J6fyrpG$a | 1 | Basic Wall:Exterior - Insul Panel on Mtl. Stud:384376 |  | InstallationDate | 542 | WarrantyGuarantorLabor | F | ModelLabel | T | WarrantyDescription | F | F | ProductionYear | 0.000000 | F | 2.640000 | T | 0.000000 | Up to level: Second Floor | Finish | 2 | 7.390464 | SerialNumber | WarrantyStartDate | BarCode | AssetIdentifier | Features | TagNumber | 0 | 2.744500 | 1.973254 | 1 | 0.267000 | 0 | WarrantyDurationParts | AccessibilityPerformance | CodePerformance | Color | Constituents | Grade | Material | ModelReference | NominalHeight | NominalLength | Shape | SustainabilityPerformance | WarrantyDurationLabor | FIXED | WarrantyGuarantorParts | ExpectedLife | ReplacementCost | NominalWidth | 23-25 30 24 21 | Metal Framed Structural Walls | 188084,189119,189149,189699,190094
543 | Second Floor | 207972,207980 |  | 0 | 394831 |  | New Construction | Second Floor | 0.000000 | F | 209256 | 125667 | 134174 | Basic Wall:Interior - Furring (38 mm Stud) | 0 | Basic Wall:Interior - Furring (38 mm Stud):128404 | Size | 187962 | 203279,203280,203281,203282,203283,203284,209240,209241,209242,209243 | Manufacturer | -0.102000 | 2d8HbdSu9Fr9Na0iagzegD | 1 | Basic Wall:Interior - Furring (38 mm Stud):394831 |  | InstallationDate | 543 | WarrantyGuarantorLabor | F | ModelLabel | F | WarrantyDescription | F | F | ProductionYear | 0.000000 | F | 4.578000 | T | 0.000000 | Up to level: Roof - Main | Finish | 3 | 11.683056 | SerialNumber | WarrantyStartDate | BarCode | AssetIdentifier | Features | TagNumber | 0 | 2.641000 | 0.630885 | 0 | 0.054000 | 0 | WarrantyDurationParts | AccessibilityPerformance | CodePerformance | Color | Constituents | Grade | Material | ModelReference | NominalHeight | NominalLength | Shape | SustainabilityPerformance | WarrantyDurationLabor | FIXED | WarrantyGuarantorParts | ExpectedLife | ReplacementCost | NominalWidth | 23-25 40 11 11 11 | Metal-Framed Gypsum Board Fixed Partitions | 188049,188332,189439,189441,189966,190112,190113
544 | Second Floor | 207935,207952,207953 | 189968 | 0 | 394996 |  | New Construction | Second Floor | 0.000000 | F | 209256 | 125668 | 134175 | Basic Wall:Interior - Furring (38 mm Stud) | 0 | Basic Wall:Interior - Furring (38 mm Stud):128404 | Size | 187963 | 203285,203286,203287,203288,203289,203290,209240,209241,209242,209243 | Manufacturer | -0.102000 | 2d8HbdSu9Fr9Na0iagzees | 1 | Basic Wall:Interior - Furring (38 mm Stud):394996 |  | InstallationDate | 544 | WarrantyGuarantorLabor | F | ModelLabel | F | WarrantyDescription | F | F | ProductionYear | 0.000000 | F | 4.578000 | T | 0.000000 | Up to level: Roof - Main | Finish | 3 | 14.402388 | SerialNumber | WarrantyStartDate | BarCode | AssetIdentifier | Features | TagNumber | 0 | 3.181000 | 0.777729 | 0 | 0.054000 | 0 | WarrantyDurationParts | AccessibilityPerformance | CodePerformance | Color | Constituents | Grade | Material | ModelReference | NominalHeight | NominalLength | Shape | SustainabilityPerformance | WarrantyDurationLabor | FIXED | WarrantyGuarantorParts | ExpectedLife | ReplacementCost | NominalWidth | 23-25 40 11 11 11 | Metal-Framed Gypsum Board Fixed Partitions | 188333,188657,188698,189445,189967
545 | Second Floor | 208365,208765 | 188684,189160,189907,189914,190104 | 2 | 387394 | 205324,205325 | New Construction | Second Floor | 0.000000 | F | 209256 | 28156 | 134082 | Basic Wall:Interior - Partition (92mm Stud) | 0 | Basic Wall:Interior - Partition (92mm Stud):128360 | Size | 187872 | 202732,202733,202734,202735,202736,202737,209244,209245,209246,209247 | Manufacturer | -0.102000 | 2d8HbdSu9Fr9Na0iagzMM0 | 1 | Basic Wall:Interior - Partition (92mm Stud):387394 |  | InstallationDate | 545 | WarrantyGuarantorLabor | F | ModelLabel | F | WarrantyDescription | F | F | ProductionYear | 0.000000 | F | 4.578000 | T | 0.000000 | Up to level: Roof - Main | Finish | 2 | 21.960480 | SerialNumber | WarrantyStartDate | BarCode | AssetIdentifier | Features | TagNumber | 0 | 5.739000 | 2.723100 | 0 | 0.124000 | 0 | WarrantyDurationParts | AccessibilityPerformance | CodePerformance | Color | Constituents | Grade | Material | ModelReference | NominalHeight | NominalLength | Shape | SustainabilityPerformance | WarrantyDurationLabor | FIXED | WarrantyGuarantorParts | ExpectedLife | ReplacementCost | NominalWidth | 23-25 40 11 11 11 | Metal-Framed Gypsum Board Fixed Partitions
579 | Second Floor | 207947,208102,208103 | 188938,188948,189445,189967 | 2 | 192577 |  | New Construction | Second Floor | 0.000000 | F | 209256 | 123716 | 133156 | Basic Wall:Interior - Partition (92mm Stud) | 0 | Basic Wall:Interior - Partition (92mm Stud):128360 | Size | 187047 | 194081,194082,194083,194084,194085,194086,209244,209245,209246,209247 | Manufacturer | -0.102000 | 3Egy$LBd99weR14rW4btip | 1 | Basic Wall:Interior - Partition (92mm Stud):192577 |  | InstallationDate | 579 | WarrantyGuarantorLabor | F | ModelLabel | F | WarrantyDescription | F | F | ProductionYear | 0.000000 | F | 4.578000 | T | 0.000000 | Up to level: Roof - Main | Finish | 2 | 13.807248 | SerialNumber | WarrantyStartDate | BarCode | AssetIdentifier | Features | TagNumber | 0 | 3.140000 | 1.712099 | 0 | 0.124000 | 0 | WarrantyDurationParts | AccessibilityPerformance | CodePerformance | Color | Constituents | Grade | Material | ModelReference | NominalHeight | NominalLength | Shape | SustainabilityPerformance | WarrantyDurationLabor | FIXED | WarrantyGuarantorParts | ExpectedLife | ReplacementCost | NominalWidth | 23-25 40 11 11 11 | Metal-Framed Gypsum Board Fixed Partitions | 188937
580 | Second Floor | 207676,207823 | 188940,189629,189633,189945,190109 | 2 | 194918 |  | New Construction | Second Floor | 0.000000 | F | 209256 | 123731 | 133175 | Basic Wall:Interior - Partition (92mm Stud) | 0 | Basic Wall:Interior - Partition (92mm Stud):128360 | Size | 187066 | 194195,194196,194197,194198,194199,194200,209244,209245,209246,209247 | Manufacturer | -0.102000 | 3Egy$LBd99weR14rW4bt8K | 1 | Basic Wall:Interior - Partition (92mm Stud):194918 |  | InstallationDate | 580 | WarrantyGuarantorLabor | F | ModelLabel | F | WarrantyDescription | F | F | ProductionYear | 0.000000 | F | 4.578000 | T | 0.000000 | Up to level: Roof - Main | Finish | 2 | 1.849511 | SerialNumber | WarrantyStartDate | BarCode | AssetIdentifier | Features | TagNumber | 0 | 0.439000 | 0.229339 | 0 | 0.124000 | 0 | WarrantyDurationParts | AccessibilityPerformance | CodePerformance | Color | Constituents | Grade | Material | ModelReference | NominalHeight | NominalLength | Shape | SustainabilityPerformance | WarrantyDurationLabor | FIXED | WarrantyGuarantorParts | ExpectedLife | ReplacementCost | NominalWidth | 23-25 40 11 11 11 | Metal-Framed Gypsum Board Fixed Partitions | 189452
581 | Second Floor | 207680,207829,207830 | 188659,188696,189111,189178,189453 | 2 | 194995 |  | New Construction | Second Floor | 0.000000 | F | 209256 | 123732 | 133176 | Basic Wall:Interior - Partition (92mm Stud) | 0 | Basic Wall:Interior - Partition (92mm Stud):128360 | Size | 187067 | 194201,194202,194203,194204,194205,194206,209244,209245,209246,209247 | Manufacturer | -0.102000 | 3Egy$LBd99weR14rW4btB1 | 1 | Basic Wall:Interior - Partition (92mm Stud):194995 |  | InstallationDate | 581 | WarrantyGuarantorLabor | F | ModelLabel | F | WarrantyDescription | F | F | ProductionYear | 0.000000 | F | 4.578000 | T | 0.000000 | Up to level: Roof - Main | Finish | 2 | 5.145672 | SerialNumber | WarrantyStartDate | BarCode | AssetIdentifier | Features | TagNumber | 0 | 1.035000 | 0.638063 | 0 | 0.124000 | 0 | WarrantyDurationParts | AccessibilityPerformance | CodePerformance | Color | Constituents | Grade | Material | ModelReference | NominalHeight | NominalLength | Shape | SustainabilityPerformance | WarrantyDurationLabor | FIXED | WarrantyGuarantorParts | ExpectedLife | ReplacementCost | NominalWidth | 23-25 40 11 11 11 | Metal-Framed Gypsum Board Fixed Partitions
582 | Second Floor | 207809,207810,207811,207817,207835 | 188812 | 2 | 195212 |  | New Construction | Second Floor | 0.000000 | F | 209256 | 123735 | 133179 | Basic Wall:Interior - Partition (92mm Stud) | 0 | Basic Wall:Interior - Partition (92mm Stud):128360 | Size | 187070 | 194219,194220,194221,194222,194223,194224,209244,209245,209246,209247 | Manufacturer | -0.102000 | 3Egy$LBd99weR14rW4bt7_ | 1 | Basic Wall:Interior - Partition (92mm Stud):195212 |  | InstallationDate | 582 | WarrantyGuarantorLabor | F | ModelLabel | F | WarrantyDescription | F | F | ProductionYear | 0.000000 | F | 4.578000 | T | 0.000000 | Up to level: Roof - Main | Finish | 2 | 16.215276 | SerialNumber | WarrantyStartDate | BarCode | AssetIdentifier | Features | TagNumber | 0 | 3.666000 | 2.010694 | 0 | 0.124000 | 0 | WarrantyDurationParts | AccessibilityPerformance | CodePerformance | Color | Constituents | Grade | Material | ModelReference | NominalHeight | NominalLength | Shape | SustainabilityPerformance | WarrantyDurationLabor | FIXED | WarrantyGuarantorParts | ExpectedLife | ReplacementCost | NominalWidth | 23-25 40 11 11 11 | Metal-Framed Gypsum Board Fixed Partitions | 188810,189455
583 | Second Floor | 207706,207805,207844,207845,207846 | 188510,188816,189458 | 2 | 197013 |  | New Construction | Second Floor | 0.000000 | F | 209256 | 123740 | 133188 | Basic Wall:Interior - Partition (92mm Stud) | 0 | Basic Wall:Interior - Partition (92mm Stud):128360 | Size | 187079 | 194267,194268,194269,194270,194271,194272,209244,209245,209246,209247 | Manufacturer | -0.102000 | 3Egy$LBd99weR14rW4behd | 1 | Basic Wall:Interior - Partition (92mm Stud):197013 |  | InstallationDate | 583 | WarrantyGuarantorLabor | F | ModelLabel | F | WarrantyDescription | F | F | ProductionYear | 0.000000 | F | 4.578000 | T | 0.000000 | Up to level: Roof - Main | Finish | 2 | 27.193320 | SerialNumber | WarrantyStartDate | BarCode | AssetIdentifier | Features | TagNumber | 0 | 5.878000 | 3.371972 | 0 | 0.124000 | 0 | WarrantyDurationParts | AccessibilityPerformance | CodePerformance | Color | Constituents | Grade | Material | ModelReference | NominalHeight | NominalLength | Shape | SustainabilityPerformance | WarrantyDurationLabor | FIXED | WarrantyGuarantorParts | ExpectedLife | ReplacementCost | NominalWidth | 23-25 40 11 11 11 | Metal-Framed Gypsum Board Fixed Partitions
584 | Second Floor | 207640,208048,208049 | 188046,188513,188514 | 2 | 199825 | 204955 | New Construction | Second Floor | 0.000000 | F | 209256 | 32078 | 133206 | Basic Wall:Interior - Partition (92mm Stud) | 0 | Basic Wall:Interior - Partition (92mm Stud):128360 | Size | 187097 | 205489,205490,205491,205492,205493,205494,209244,209245,209246,209247 | Manufacturer | -0.102000 | 3Egy$LBd99weR14rW4beVZ | 1 | Basic Wall:Interior - Partition (92mm Stud):199825 |  | InstallationDate | 584 | WarrantyGuarantorLabor | F | ModelLabel | F | WarrantyDescription | F | F | ProductionYear | 0.000000 | F | 4.578000 | T | 0.000000 | Up to level: Roof - Main | Finish | 2 | 10.257637 | SerialNumber | WarrantyStartDate | BarCode | AssetIdentifier | Features | TagNumber | 0 | 2.364637 | 1.235808 | 0 | 0.124000 | 0 | WarrantyDurationParts | AccessibilityPerformance | CodePerformance | Color | Constituents | Grade | Material | ModelReference | NominalHeight | NominalLength | Shape | SustainabilityPerformance | WarrantyDurationLabor | FIXED | WarrantyGuarantorParts | ExpectedLife | ReplacementCost | NominalWidth | 23-25 40 11 11 11 | Metal-Framed Gypsum Board Fixed Partitions | 188817
585 | Second Floor | 208524,208540 | 188040,188517,189639,189640,189975,190116 | 0 | 203404 |  | New Construction | Second Floor | 0.000000 | F | 209256 | 123786 | 133222 | Basic Wall:Interior - Furring (38 mm Stud) | 0 | Basic Wall:Interior - Furring (38 mm Stud):128404 | Size | 187113 | 194506,194507,194508,194509,194510,194511,209240,209241,209242,209243 | Manufacturer | 3.353200 | 3Egy$LBd99weR14rW4bf7_ | 1 | Basic Wall:Interior - Furring (38 mm Stud):203404 |  | InstallationDate | 585 | WarrantyGuarantorLabor | F | ModelLabel | F | WarrantyDescription | F | F | ProductionYear | 0.000000 | F | 3.353200 | T | 0.000000 | Up to level: Second Floor | Finish | 2 | 16.812112 | SerialNumber | WarrantyStartDate | BarCode | AssetIdentifier | Features | TagNumber | 0 | 5.102752 | 0.907854 | 0 | 0.054000 | 0 | WarrantyDurationParts | AccessibilityPerformance | CodePerformance | Color | Constituents | Grade | Material | ModelReference | NominalHeight | NominalLength | Shape | SustainabilityPerformance | WarrantyDurationLabor | FIXED | WarrantyGuarantorParts | ExpectedLife | ReplacementCost | NominalWidth | 23-25 40 11 11 11 | Metal-Framed Gypsum Board Fixed Partitions
586 | Second Floor | 208609,208610,208679 | 188838,189645,189878 | 0 | 207318 |  | New Construction | Second Floor | 0.000000 | F | 209256 | 123808 | 133253 | Basic Wall:Interior - Rated 1-HR (92mm Stud) | 0 | Basic Wall:Interior - Rated 1-HR (92mm Stud):128426 | Size | 187144 | 194668,194669,194670,194671,194672,194673,209185,209186,209187,209188 | Manufacturer | -0.102000 | 3Egy$LBd99weR14rW4bgAa | 1 | Basic Wall:Interior - Rated 1-HR (92mm Stud):207318 |  | InstallationDate | 586 | WarrantyGuarantorLabor | F | ModelLabel | F | WarrantyDescription | F | F | ProductionYear | 0.000000 | F | 4.578000 | T | 0.000000 | Up to level: Roof - Main | Finish | 2 | 12.493362 | SerialNumber | WarrantyStartDate | BarCode | AssetIdentifier | Features | TagNumber | 0 | 2.924500 | 1.549177 | 0 | 0.124000 | 8421504 | WarrantyDurationParts | AccessibilityPerformance | CodePerformance | Color | Constituents | Grade | Material | ModelReference | NominalHeight | NominalLength | Shape | SustainabilityPerformance | WarrantyDurationLabor | FIXED | WarrantyGuarantorParts | ExpectedLife | ReplacementCost | NominalWidth | 23-25 40 11 11 11 | Metal-Framed Gypsum Board Fixed Partitions | 188101,189544 | 1 HR | Solid fill | 1 HR
587 | Second Floor | 208403,208429,208583,208584 | 188944,190011 | 2 | 208256 |  | New Construction | Second Floor | 0.000000 | F | 209256 | 123810 | 133259 | Basic Wall:Interior - Partition (92mm Stud) | 0 | Basic Wall:Interior - Partition (92mm Stud):128360 | Size | 187150 | 194704,194705,194706,194707,194708,194709,209244,209245,209246,209247 | Manufacturer | -0.102000 | 3Egy$LBd99weR14rW4bgRo | 1 | Basic Wall:Interior - Partition (92mm Stud):208256 |  | InstallationDate | 587 | WarrantyGuarantorLabor | F | ModelLabel | F | WarrantyDescription | F | F | ProductionYear | 0.000000 | F | 4.578000 | T | 0.000000 | Up to level: Roof - Main | Finish | 2 | 8.679888 | SerialNumber | WarrantyStartDate | BarCode | AssetIdentifier | Features | TagNumber | 0 | 1.896000 | 1.076306 | 0 | 0.124000 | 0 | WarrantyDurationParts | AccessibilityPerformance | CodePerformance | Color | Constituents | Grade | Material | ModelReference | NominalHeight | NominalLength | Shape | SustainabilityPerformance | WarrantyDurationLabor | FIXED | WarrantyGuarantorParts | ExpectedLife | ReplacementCost | NominalWidth | 23-25 40 11 11 11 | Metal-Framed Gypsum Board Fixed Partitions | 188260,188943
588 | Second Floor | 208299,208333,208363 | 188945,189649,189663,189906,190103 | 2 | 210335 |  | New Construction | Second Floor | 0.000000 | F | 209256 | 123825 | 133277 | Basic Wall:Interior - Partition (92mm Stud) | 0 | Basic Wall:Interior - Partition (92mm Stud):128360 | Size | 187168 | 194800,194801,194802,194803,194804,194805,209244,209245,209246,209247 | Manufacturer | -0.102000 | 3NhaIUfh12PAdrGa$S3xec | 1 | Basic Wall:Interior - Partition (92mm Stud):210335 |  | InstallationDate | 588 | WarrantyGuarantorLabor | F | ModelLabel | F | WarrantyDescription | F | F | ProductionYear | 0.000000 | F | 4.578000 | T | 0.000000 | Up to level: Roof - Main | Finish | 2 | 23.485140 | SerialNumber | WarrantyStartDate | BarCode | AssetIdentifier | Features | TagNumber | 0 | 5.095000 | 2.912157 | 0 | 0.124000 | 0 | WarrantyDurationParts | AccessibilityPerformance | CodePerformance | Color | Constituents | Grade | Material | ModelReference | NominalHeight | NominalLength | Shape | SustainabilityPerformance | WarrantyDurationLabor | FIXED | WarrantyGuarantorParts | ExpectedLife | ReplacementCost | NominalWidth | 23-25 40 11 11 11 | Metal-Framed Gypsum Board Fixed Partitions
589 | Second Floor | 207908,207926,207927 | 188557,188863,189658,189977 | 2 | 218285 |  | New Construction | Second Floor | 0.000000 | F | 209256 | 123860 | 133326 | Basic Wall:Interior - Partition (92mm Stud) | 0 | Basic Wall:Interior - Partition (92mm Stud):128360 | Size | 187217 | 195082,195083,195084,195085,195086,195087,209244,209245,209246,209247 | Manufacturer | -0.102000 | 3NhaIUfh12PAdrGa$S3ziK | 1 | Basic Wall:Interior - Partition (92mm Stud):218285 |  | InstallationDate | 589 | WarrantyGuarantorLabor | F | ModelLabel | F | WarrantyDescription | F | F | ProductionYear | 0.000000 | F | 4.578000 | T | 0.000000 | Up to level: Roof - Main | Finish | 2 | 4.028640 | SerialNumber | WarrantyStartDate | BarCode | AssetIdentifier | Features | TagNumber | 0 | 0.972000 | 0.499551 | 0 | 0.124000 | 0 | WarrantyDurationParts | AccessibilityPerformance | CodePerformance | Color | Constituents | Grade | Material | ModelReference | NominalHeight | NominalLength | Shape | SustainabilityPerformance | WarrantyDurationLabor | FIXED | WarrantyGuarantorParts | ExpectedLife | ReplacementCost | NominalWidth | 23-25 40 11 11 11 | Metal-Framed Gypsum Board Fixed Partitions | 189504
590 | Second Floor | 207857,208050 | 188695,188865 | 0 | 219184 | 204966 | New Construction | Second Floor | 0.000000 | F | 209256 | 32088 | 133335 | Basic Wall:Interior - Furring (38 mm Stud) | 0 | Basic Wall:Interior - Furring (38 mm Stud):128404 | Size | 187226 | 205555,205556,205557,205558,205559,205560,209240,209241,209242,209243 | Manufacturer | -0.102000 | 3NhaIUfh12PAdrGa$S3zU9 | 1 | Basic Wall:Interior - Furring (38 mm Stud):219184 |  | InstallationDate | 590 | WarrantyGuarantorLabor | F | ModelLabel | F | WarrantyDescription | F | F | ProductionYear | 0.000000 | F | 4.578000 | T | 0.000000 | Up to level: Roof - Main | Finish | 2 | 28.673335 | SerialNumber | WarrantyStartDate | BarCode | AssetIdentifier | Features | TagNumber | 0 | 6.441085 | 1.539708 | 0 | 0.054000 | 0 | WarrantyDurationParts | AccessibilityPerformance | CodePerformance | Color | Constituents | Grade | Material | ModelReference | NominalHeight | NominalLength | Shape | SustainabilityPerformance | WarrantyDurationLabor | FIXED | WarrantyGuarantorParts | ExpectedLife | ReplacementCost | NominalWidth | 23-25 40 11 11 11 | Metal-Framed Gypsum Board Fixed Partitions | 188858,189469,189506
599 | Second Floor | 207727,207738,207740 | 188507,188603,188604 | 2 | 195851 | 205105 | New Construction | Second Floor | 0.000000 | F | 209256 | 32277 | 133184 | Basic Wall:Interior - Partition (92mm Stud) | 0 | Basic Wall:Interior - Partition (92mm Stud):128360 | Size | 187075 | 194249,194250,194251,194252,194253,194254,209244,209245,209246,209247 | Manufacturer | -0.102000 | 3Egy$LBd99weR14rW4btPv | 1 | Basic Wall:Interior - Partition (92mm Stud):195851 |  | InstallationDate | 599 | WarrantyGuarantorLabor | F | ModelLabel | F | WarrantyDescription | F | F | ProductionYear | 0.000000 | F | 4.578000 | T | 0.000000 | Up to level: Roof - Main | Finish | 2 | 18.112764 | SerialNumber | WarrantyStartDate | BarCode | AssetIdentifier | Features | TagNumber | 0 | 4.454500 | 2.245983 | 0 | 0.124000 | 0 | WarrantyDurationParts | AccessibilityPerformance | CodePerformance | Color | Constituents | Grade | Material | ModelReference | NominalHeight | NominalLength | Shape | SustainabilityPerformance | WarrantyDurationLabor | FIXED | WarrantyGuarantorParts | ExpectedLife | ReplacementCost | NominalWidth | 23-25 40 11 11 11 | Metal-Framed Gypsum Board Fixed Partitions | 188358
600 | Second Floor | 208301,208382 | 189653,189669,189902,190101 | 2 | 214572 | 205120 | New Construction | Second Floor | 0.000000 | F | 209256 | 32302 | 133303 | Basic Wall:Interior - Partition (92mm Stud) | 0 | Basic Wall:Interior - Partition (92mm Stud):128360 | Size | 187194 | 194950,194951,194952,194953,194954,194955,209244,209245,209246,209247 | Manufacturer | -0.102000 | 3NhaIUfh12PAdrGa$S3ycL | 1 | Basic Wall:Interior - Partition (92mm Stud):214572 |  | InstallationDate | 600 | WarrantyGuarantorLabor | F | ModelLabel | F | WarrantyDescription | F | F | ProductionYear | 0.000000 | F | 4.578000 | T | 0.000000 | Up to level: Roof - Main | Finish | 2 | 5.005950 | SerialNumber | WarrantyStartDate | BarCode | AssetIdentifier | Features | TagNumber | 0 | 1.609000 | 0.620738 | 0 | 0.124000 | 0 | WarrantyDurationParts | AccessibilityPerformance | CodePerformance | Color | Constituents | Grade | Material | ModelReference | NominalHeight | NominalLength | Shape | SustainabilityPerformance | WarrantyDurationLabor | FIXED | WarrantyGuarantorParts | ExpectedLife | ReplacementCost | NominalWidth | 23-25 40 11 11 11 | Metal-Framed Gypsum Board Fixed Partitions | 188612
601 | Second Floor | 208166,208168,208170,208374 | 188691,189667,190108 | 2 | 213603 | 205166 | New Construction | Second Floor | 0.000000 | F | 209256 | 32364 | 133297 | Basic Wall:Interior - Partition (92mm Stud) | 0 | Basic Wall:Interior - Partition (92mm Stud):128360 | Size | 187188 | 194914,194915,194916,194917,194918,194919,209244,209245,209246,209247 | Manufacturer | 0.000000 | 3NhaIUfh12PAdrGa$S3ytQ | 1 | Basic Wall:Interior - Partition (92mm Stud):213603 |  | InstallationDate | 601 | WarrantyGuarantorLabor | F | ModelLabel | F | WarrantyDescription | F | F | ProductionYear | 0.000000 | F | 4.680000 | T | 0.000000 | Up to level: Roof - Main | Finish | 2 | 25.475820 | SerialNumber | WarrantyStartDate | BarCode | AssetIdentifier | Features | TagNumber | 0 | 6.224000 | 3.159002 | 0 | 0.124000 | 0 | WarrantyDurationParts | AccessibilityPerformance | CodePerformance | Color | Constituents | Grade | Material | ModelReference | NominalHeight | NominalLength | Shape | SustainabilityPerformance | WarrantyDurationLabor | FIXED | WarrantyGuarantorParts | ExpectedLife | ReplacementCost | NominalWidth | 23-25 40 11 11 11 | Metal-Framed Gypsum Board Fixed Partitions
609 | Second Floor |  | 189122,189143,189695,190090 | 2 | 282168 |  | New Construction | Second Floor | 0.000000 | F | 209256 | 124538 | 133682 | Basic Wall:Interior - Partition (92mm Stud) | 0 | Basic Wall:Interior - Partition (92mm Stud):128360 | Size | 187504 | 198452,198453,198454,198455,198456,198457,209244,209245,209246,209247 | Manufacturer | 0.000000 | 0bpfxAz3XBrAx$RjFuHuKE | 1 | Basic Wall:Interior - Partition (92mm Stud):282168 |  | InstallationDate | 609 | WarrantyGuarantorLabor | F | ModelLabel | F | WarrantyDescription | F | F | ProductionYear | 2.400000 | F | 2.280000 | T | 0.000000 | Up to level: Roof - Main | Finish | 2 | 14.090458 | SerialNumber | WarrantyStartDate | BarCode | AssetIdentifier | Features | TagNumber | 0 | 6.175924 | 1.747217 | 0 | 0.124000 | 0 | WarrantyDurationParts | AccessibilityPerformance | CodePerformance | Color | Constituents | Grade | Material | ModelReference | NominalHeight | NominalLength | Shape | SustainabilityPerformance | WarrantyDurationLabor | FIXED | WarrantyGuarantorParts | ExpectedLife | ReplacementCost | NominalWidth | 23-25 40 11 11 11 | Metal-Framed Gypsum Board Fixed Partitions | 188630,188631,189028,190014
625 | Second Floor | 208577,208588 | 189169 | 0 | 388434 |  | New Construction | Second Floor | 0.000000 | F | 209256 | 125590 | 134097 | Basic Wall:Interior - Furring (38 mm Stud) | 0 | Basic Wall:Interior - Furring (38 mm Stud):128404 | Size | 187886 | 202820,202821,202822,202823,202824,202825,209240,209241,209242,209243 | Manufacturer | -0.102000 | 2d8HbdSu9Fr9Na0iagzM6G | 1 | Basic Wall:Interior - Furring (38 mm Stud):388434 |  | InstallationDate | 625 | WarrantyGuarantorLabor | F | ModelLabel | F | WarrantyDescription | F | F | ProductionYear | 0.000000 | F | 4.578000 | T | 0.000000 | Up to level: Roof - Main | Finish | 3 | 1.996008 | SerialNumber | WarrantyStartDate | BarCode | AssetIdentifier | Features | TagNumber | 0 | 0.436000 | 0.107784 | 0 | 0.054000 | 0 | WarrantyDurationParts | AccessibilityPerformance | CodePerformance | Color | Constituents | Grade | Material | ModelReference | NominalHeight | NominalLength | Shape | SustainabilityPerformance | WarrantyDurationLabor | FIXED | WarrantyGuarantorParts | ExpectedLife | ReplacementCost | NominalWidth | 23-25 40 11 11 11 | Metal-Framed Gypsum Board Fixed Partitions | 188328,189167,189168,189646,189916
626 | Second Floor | 207646,208568 |  | 2 | 396063 |  | New Construction | Second Floor | 0.000000 | F | 209256 | 125680 | 134187 | Basic Wall:Interior - Partition (92mm Stud) | 0 | Basic Wall:Interior - Partition (92mm Stud):128360 | Size | 187975 | 203357,203358,203359,203360,203361,203362,209244,209245,209246,209247 | Manufacturer | 3.000000 | 12Rd7E8LD4JQlYoOheDyxk | 1 | Basic Wall:Interior - Partition (92mm Stud):396063 |  | InstallationDate | 626 | WarrantyGuarantorLabor | F | ModelLabel | F | WarrantyDescription | F | F | ProductionYear | 0.000000 | F | 3.000000 | T | 0.000000 | Up to level: Second Floor | Finish | 2 | 1.452075 | SerialNumber | WarrantyStartDate | BarCode | AssetIdentifier | Features | TagNumber | 0 | 0.360025 | 0.180057 | 0 | 0.124000 | 0 | WarrantyDurationParts | AccessibilityPerformance | CodePerformance | Color | Constituents | Grade | Material | ModelReference | NominalHeight | NominalLength | Shape | SustainabilityPerformance | WarrantyDurationLabor | FIXED | WarrantyGuarantorParts | ExpectedLife | ReplacementCost | NominalWidth | 23-25 40 11 11 11 | Metal-Framed Gypsum Board Fixed Partitions | 188677,188699,189113,189184,189637,189974
628 | Second Floor | 207919,207920,208071 |  | 2 | 439833 | 205297,205318 | New Construction | Second Floor | 0.000000 | F | 209256 | 28154 | 134272 | Basic Wall:Interior - Partition (92mm Stud) | 0 | Basic Wall:Interior - Partition (92mm Stud):128360 | Size | 188011 | 205801,205802,205803,205804,205805,205806,209244,209245,209246,209247 | Manufacturer | -0.102000 | 197mqEVor8ZRDjVbXCppnN | 1 | Basic Wall:Interior - Partition (92mm Stud):439833 |  | InstallationDate | 628 | WarrantyGuarantorLabor | F | ModelLabel | F | WarrantyDescription | F | F | ProductionYear | 0.000000 | F | 4.578000 | T | 0.000000 | Up to level: Roof - Main | Finish | 2 | 16.016312 | SerialNumber | WarrantyStartDate | BarCode | AssetIdentifier | Features | TagNumber | 0 | 3.987060 | 1.949884 | 0 | 0.124000 | 0 | WarrantyDurationParts | AccessibilityPerformance | CodePerformance | Color | Constituents | Grade | Material | ModelReference | NominalHeight | NominalLength | Shape | SustainabilityPerformance | WarrantyDurationLabor | FIXED | WarrantyGuarantorParts | ExpectedLife | ReplacementCost | NominalWidth | 23-25 40 11 11 11 | Metal-Framed Gypsum Board Fixed Partitions | 189159,189189,189983
682 | Second Floor | 207765,207766,207767,207774 | 188271,188809 | 2 | 193547 |  | New Construction | Second Floor | 0.000000 | F | 209256 | 123723 | 133163 | Basic Wall:Interior - Partition (92mm Stud) | 0 | Basic Wall:Interior - Partition (92mm Stud):128360 | Size | 187054 | 194123,194124,194125,194126,194127,194128,209244,209245,209246,209247 | Manufacturer | -0.102000 | 3Egy$LBd99weR14rW4btzv | 1 | Basic Wall:Interior - Partition (92mm Stud):193547 |  | InstallationDate | 682 | WarrantyGuarantorLabor | F | ModelLabel | F | WarrantyDescription | F | F | ProductionYear | 0.000000 | F | 4.578000 | T | 0.000000 | Up to level: Roof - Main | Finish | 2 | 15.219842 | SerialNumber | WarrantyStartDate | BarCode | AssetIdentifier | Features | TagNumber | 0 | 3.520061 | 1.887260 | 0 | 0.124000 | 0 | WarrantyDurationParts | AccessibilityPerformance | CodePerformance | Color | Constituents | Grade | Material | ModelReference | NominalHeight | NominalLength | Shape | SustainabilityPerformance | WarrantyDurationLabor | FIXED | WarrantyGuarantorParts | ExpectedLife | ReplacementCost | NominalWidth | 23-25 40 11 11 11 | Metal-Framed Gypsum Board Fixed Partitions | 188361
683 | Second Floor | 207668,207789 | 189023,189025,189565,189567 | 2 | 194626 |  | New Construction | Second Floor | 0.000000 | F | 209256 | 123728 | 133171 | Basic Wall:Interior - Partition (92mm Stud) | 0 | Basic Wall:Interior - Partition (92mm Stud):128360 | Size | 187062 | 194171,194172,194173,194174,194175,194176,209244,209245,209246,209247 | Manufacturer | -0.102000 | 3Egy$LBd99weR14rW4btCm | 1 | Basic Wall:Interior - Partition (92mm Stud):194626 |  | InstallationDate | 683 | WarrantyGuarantorLabor | F | ModelLabel | F | WarrantyDescription | F | F | ProductionYear | 0.000000 | F | 4.578000 | T | 0.000000 | Up to level: Roof - Main | Finish | 2 | 3.987438 | SerialNumber | WarrantyStartDate | BarCode | AssetIdentifier | Features | TagNumber | 0 | 0.933000 | 0.494442 | 0 | 0.124000 | 0 | WarrantyDurationParts | AccessibilityPerformance | CodePerformance | Color | Constituents | Grade | Material | ModelReference | NominalHeight | NominalLength | Shape | SustainabilityPerformance | WarrantyDurationLabor | FIXED | WarrantyGuarantorParts | ExpectedLife | ReplacementCost | NominalWidth | 23-25 40 11 11 11 | Metal-Framed Gypsum Board Fixed Partitions | 189450
684 | Second Floor | 207673,207674,207812,207834 | 188505,189024,189451 | 2 | 194848 |  | New Construction | Second Floor | 0.000000 | F | 209256 | 123729 | 133173 | Basic Wall:Interior - Partition (92mm Stud) | 0 | Basic Wall:Interior - Partition (92mm Stud):128360 | Size | 187064 | 194183,194184,194185,194186,194187,194188,209244,209245,209246,209247 | Manufacturer | -0.102000 | 3Egy$LBd99weR14rW4bt9I | 1 | Basic Wall:Interior - Partition (92mm Stud):194848 |  | InstallationDate | 684 | WarrantyGuarantorLabor | F | ModelLabel | F | WarrantyDescription | F | F | ProductionYear | 0.000000 | F | 4.578000 | T | 0.000000 | Up to level: Roof - Main | Finish | 2 | 11.724258 | SerialNumber | WarrantyStartDate | BarCode | AssetIdentifier | Features | TagNumber | 0 | 2.623000 | 1.453808 | 0 | 0.124000 | 0 | WarrantyDurationParts | AccessibilityPerformance | CodePerformance | Color | Constituents | Grade | Material | ModelReference | NominalHeight | NominalLength | Shape | SustainabilityPerformance | WarrantyDurationLabor | FIXED | WarrantyGuarantorParts | ExpectedLife | ReplacementCost | NominalWidth | 23-25 40 11 11 11 | Metal-Framed Gypsum Board Fixed Partitions
685 | Second Floor | 207650 | 189469,189506,189635,189939 | 0 | 199666 |  | New Construction | Second Floor | 0.000000 | F | 209256 | 123754 | 133205 | Basic Wall:Interior - Furring (38 mm Stud) | 0 | Basic Wall:Interior - Furring (38 mm Stud):128404 | Size | 187096 | 194357,194358,194359,194360,194361,194362,209240,209241,209242,209243 | Manufacturer | -0.102000 | 3Egy$LBd99weR14rW4be20 | 1 | Basic Wall:Interior - Furring (38 mm Stud):199666 |  | InstallationDate | 685 | WarrantyGuarantorLabor | F | ModelLabel | F | WarrantyDescription | F | F | ProductionYear | 0.000000 | F | 4.578000 | T | 0.000000 | Up to level: Roof - Main | Finish | 2 | 1.735062 | SerialNumber | WarrantyStartDate | BarCode | AssetIdentifier | Features | TagNumber | 0 | 0.406000 | 0.093693 | 0 | 0.054000 | 0 | WarrantyDurationParts | AccessibilityPerformance | CodePerformance | Color | Constituents | Grade | Material | ModelReference | NominalHeight | NominalLength | Shape | SustainabilityPerformance | WarrantyDurationLabor | FIXED | WarrantyGuarantorParts | ExpectedLife | ReplacementCost | NominalWidth | 23-25 40 11 11 11 | Metal-Framed Gypsum Board Fixed Partitions | 189448,189468
686 | Second Floor | 207644,207645 | 189475,189637,189974 | 0 | 202564 | 204956 | New Construction | Second Floor | 0.000000 | F | 209256 | 32079 | 133220 | Basic Wall:Interior - Rated 1-HR (92mm Stud) | 0 | Basic Wall:Interior - Rated 1-HR (92mm Stud):128426 | Size | 187111 | 205495,205496,205497,205498,205499,205500,209185,209186,209187,209188 | Manufacturer | -0.102000 | 3Egy$LBd99weR14rW4bfms | 1 | Basic Wall:Interior - Rated 1-HR (92mm Stud):202564 |  | InstallationDate | 686 | WarrantyGuarantorLabor | F | ModelLabel | F | WarrantyDescription | F | F | ProductionYear | 0.000000 | F | 4.578000 | T | 0.000000 | Up to level: Roof - Main | Finish | 2 | 8.281416 | SerialNumber | WarrantyStartDate | BarCode | AssetIdentifier | Features | TagNumber | 0 | 2.359200 | 1.026896 | 0 | 0.124000 | 8421504 | WarrantyDurationParts | AccessibilityPerformance | CodePerformance | Color | Constituents | Grade | Material | ModelReference | NominalHeight | NominalLength | Shape | SustainabilityPerformance | WarrantyDurationLabor | FIXED | WarrantyGuarantorParts | ExpectedLife | ReplacementCost | NominalWidth | 23-25 40 11 11 11 | Metal-Framed Gypsum Board Fixed Partitions | 189474 | 1 HR | Solid fill | 1 HR
687 | Second Floor | 208480,208493,208494,208504 | 188329,188521 | 2 | 205408 |  | New Construction | Second Floor | 0.000000 | F | 209256 | 123792 | 133234 | Basic Wall:Interior - Partition (92mm Stud) | 0 | Basic Wall:Interior - Partition (92mm Stud):128360 | Size | 187125 | 194560,194561,194562,194563,194564,194565,209244,209245,209246,209247 | Manufacturer | -0.102000 | 3Egy$LBd99weR14rW4bgaI | 1 | Basic Wall:Interior - Partition (92mm Stud):205408 |  | InstallationDate | 687 | WarrantyGuarantorLabor | F | ModelLabel | F | WarrantyDescription | F | F | ProductionYear | 0.000000 | F | 4.578000 | T | 0.000000 | Up to level: Roof - Main | Finish | 2 | 14.356608 | SerialNumber | WarrantyStartDate | BarCode | AssetIdentifier | Features | TagNumber | 0 | 3.225000 | 1.780219 | 0 | 0.124000 | 0 | WarrantyDurationParts | AccessibilityPerformance | CodePerformance | Color | Constituents | Grade | Material | ModelReference | NominalHeight | NominalLength | Shape | SustainabilityPerformance | WarrantyDurationLabor | FIXED | WarrantyGuarantorParts | ExpectedLife | ReplacementCost | NominalWidth | 23-25 40 11 11 11 | Metal-Framed Gypsum Board Fixed Partitions | 189479
688 | Second Floor | 208619,208639,208647 | 188524 | 0 | 206921 |  | New Construction | Second Floor | 0.000000 | F | 209256 | 123802 | 133247 | Basic Wall:Interior - Furring (38 mm Stud) | 0 | Basic Wall:Interior - Furring (38 mm Stud):128404 | Size | 187138 | 194632,194633,194634,194635,194636,194637,209240,209241,209242,209243 | Manufacturer | -0.102000 | 3Egy$LBd99weR14rW4bgCx | 1 | Basic Wall:Interior - Furring (38 mm Stud):206921 |  | InstallationDate | 688 | WarrantyGuarantorLabor | F | ModelLabel | F | WarrantyDescription | F | F | ProductionYear | 0.000000 | F | 4.578000 | T | 0.000000 | Up to level: Roof - Main | Finish | 0 | 25.838246 | SerialNumber | WarrantyStartDate | BarCode | AssetIdentifier | Features | TagNumber | 0 | 5.804503 | 1.395265 | 0 | 0.054000 | 0 | WarrantyDurationParts | AccessibilityPerformance | CodePerformance | Color | Constituents | Grade | Material | ModelReference | NominalHeight | NominalLength | Shape | SustainabilityPerformance | WarrantyDurationLabor | FIXED | WarrantyGuarantorParts | ExpectedLife | ReplacementCost | NominalWidth | 23-25 40 11 11 11 | Metal-Framed Gypsum Board Fixed Partitions | 188184,188259,189484
689 | Second Floor | 208563,208594 | 188678,188689,189114,189166,189490 | 2 | 209049 |  | New Construction | Second Floor | 0.000000 | F | 209256 | 123815 | 133266 | Basic Wall:Interior - Partition (92mm Stud) | 0 | Basic Wall:Interior - Partition (92mm Stud):128360 | Size | 187157 | 194746,194747,194748,194749,194750,194751,209244,209245,209246,209247 | Manufacturer | -0.102000 | 3NhaIUfh12PAdrGa$S3xyW | 1 | Basic Wall:Interior - Partition (92mm Stud):209049 |  | InstallationDate | 689 | WarrantyGuarantorLabor | F | ModelLabel | F | WarrantyDescription | F | F | ProductionYear | 0.000000 | F | 4.578000 | T | 0.000000 | Up to level: Roof - Main | Finish | 2 | 8.514966 | SerialNumber | WarrantyStartDate | BarCode | AssetIdentifier | Features | TagNumber | 0 | 1.824975 | 1.055856 | 0 | 0.124000 | 0 | WarrantyDurationParts | AccessibilityPerformance | CodePerformance | Color | Constituents | Grade | Material | ModelReference | NominalHeight | NominalLength | Shape | SustainabilityPerformance | WarrantyDurationLabor | FIXED | WarrantyGuarantorParts | ExpectedLife | ReplacementCost | NominalWidth | 23-25 40 11 11 11 | Metal-Framed Gypsum Board Fixed Partitions
690 | Second Floor | 208564,208592,208593,208604 | 188531 | 2 | 209118 |  | New Construction | Second Floor | 0.000000 | F | 209256 | 123816 | 133267 | Basic Wall:Interior - Partition (92mm Stud) | 0 | Basic Wall:Interior - Partition (92mm Stud):128360 | Size | 187158 | 194752,194753,194754,194755,194756,194757,209244,209245,209246,209247 | Manufacturer | -0.102000 | 3NhaIUfh12PAdrGa$S3xzd | 1 | Basic Wall:Interior - Partition (92mm Stud):209118 |  | InstallationDate | 690 | WarrantyGuarantorLabor | F | ModelLabel | F | WarrantyDescription | F | F | ProductionYear | 0.000000 | F | 4.578000 | T | 0.000000 | Up to level: Roof - Main | Finish | 2 | 18.916296 | SerialNumber | WarrantyStartDate | BarCode | AssetIdentifier | Features | TagNumber | 0 | 4.256000 | 2.345621 | 0 | 0.124000 | 0 | WarrantyDurationParts | AccessibilityPerformance | CodePerformance | Color | Constituents | Grade | Material | ModelReference | NominalHeight | NominalLength | Shape | SustainabilityPerformance | WarrantyDurationLabor | FIXED | WarrantyGuarantorParts | ExpectedLife | ReplacementCost | NominalWidth | 23-25 40 11 11 11 | Metal-Framed Gypsum Board Fixed Partitions | 188839,189490
691 | Second Floor | 208537,208551,208552,208672 | 188844 | 2 | 209489 |  | New Construction | Second Floor | 0.000000 | F | 209256 | 123818 | 133269 | Basic Wall:Interior - Partition (92mm Stud) | 0 | Basic Wall:Interior - Partition (92mm Stud):128360 | Size | 187160 | 194764,194765,194766,194767,194768,194769,209244,209245,209246,209247 | Manufacturer | -0.102000 | 3NhaIUfh12PAdrGa$S3xte | 1 | Basic Wall:Interior - Partition (92mm Stud):209489 |  | InstallationDate | 691 | WarrantyGuarantorLabor | F | ModelLabel | F | WarrantyDescription | F | F | ProductionYear | 0.000000 | F | 4.578000 | T | 0.000000 | Up to level: Roof - Main | Finish | 2 | 21.269388 | SerialNumber | WarrantyStartDate | BarCode | AssetIdentifier | Features | TagNumber | 0 | 4.770000 | 2.637404 | 0 | 0.124000 | 0 | WarrantyDurationParts | AccessibilityPerformance | CodePerformance | Color | Constituents | Grade | Material | ModelReference | NominalHeight | NominalLength | Shape | SustainabilityPerformance | WarrantyDurationLabor | FIXED | WarrantyGuarantorParts | ExpectedLife | ReplacementCost | NominalWidth | 23-25 40 11 11 11 | Metal-Framed Gypsum Board Fixed Partitions | 188532,188829
692 | Second Floor | 208267,208278 | 189651,189665,189886,190098 | 2 | 211192 |  | New Construction | Second Floor | 0.000000 | F | 209256 | 123830 | 133284 | Basic Wall:Interior - Partition (92mm Stud) | 0 | Basic Wall:Interior - Partition (92mm Stud):128360 | Size | 187175 | 194842,194843,194844,194845,194846,194847,209244,209245,209246,209247 | Manufacturer | -0.102000 | 3NhaIUfh12PAdrGa$S3xT1 | 1 | Basic Wall:Interior - Partition (92mm Stud):211192 |  | InstallationDate | 692 | WarrantyGuarantorLabor | F | ModelLabel | F | WarrantyDescription | F | F | ProductionYear | 0.000000 | F | 4.578000 | T | 0.000000 | Up to level: Roof - Main | Finish | 2 | 14.998006 | SerialNumber | WarrantyStartDate | BarCode | AssetIdentifier | Features | TagNumber | 0 | 3.365104 | 1.859753 | 0 | 0.124000 | 0 | WarrantyDurationParts | AccessibilityPerformance | CodePerformance | Color | Constituents | Grade | Material | ModelReference | NominalHeight | NominalLength | Shape | SustainabilityPerformance | WarrantyDurationLabor | FIXED | WarrantyGuarantorParts | ExpectedLife | ReplacementCost | NominalWidth | 23-25 40 11 11 11 | Metal-Framed Gypsum Board Fixed Partitions | 188538
693 | Second Floor | 208209,208219 | 189654,189670,189899,190099 | 2 | 214958 |  | New Construction | Second Floor | 0.000000 | F | 209256 | 123843 | 133305 | Basic Wall:Interior - Partition (92mm Stud) | 0 | Basic Wall:Interior - Partition (92mm Stud):128360 | Size | 187196 | 194962,194963,194964,194965,194966,194967,209244,209245,209246,209247 | Manufacturer | -0.102000 | 3NhaIUfh12PAdrGa$S3yWN | 1 | Basic Wall:Interior - Partition (92mm Stud):214958 |  | InstallationDate | 693 | WarrantyGuarantorLabor | F | ModelLabel | F | WarrantyDescription | F | F | ProductionYear | 0.000000 | F | 4.578000 | T | 0.000000 | Up to level: Roof - Main | Finish | 2 | 11.628120 | SerialNumber | WarrantyStartDate | BarCode | AssetIdentifier | Features | TagNumber | 0 | 2.629000 | 1.441887 | 0 | 0.124000 | 0 | WarrantyDurationParts | AccessibilityPerformance | CodePerformance | Color | Constituents | Grade | Material | ModelReference | NominalHeight | NominalLength | Shape | SustainabilityPerformance | WarrantyDurationLabor | FIXED | WarrantyGuarantorParts | ExpectedLife | ReplacementCost | NominalWidth | 23-25 40 11 11 11 | Metal-Framed Gypsum Board Fixed Partitions | 188549
694 | Second Floor | 207982,208003,208004,208024 | 188854,189496 | 2 | 216242 |  | New Construction | Second Floor | 0.000000 | F | 209256 | 123846 | 133308 | Basic Wall:Interior - Partition (92mm Stud) | 0 | Basic Wall:Interior - Partition (92mm Stud):128360 | Size | 187199 | 194974,194975,194976,194977,194978,194979,209244,209245,209246,209247 | Manufacturer | -0.102000 | 3NhaIUfh12PAdrGa$S3yCB | 1 | Basic Wall:Interior - Partition (92mm Stud):216242 |  | InstallationDate | 694 | WarrantyGuarantorLabor | F | ModelLabel | F | WarrantyDescription | F | F | ProductionYear | 0.000000 | F | 4.578000 | T | 0.000000 | Up to level: Roof - Main | Finish | 2 | 27.294036 | SerialNumber | WarrantyStartDate | BarCode | AssetIdentifier | Features | TagNumber | 0 | 6.086000 | 3.384460 | 0 | 0.124000 | 0 | WarrantyDurationParts | AccessibilityPerformance | CodePerformance | Color | Constituents | Grade | Material | ModelReference | NominalHeight | NominalLength | Shape | SustainabilityPerformance | WarrantyDurationLabor | FIXED | WarrantyGuarantorParts | ExpectedLife | ReplacementCost | NominalWidth | 23-25 40 11 11 11 | Metal-Framed Gypsum Board Fixed Partitions | 188544
695 | Second Floor | 207943,207960,208028,208029 | 188857 | 2 | 217124 |  | New Construction | Second Floor | 0.000000 | F | 209256 | 123853 | 133317 | Basic Wall:Interior - Partition (92mm Stud) | 0 | Basic Wall:Interior - Partition (92mm Stud):128360 | Size | 187208 | 195028,195029,195030,195031,195032,195033,209244,209245,209246,209247 | Manufacturer | -0.102000 | 3NhaIUfh12PAdrGa$S3z_T | 1 | Basic Wall:Interior - Partition (92mm Stud):217124 |  | InstallationDate | 695 | WarrantyGuarantorLabor | F | ModelLabel | F | WarrantyDescription | F | F | ProductionYear | 0.000000 | F | 4.578000 | T | 0.000000 | Up to level: Roof - Main | Finish | 2 | 32.192496 | SerialNumber | WarrantyStartDate | BarCode | AssetIdentifier | Features | TagNumber | 0 | 7.156000 | 3.991870 | 0 | 0.124000 | 0 | WarrantyDurationParts | AccessibilityPerformance | CodePerformance | Color | Constituents | Grade | Material | ModelReference | NominalHeight | NominalLength | Shape | SustainabilityPerformance | WarrantyDurationLabor | FIXED | WarrantyGuarantorParts | ExpectedLife | ReplacementCost | NominalWidth | 23-25 40 11 11 11 | Metal-Framed Gypsum Board Fixed Partitions | 188546,188856
701 | Second Floor | 207966,207978,208749,208751 | 188027,188498 | 2 | 191720 | 205086 | New Construction | Second Floor | 0.000000 | F | 209256 | 32255 | 133150 | Basic Wall:Interior - Partition (92mm Stud) | 0 | Basic Wall:Interior - Partition (92mm Stud):128360 | Size | 187041 | 194045,194046,194047,194048,194049,194050,209244,209245,209246,209247 | Manufacturer | -0.102000 | 3Egy$LBd99weR14rW4bsUQ | 1 | Basic Wall:Interior - Partition (92mm Stud):191720 |  | InstallationDate | 701 | WarrantyGuarantorLabor | F | ModelLabel | F | WarrantyDescription | F | F | ProductionYear | 0.000000 | F | 4.578000 | T | 0.000000 | Up to level: Roof - Main | Finish | 2 | 4.575618 | SerialNumber | WarrantyStartDate | BarCode | AssetIdentifier | Features | TagNumber | 0 | 1.488000 | 0.567377 | 0 | 0.124000 | 0 | WarrantyDurationParts | AccessibilityPerformance | CodePerformance | Color | Constituents | Grade | Material | ModelReference | NominalHeight | NominalLength | Shape | SustainabilityPerformance | WarrantyDurationLabor | FIXED | WarrantyGuarantorParts | ExpectedLife | ReplacementCost | NominalWidth | 23-25 40 11 11 11 | Metal-Framed Gypsum Board Fixed Partitions
702 | Second Floor | 207661,207664,207666 | 189449,189540 | 2 | 194487 | 205096 | New Construction | Second Floor | 0.000000 | F | 209256 | 32271 | 133169 | Basic Wall:Interior - Partition (92mm Stud) | 0 | Basic Wall:Interior - Partition (92mm Stud):128360 | Size | 187060 | 194159,194160,194161,194162,194163,194164,209244,209245,209246,209247 | Manufacturer | -0.102000 | 3Egy$LBd99weR14rW4btp5 | 1 | Basic Wall:Interior - Partition (92mm Stud):194487 |  | InstallationDate | 702 | WarrantyGuarantorLabor | F | ModelLabel | F | WarrantyDescription | F | F | ProductionYear | 0.000000 | F | 4.578000 | T | 0.000000 | Up to level: Roof - Main | Finish | 2 | 6.443442 | SerialNumber | WarrantyStartDate | BarCode | AssetIdentifier | Features | TagNumber | 0 | 1.799000 | 0.798987 | 0 | 0.124000 | 0 | WarrantyDurationParts | AccessibilityPerformance | CodePerformance | Color | Constituents | Grade | Material | ModelReference | NominalHeight | NominalLength | Shape | SustainabilityPerformance | WarrantyDurationLabor | FIXED | WarrantyGuarantorParts | ExpectedLife | ReplacementCost | NominalWidth | 23-25 40 11 11 11 | Metal-Framed Gypsum Board Fixed Partitions | 188504
703 | Second Floor | 208464,208465,208488 | 188608,188610 | 2 | 204811 | 205129 | New Construction | Second Floor | 0.000000 | F | 209256 | 32317 | 133228 | Basic Wall:Interior - Partition (92mm Stud) | 0 | Basic Wall:Interior - Partition (92mm Stud):128360 | Size | 187119 | 194524,194525,194526,194527,194528,194529,209244,209245,209246,209247 | Manufacturer | -0.102000 | 3Egy$LBd99weR14rW4bgjv | 1 | Basic Wall:Interior - Partition (92mm Stud):204811 |  | InstallationDate | 703 | WarrantyGuarantorLabor | F | ModelLabel | F | WarrantyDescription | F | F | ProductionYear | 0.000000 | F | 4.578000 | T | 0.000000 | Up to level: Roof - Main | Finish | 2 | 6.443442 | SerialNumber | WarrantyStartDate | BarCode | AssetIdentifier | Features | TagNumber | 0 | 1.834000 | 0.798987 | 0 | 0.124000 | 0 | WarrantyDurationParts | AccessibilityPerformance | CodePerformance | Color | Constituents | Grade | Material | ModelReference | NominalHeight | NominalLength | Shape | SustainabilityPerformance | WarrantyDurationLabor | FIXED | WarrantyGuarantorParts | ExpectedLife | ReplacementCost | NominalWidth | 23-25 40 11 11 11 | Metal-Framed Gypsum Board Fixed Partitions | 189542
704 | Second Floor | 208416,208650,208651 | 188258,188522 | 2 | 206323 | 205145 | New Construction | Second Floor | 0.000000 | F | 209256 | 32337 | 133240 | Basic Wall:Interior - Partition (92mm Stud) | 0 | Basic Wall:Interior - Partition (92mm Stud):128360 | Size | 187131 | 194590,194591,194592,194593,194594,194595,209244,209245,209246,209247 | Manufacturer | -0.102000 | 3Egy$LBd99weR14rW4bgw1 | 1 | Basic Wall:Interior - Partition (92mm Stud):206323 |  | InstallationDate | 704 | WarrantyGuarantorLabor | F | ModelLabel | F | WarrantyDescription | F | F | ProductionYear | 0.000000 | F | 4.578000 | T | 0.000000 | Up to level: Roof - Main | Finish | 2 | 6.445450 | SerialNumber | WarrantyStartDate | BarCode | AssetIdentifier | Features | TagNumber | 0 | 1.980439 | 0.799236 | 0 | 0.124000 | 0 | WarrantyDurationParts | AccessibilityPerformance | CodePerformance | Color | Constituents | Grade | Material | ModelReference | NominalHeight | NominalLength | Shape | SustainabilityPerformance | WarrantyDurationLabor | FIXED | WarrantyGuarantorParts | ExpectedLife | ReplacementCost | NominalWidth | 23-25 40 11 11 11 | Metal-Framed Gypsum Board Fixed Partitions | 189481
711 | Second Floor | 208354,208385 | 189028,189121,189144 | 2 | 281298 |  | New Construction | Second Floor | 0.000000 | F | 209256 | 124534 | 133679 | Basic Wall:Interior - Partition (92mm Stud) | 0 | Basic Wall:Interior - Partition (92mm Stud):128360 | Size | 187500 | 198429,198430,198431,198432,198433,198434,209244,209245,209246,209247 | Manufacturer | -0.102000 | 0bpfxAz3XBrAx$RjFuHu7a | 1 | Basic Wall:Interior - Partition (92mm Stud):281298 |  | InstallationDate | 711 | WarrantyGuarantorLabor | F | ModelLabel | F | WarrantyDescription | F | F | ProductionYear | 0.000000 | F | 4.578000 | T | 0.000000 | Up to level: Roof - Main | Finish | 2 | 34.211735 | SerialNumber | WarrantyStartDate | BarCode | AssetIdentifier | Features | TagNumber | 0 | 7.411760 | 4.242255 | 0 | 0.124000 | 0 | WarrantyDurationParts | AccessibilityPerformance | CodePerformance | Color | Constituents | Grade | Material | ModelReference | NominalHeight | NominalLength | Shape | SustainabilityPerformance | WarrantyDurationLabor | FIXED | WarrantyGuarantorParts | ExpectedLife | ReplacementCost | NominalWidth | 23-25 40 11 11 11 | Metal-Framed Gypsum Board Fixed Partitions | 189570,190012
712 | Second Floor |  | 188567,189032,189692,189871 | 2 | 281847 |  | New Construction | Second Floor | 0.000000 | F | 209256 | 124537 | 133681 | Basic Wall:Interior - Partition (92mm Stud) | 0 | Basic Wall:Interior - Partition (92mm Stud):128360 | Size | 187503 | 198446,198447,198448,198449,198450,198451,209244,209245,209246,209247 | Manufacturer | 0.000000 | 0bpfxAz3XBrAx$RjFuHuV1 | 1 | Basic Wall:Interior - Partition (92mm Stud):281847 |  | InstallationDate | 712 | WarrantyGuarantorLabor | F | ModelLabel | F | WarrantyDescription | F | F | ProductionYear | 2.400000 | F | 2.280000 | T | 0.000000 | Up to level: Roof - Main | Finish | 2 | 10.857777 | SerialNumber | WarrantyStartDate | BarCode | AssetIdentifier | Features | TagNumber | 0 | 4.774025 | 1.346364 | 0 | 0.124000 | 0 | WarrantyDurationParts | AccessibilityPerformance | CodePerformance | Color | Constituents | Grade | Material | ModelReference | NominalHeight | NominalLength | Shape | SustainabilityPerformance | WarrantyDurationLabor | FIXED | WarrantyGuarantorParts | ExpectedLife | ReplacementCost | NominalWidth | 23-25 40 11 11 11 | Metal-Framed Gypsum Board Fixed Partitions | 188606,188629,190013
728 | Second Floor |  | 188582,189139,189865,189872,190088 | 2 | 379238 |  | New Construction | Second Floor | 0.000000 | F | 209256 | 125382 | 134028 | Basic Wall:Interior - Partition (92mm Stud) | 0 | Basic Wall:Interior - Partition (92mm Stud):128360 | Size | 187818 | 202008,202009,202010,202011,202012,202013,209244,209245,209246,209247 | Manufacturer | 0.000000 | 2j55VthSj3Lu0J6fyrpHlw | 1 | Basic Wall:Interior - Partition (92mm Stud):379238 |  | InstallationDate | 728 | WarrantyGuarantorLabor | F | ModelLabel | F | WarrantyDescription | F | F | ProductionYear | 2.400000 | F | 2.280000 | T | 0.000000 | Up to level: Roof - Main | Finish | 2 | 10.868571 | SerialNumber | WarrantyStartDate | BarCode | AssetIdentifier | Features | TagNumber | 0 | 4.809025 | 1.347703 | 0 | 0.124000 | 0 | WarrantyDurationParts | AccessibilityPerformance | CodePerformance | Color | Constituents | Grade | Material | ModelReference | NominalHeight | NominalLength | Shape | SustainabilityPerformance | WarrantyDurationLabor | FIXED | WarrantyGuarantorParts | ExpectedLife | ReplacementCost | NominalWidth | 23-25 40 11 11 11 | Metal-Framed Gypsum Board Fixed Partitions | 189638,189863
729 | Second Floor | 207643,208390,208410 | 189873 | 0 | 379832 |  | New Construction | Second Floor | 0.000000 | F | 209256 | 125406 | 134034 | Basic Wall:Interior - Furring (38 mm Stud) | 0 | Basic Wall:Interior - Furring (38 mm Stud):128404 | Size | 187824 | 202097,202098,202099,202100,202101,202102,209240,209241,209242,209243 | Manufacturer | -0.102000 | 2j55VthSj3Lu0J6fyrpHaa | 1 | Basic Wall:Interior - Furring (38 mm Stud):379832 |  | InstallationDate | 729 | WarrantyGuarantorLabor | F | ModelLabel | F | WarrantyDescription | F | F | ProductionYear | 0.000000 | F | 4.578000 | T | 0.000000 | Up to level: Roof - Main | Finish | 3 | 34.251496 | SerialNumber | WarrantyStartDate | BarCode | AssetIdentifier | Features | TagNumber | 0 | 7.446760 | 1.849581 | 0 | 0.054000 | 0 | WarrantyDurationParts | AccessibilityPerformance | CodePerformance | Color | Constituents | Grade | Material | ModelReference | NominalHeight | NominalLength | Shape | SustainabilityPerformance | WarrantyDurationLabor | FIXED | WarrantyGuarantorParts | ExpectedLife | ReplacementCost | NominalWidth | 23-25 40 11 11 11 | Metal-Framed Gypsum Board Fixed Partitions | 188324,189869,190088
730 | Second Floor | 208381 | 189905 | 0 | 387126 |  | New Construction | Second Floor | 0.000000 | F | 209256 | 125574 | 134080 | Basic Wall:Interior - Furring (38 mm Stud) | 0 | Basic Wall:Interior - Furring (38 mm Stud):128404 | Size | 187870 | 202720,202721,202722,202723,202724,202725,209240,209241,209242,209243 | Manufacturer | 0.000000 | 2d8HbdSu9Fr9Na0iagzMJq | 1 | Basic Wall:Interior - Furring (38 mm Stud):387126 |  | InstallationDate | 730 | WarrantyGuarantorLabor | F | ModelLabel | F | WarrantyDescription | F | F | ProductionYear | 0.000000 | F | 4.680000 | T | 0.000000 | Up to level: Roof - Main | Finish | 3 | 2.789280 | SerialNumber | WarrantyStartDate | BarCode | AssetIdentifier | Features | TagNumber | 0 | 0.596000 | 0.150621 | 0 | 0.054000 | 0 | WarrantyDurationParts | AccessibilityPerformance | CodePerformance | Color | Constituents | Grade | Material | ModelReference | NominalHeight | NominalLength | Shape | SustainabilityPerformance | WarrantyDurationLabor | FIXED | WarrantyGuarantorParts | ExpectedLife | ReplacementCost | NominalWidth | 23-25 40 11 11 11 | Metal-Framed Gypsum Board Fixed Partitions | 189653,189668,189902,189903,190102
731 | Second Floor | 208364 | 188887,189161,189908 | 0 | 387557 |  | New Construction | Second Floor | 0.000000 | F | 209256 | 125576 | 134083 | Basic Wall:Interior - Furring (38 mm Stud) | 0 | Basic Wall:Interior - Furring (38 mm Stud):128404 | Size | 187873 | 202738,202739,202740,202741,202742,202743,209240,209241,209242,209243 | Manufacturer | 0.000000 | 2d8HbdSu9Fr9Na0iagzMKd | 1 | Basic Wall:Interior - Furring (38 mm Stud):387557 |  | InstallationDate | 731 | WarrantyGuarantorLabor | F | ModelLabel | F | WarrantyDescription | F | F | ProductionYear | 0.000000 | F | 4.680000 | T | 0.000000 | Up to level: Roof - Main | Finish | 3 | 2.836080 | SerialNumber | WarrantyStartDate | BarCode | AssetIdentifier | Features | TagNumber | 0 | 0.641000 | 0.153148 | 0 | 0.054000 | 0 | WarrantyDurationParts | AccessibilityPerformance | CodePerformance | Color | Constituents | Grade | Material | ModelReference | NominalHeight | NominalLength | Shape | SustainabilityPerformance | WarrantyDurationLabor | FIXED | WarrantyGuarantorParts | ExpectedLife | ReplacementCost | NominalWidth | 23-25 40 11 11 11 | Metal-Framed Gypsum Board Fixed Partitions | 188684,189663,190103
732 | Second Floor | 208447 |  | 0 | 388917 |  | New Construction | Second Floor | 0.000000 | F | 209256 | 125596 | 134103 | Basic Wall:Interior - Furring (38 mm Stud) | 0 | Basic Wall:Interior - Furring (38 mm Stud):128404 | Size | 187892 | 202856,202857,202858,202859,202860,202861,209240,209241,209242,209243 | Manufacturer | -0.102000 | 2d8HbdSu9Fr9Na0iagzMFt | 1 | Basic Wall:Interior - Furring (38 mm Stud):388917 |  | InstallationDate | 732 | WarrantyGuarantorLabor | F | ModelLabel | F | WarrantyDescription | F | F | ProductionYear | 0.000000 | F | 4.578000 | T | 0.000000 | Up to level: Roof - Main | Finish | 2 | 2.028054 | SerialNumber | WarrantyStartDate | BarCode | AssetIdentifier | Features | TagNumber | 0 | 0.416000 | 0.109515 | 0 | 0.054000 | 0 | WarrantyDurationParts | AccessibilityPerformance | CodePerformance | Color | Constituents | Grade | Material | ModelReference | NominalHeight | NominalLength | Shape | SustainabilityPerformance | WarrantyDurationLabor | FIXED | WarrantyGuarantorParts | ExpectedLife | ReplacementCost | NominalWidth | 23-25 40 11 11 11 | Metal-Framed Gypsum Board Fixed Partitions | 189641,189642,189643,189920,189921,190106
733 | Second Floor | 208492,208505,208518 | 189924 | 0 | 389507 |  | New Construction | Second Floor | 0.000000 | F | 209256 | 125600 | 134107 | Basic Wall:Interior - Furring (38 mm Stud) | 0 | Basic Wall:Interior - Furring (38 mm Stud):128404 | Size | 187896 | 202880,202881,202882,202883,202884,202885,209240,209241,209242,209243 | Manufacturer | -0.102000 | 2d8HbdSu9Fr9Na0iagzNr1 | 1 | Basic Wall:Interior - Furring (38 mm Stud):389507 |  | InstallationDate | 733 | WarrantyGuarantorLabor | F | ModelLabel | F | WarrantyDescription | F | F | ProductionYear | 0.000000 | F | 4.578000 | T | 0.000000 | Up to level: Roof - Main | Finish | 3 | 20.353788 | SerialNumber | WarrantyStartDate | BarCode | AssetIdentifier | Features | TagNumber | 0 | 4.446000 | 1.099105 | 0 | 0.054000 | 0 | WarrantyDurationParts | AccessibilityPerformance | CodePerformance | Color | Constituents | Grade | Material | ModelReference | NominalHeight | NominalLength | Shape | SustainabilityPerformance | WarrantyDurationLabor | FIXED | WarrantyGuarantorParts | ExpectedLife | ReplacementCost | NominalWidth | 23-25 40 11 11 11 | Metal-Framed Gypsum Board Fixed Partitions | 188047,188329,189923
734 | Second Floor | 207669 | 189181,189952 | 0 | 393736 |  | New Construction | Second Floor | 0.000000 | F | 209256 | 125641 | 134148 | Basic Wall:Interior - Furring (38 mm Stud) | 0 | Basic Wall:Interior - Furring (38 mm Stud):128404 | Size | 187936 | 203123,203124,203125,203126,203127,203128,209240,209241,209242,209243 | Manufacturer | -0.102000 | 2d8HbdSu9Fr9Na0iagzexA | 1 | Basic Wall:Interior - Furring (38 mm Stud):393736 |  | InstallationDate | 734 | WarrantyGuarantorLabor | F | ModelLabel | F | WarrantyDescription | F | F | ProductionYear | 0.000000 | F | 4.578000 | T | 0.000000 | Up to level: Roof - Main | Finish | 3 | 2.820162 | SerialNumber | WarrantyStartDate | BarCode | AssetIdentifier | Features | TagNumber | 0 | 0.616025 | 0.152289 | 0 | 0.054000 | 0 | WarrantyDurationParts | AccessibilityPerformance | CodePerformance | Color | Constituents | Grade | Material | ModelReference | NominalHeight | NominalLength | Shape | SustainabilityPerformance | WarrantyDurationLabor | FIXED | WarrantyGuarantorParts | ExpectedLife | ReplacementCost | NominalWidth | 23-25 40 11 11 11 | Metal-Framed Gypsum Board Fixed Partitions | 189110,189180,189689,189950
735 | Second Floor | 207788 | 189182 | 0 | 393737 |  | New Construction | Second Floor | 0.000000 | F | 209256 | 125642 | 134149 | Basic Wall:Interior - Furring (38 mm Stud) | 0 | Basic Wall:Interior - Furring (38 mm Stud):128404 | Size | 187937 | 203129,203130,203131,203132,203133,203134,209240,209241,209242,209243 | Manufacturer | -0.102000 | 2d8HbdSu9Fr9Na0iagzexB | 1 | Basic Wall:Interior - Furring (38 mm Stud):393737 |  | InstallationDate | 735 | WarrantyGuarantorLabor | F | ModelLabel | F | WarrantyDescription | F | F | ProductionYear | 0.000000 | F | 4.578000 | T | 0.000000 | Up to level: Roof - Main | Finish | 3 | 1.858668 | SerialNumber | WarrantyStartDate | BarCode | AssetIdentifier | Features | TagNumber | 0 | 0.406000 | 0.100368 | 0 | 0.054000 | 0 | WarrantyDurationParts | AccessibilityPerformance | CodePerformance | Color | Constituents | Grade | Material | ModelReference | NominalHeight | NominalLength | Shape | SustainabilityPerformance | WarrantyDurationLabor | FIXED | WarrantyGuarantorParts | ExpectedLife | ReplacementCost | NominalWidth | 23-25 40 11 11 11 | Metal-Framed Gypsum Board Fixed Partitions | 189181,189630,189690,189951,190110
783 | Second Floor | 208830 | 188217,188998,189230 | 1 | 145867 |  | New Construction | Second Floor | 0.000000 | F | 209256 | 123453 | 132825 | Basic Wall:Exterior - Insul Panel on Mtl. Stud | 0 | Basic Wall:Exterior - Insul Panel on Mtl. Stud:130954 | Size | 186716 | 192185,192186,192187,192188,192189,192190,209211,209212,209213,209214 | Manufacturer | 0.457000 | 3LbNSBzHHBSuzhUUvuwATn | 1 | Basic Wall:Exterior - Insul Panel on Mtl. Stud:145867 |  | InstallationDate | 783 | WarrantyGuarantorLabor | F | ModelLabel | T | WarrantyDescription | F | F | ProductionYear | 0.000000 | F | 5.137000 | T | 0.000000 | Up to level: Roof - Main | Finish | 2 | 31.078850 | SerialNumber | WarrantyStartDate | BarCode | AssetIdentifier | Features | TagNumber | 0 | 6.050000 | 8.298053 | 1 | 0.267000 | 0 | WarrantyDurationParts | AccessibilityPerformance | CodePerformance | Color | Constituents | Grade | Material | ModelReference | NominalHeight | NominalLength | Shape | SustainabilityPerformance | WarrantyDurationLabor | FIXED | WarrantyGuarantorParts | ExpectedLife | ReplacementCost | NominalWidth | 23-25 30 24 21 | Metal Framed Structural Walls | 188895,189228
813 | Second Floor | 207859,207860,207885 | 188036,188808 | 2 | 192933 |  | New Construction | Second Floor | 0.000000 | F | 209256 | 123720 | 133160 | Basic Wall:Interior - Partition (92mm Stud) | 0 | Basic Wall:Interior - Partition (92mm Stud):128360 | Size | 187051 | 194105,194106,194107,194108,194109,194110,209244,209245,209246,209247 | Manufacturer | -0.102000 | 3Egy$LBd99weR14rW4bthN | 1 | Basic Wall:Interior - Partition (92mm Stud):192933 |  | InstallationDate | 813 | WarrantyGuarantorLabor | F | ModelLabel | F | WarrantyDescription | F | F | ProductionYear | 0.000000 | F | 4.578000 | T | 0.000000 | Up to level: Roof - Main | Finish | 2 | 15.219842 | SerialNumber | WarrantyStartDate | BarCode | AssetIdentifier | Features | TagNumber | 0 | 3.520061 | 1.887260 | 0 | 0.124000 | 0 | WarrantyDurationParts | AccessibilityPerformance | CodePerformance | Color | Constituents | Grade | Material | ModelReference | NominalHeight | NominalLength | Shape | SustainabilityPerformance | WarrantyDurationLabor | FIXED | WarrantyGuarantorParts | ExpectedLife | ReplacementCost | NominalWidth | 23-25 40 11 11 11 | Metal-Framed Gypsum Board Fixed Partitions | 188365
814 | Second Floor | 207780,207863,207864 | 188037,188499 | 2 | 193276 |  | New Construction | Second Floor | 0.000000 | F | 209256 | 123721 | 133161 | Basic Wall:Interior - Partition (92mm Stud) | 0 | Basic Wall:Interior - Partition (92mm Stud):128360 | Size | 187052 | 194111,194112,194113,194114,194115,194116,209244,209245,209246,209247 | Manufacturer | -0.102000 | 3Egy$LBd99weR14rW4btcE | 1 | Basic Wall:Interior - Partition (92mm Stud):193276 |  | InstallationDate | 814 | WarrantyGuarantorLabor | F | ModelLabel | F | WarrantyDescription | F | F | ProductionYear | 0.000000 | F | 4.578000 | T | 0.000000 | Up to level: Roof - Main | Finish | 2 | 15.219842 | SerialNumber | WarrantyStartDate | BarCode | AssetIdentifier | Features | TagNumber | 0 | 3.520061 | 1.887260 | 0 | 0.124000 | 0 | WarrantyDurationParts | AccessibilityPerformance | CodePerformance | Color | Constituents | Grade | Material | ModelReference | NominalHeight | NominalLength | Shape | SustainabilityPerformance | WarrantyDurationLabor | FIXED | WarrantyGuarantorParts | ExpectedLife | ReplacementCost | NominalWidth | 23-25 40 11 11 11 | Metal-Framed Gypsum Board Fixed Partitions | 188366
815 | Second Floor | 207750,207762,207763 | 188038,188500 | 2 | 193766 |  | New Construction | Second Floor | 0.000000 | F | 209256 | 123725 | 133165 | Basic Wall:Interior - Partition (92mm Stud) | 0 | Basic Wall:Interior - Partition (92mm Stud):128360 | Size | 187056 | 194135,194136,194137,194138,194139,194140,209244,209245,209246,209247 | Manufacturer | -0.102000 | 3Egy$LBd99weR14rW4bt_K | 1 | Basic Wall:Interior - Partition (92mm Stud):193766 |  | InstallationDate | 815 | WarrantyGuarantorLabor | F | ModelLabel | F | WarrantyDescription | F | F | ProductionYear | 0.000000 | F | 4.578000 | T | 0.000000 | Up to level: Roof - Main | Finish | 2 | 15.219842 | SerialNumber | WarrantyStartDate | BarCode | AssetIdentifier | Features | TagNumber | 0 | 3.520061 | 1.887260 | 0 | 0.124000 | 0 | WarrantyDurationParts | AccessibilityPerformance | CodePerformance | Color | Constituents | Grade | Material | ModelReference | NominalHeight | NominalLength | Shape | SustainabilityPerformance | WarrantyDurationLabor | FIXED | WarrantyGuarantorParts | ExpectedLife | ReplacementCost | NominalWidth | 23-25 40 11 11 11 | Metal-Framed Gypsum Board Fixed Partitions | 188367
816 | Second Floor | 207649,207663 | 188031,188504,189448,189468 | 0 | 194444 |  | New Construction | Second Floor | 0.000000 | F | 209256 | 123726 | 133168 | Basic Wall:Interior - Furring (38 mm Stud) | 0 | Basic Wall:Interior - Furring (38 mm Stud):128404 | Size | 187059 | 194153,194154,194155,194156,194157,194158,209240,209241,209242,209243 | Manufacturer | -0.102000 | 3Egy$LBd99weR14rW4btp_ | 1 | Basic Wall:Interior - Furring (38 mm Stud):194444 |  | InstallationDate | 816 | WarrantyGuarantorLabor | F | ModelLabel | F | WarrantyDescription | F | F | ProductionYear | 0.000000 | F | 4.578000 | T | 0.000000 | Up to level: Roof - Main | Finish | 2 | 29.327059 | SerialNumber | WarrantyStartDate | BarCode | AssetIdentifier | Features | TagNumber | 0 | 6.441085 | 1.583661 | 0 | 0.054000 | 0 | WarrantyDurationParts | AccessibilityPerformance | CodePerformance | Color | Constituents | Grade | Material | ModelReference | NominalHeight | NominalLength | Shape | SustainabilityPerformance | WarrantyDurationLabor | FIXED | WarrantyGuarantorParts | ExpectedLife | ReplacementCost | NominalWidth | 23-25 40 11 11 11 | Metal-Framed Gypsum Board Fixed Partitions
817 | Second Floor | 207667,207784 | 188941,189450,190010 | 2 | 194554 |  | New Construction | Second Floor | 0.000000 | F | 209256 | 123727 | 133170 | Basic Wall:Interior - Partition (92mm Stud) | 0 | Basic Wall:Interior - Partition (92mm Stud):128360 | Size | 187061 | 194165,194166,194167,194168,194169,194170,209244,209245,209246,209247 | Manufacturer | -0.102000 | 3Egy$LBd99weR14rW4bto8 | 1 | Basic Wall:Interior - Partition (92mm Stud):194554 |  | InstallationDate | 817 | WarrantyGuarantorLabor | F | ModelLabel | F | WarrantyDescription | F | F | ProductionYear | 0.000000 | F | 4.578000 | T | 0.000000 | Up to level: Roof - Main | Finish | 2 | 4.600890 | SerialNumber | WarrantyStartDate | BarCode | AssetIdentifier | Features | TagNumber | 0 | 1.005000 | 0.570510 | 0 | 0.124000 | 0 | WarrantyDurationParts | AccessibilityPerformance | CodePerformance | Color | Constituents | Grade | Material | ModelReference | NominalHeight | NominalLength | Shape | SustainabilityPerformance | WarrantyDurationLabor | FIXED | WarrantyGuarantorParts | ExpectedLife | ReplacementCost | NominalWidth | 23-25 40 11 11 11 | Metal-Framed Gypsum Board Fixed Partitions | 189449
818 | Second Floor | 207658,207659,207709 | 188607,189466 | 2 | 198638 |  | New Construction | Second Floor | 0.000000 | F | 209256 | 123752 | 133202 | Basic Wall:Interior - Partition (92mm Stud) | 0 | Basic Wall:Interior - Partition (92mm Stud):128360 | Size | 187093 | 194339,194340,194341,194342,194343,194344,209244,209245,209246,209247 | Manufacturer | -0.102000 | 3Egy$LBd99weR14rW4beoS | 1 | Basic Wall:Interior - Partition (92mm Stud):198638 |  | InstallationDate | 818 | WarrantyGuarantorLabor | F | ModelLabel | F | WarrantyDescription | F | F | ProductionYear | 0.000000 | F | 4.578000 | T | 0.000000 | Up to level: Roof - Main | Finish | 2 | 23.263391 | SerialNumber | WarrantyStartDate | BarCode | AssetIdentifier | Features | TagNumber | 0 | 5.081562 | 2.884660 | 0 | 0.124000 | 0 | WarrantyDurationParts | AccessibilityPerformance | CodePerformance | Color | Constituents | Grade | Material | ModelReference | NominalHeight | NominalLength | Shape | SustainabilityPerformance | WarrantyDurationLabor | FIXED | WarrantyGuarantorParts | ExpectedLife | ReplacementCost | NominalWidth | 23-25 40 11 11 11 | Metal-Framed Gypsum Board Fixed Partitions | 189465
819 | Second Floor | 207660,207785 |  | 2 | 199438 |  | New Construction | Second Floor | 0.000000 | F | 209256 | 123753 | 133204 | Basic Wall:Interior - Partition (92mm Stud) | 0 | Basic Wall:Interior - Partition (92mm Stud):128360 | Size | 187095 | 194351,194352,194353,194354,194355,194356,209244,209245,209246,209247 | Manufacturer | -0.102000 | 3Egy$LBd99weR14rW4be1y | 1 | Basic Wall:Interior - Partition (92mm Stud):199438 |  | InstallationDate | 819 | WarrantyGuarantorLabor | F | ModelLabel | F | WarrantyDescription | F | F | ProductionYear | 0.000000 | F | 4.578000 | T | 0.000000 | Up to level: Roof - Main | Finish | 2 | 7.487035 | SerialNumber | WarrantyStartDate | BarCode | AssetIdentifier | Features | TagNumber | 0 | 1.759438 | 0.928392 | 0 | 0.124000 | 0 | WarrantyDurationParts | AccessibilityPerformance | CodePerformance | Color | Constituents | Grade | Material | ModelReference | NominalHeight | NominalLength | Shape | SustainabilityPerformance | WarrantyDurationLabor | FIXED | WarrantyGuarantorParts | ExpectedLife | ReplacementCost | NominalWidth | 23-25 40 11 11 11 | Metal-Framed Gypsum Board Fixed Partitions | 188607,188941,189467,189540
820 | Second Floor | 207653,208044 | 188048,189632,189979 | 2 | 199929 |  | New Construction | Second Floor | 0.000000 | F | 209256 | 123756 | 133207 | Basic Wall:Interior - Partition (92mm Stud) | 0 | Basic Wall:Interior - Partition (92mm Stud):128360 | Size | 187098 | 194363,194364,194365,194366,194367,194368,209244,209245,209246,209247 | Manufacturer | -0.102000 | 3Egy$LBd99weR14rW4beUB | 1 | Basic Wall:Interior - Partition (92mm Stud):199929 |  | InstallationDate | 820 | WarrantyGuarantorLabor | F | ModelLabel | F | WarrantyDescription | F | F | ProductionYear | 0.000000 | F | 4.578000 | T | 0.000000 | Up to level: Roof - Main | Finish | 2 | 6.498929 | SerialNumber | WarrantyStartDate | BarCode | AssetIdentifier | Features | TagNumber | 0 | 1.439915 | 0.805867 | 0 | 0.124000 | 0 | WarrantyDurationParts | AccessibilityPerformance | CodePerformance | Color | Constituents | Grade | Material | ModelReference | NominalHeight | NominalLength | Shape | SustainabilityPerformance | WarrantyDurationLabor | FIXED | WarrantyGuarantorParts | ExpectedLife | ReplacementCost | NominalWidth | 23-25 40 11 11 11 | Metal-Framed Gypsum Board Fixed Partitions | 189541
821 | Second Floor | 208141,208350 | 188818,189636,189927 | 2 | 200901 |  | New Construction | Second Floor | 0.000000 | F | 209256 | 123776 | 133209 | Basic Wall:Interior - Partition (92mm Stud) | 0 | Basic Wall:Interior - Partition (92mm Stud):128360 | Size | 187100 | 194434,194435,194436,194437,194438,194439,209244,209245,209246,209247 | Manufacturer | -0.102000 | 3Egy$LBd99weR14rW4bfkt | 1 | Basic Wall:Interior - Partition (92mm Stud):200901 |  | InstallationDate | 821 | WarrantyGuarantorLabor | F | ModelLabel | F | WarrantyDescription | F | F | ProductionYear | 0.000000 | F | 4.578000 | T | 0.000000 | Up to level: Roof - Main | Finish | 2 | 6.291316 | SerialNumber | WarrantyStartDate | BarCode | AssetIdentifier | Features | TagNumber | 0 | 1.374250 | 0.780123 | 0 | 0.124000 | 0 | WarrantyDurationParts | AccessibilityPerformance | CodePerformance | Color | Constituents | Grade | Material | ModelReference | NominalHeight | NominalLength | Shape | SustainabilityPerformance | WarrantyDurationLabor | FIXED | WarrantyGuarantorParts | ExpectedLife | ReplacementCost | NominalWidth | 23-25 40 11 11 11 | Metal-Framed Gypsum Board Fixed Partitions | 189470
822 | Second Floor | 208498,208662,208663 | 188835 | 2 | 205858 |  | New Construction | Second Floor | 0.000000 | F | 209256 | 123793 | 133236 | Basic Wall:Interior - Partition (92mm Stud) | 0 | Basic Wall:Interior - Partition (92mm Stud):128360 | Size | 187127 | 194572,194573,194574,194575,194576,194577,209244,209245,209246,209247 | Manufacturer | -0.102000 | 3Egy$LBd99weR14rW4bgzG | 1 | Basic Wall:Interior - Partition (92mm Stud):205858 |  | InstallationDate | 822 | WarrantyGuarantorLabor | F | ModelLabel | F | WarrantyDescription | F | F | ProductionYear | 0.000000 | F | 4.578000 | T | 0.000000 | Up to level: Roof - Main | Finish | 2 | 15.926862 | SerialNumber | WarrantyStartDate | BarCode | AssetIdentifier | Features | TagNumber | 0 | 3.674500 | 1.974931 | 0 | 0.124000 | 0 | WarrantyDurationParts | AccessibilityPerformance | CodePerformance | Color | Constituents | Grade | Material | ModelReference | NominalHeight | NominalLength | Shape | SustainabilityPerformance | WarrantyDurationLabor | FIXED | WarrantyGuarantorParts | ExpectedLife | ReplacementCost | NominalWidth | 23-25 40 11 11 11 | Metal-Framed Gypsum Board Fixed Partitions | 188346,188833
823 | Second Floor | 208659,208660 | 189642,189921 | 0 | 206181 |  | New Construction | Second Floor | 0.000000 | F | 209256 | 123795 | 133238 | Basic Wall:Interior - Furring (38 mm Stud) | 0 | Basic Wall:Interior - Furring (38 mm Stud):128404 | Size | 187129 | 194584,194585,194586,194587,194588,194589,209240,209241,209242,209243 | Manufacturer | -0.102000 | 3Egy$LBd99weR14rW4bguN | 1 | Basic Wall:Interior - Furring (38 mm Stud):206181 |  | InstallationDate | 823 | WarrantyGuarantorLabor | F | ModelLabel | F | WarrantyDescription | F | F | ProductionYear | 0.000000 | F | 4.578000 | T | 0.000000 | Up to level: Roof - Main | Finish | 2 | 16.247322 | SerialNumber | WarrantyStartDate | BarCode | AssetIdentifier | Features | TagNumber | 0 | 3.709500 | 0.868703 | 0 | 0.054000 | 0 | WarrantyDurationParts | AccessibilityPerformance | CodePerformance | Color | Constituents | Grade | Material | ModelReference | NominalHeight | NominalLength | Shape | SustainabilityPerformance | WarrantyDurationLabor | FIXED | WarrantyGuarantorParts | ExpectedLife | ReplacementCost | NominalWidth | 23-25 40 11 11 11 | Metal-Framed Gypsum Board Fixed Partitions | 188348,189543
824 | Second Floor | 208274,208275,208298 | 188541 | 2 | 210761 |  | New Construction | Second Floor | 0.000000 | F | 209256 | 123826 | 133280 | Basic Wall:Interior - Partition (92mm Stud) | 0 | Basic Wall:Interior - Partition (92mm Stud):128360 | Size | 187171 | 194818,194819,194820,194821,194822,194823,209244,209245,209246,209247 | Manufacturer | -0.102000 | 3NhaIUfh12PAdrGa$S3xZm | 1 | Basic Wall:Interior - Partition (92mm Stud):210761 |  | InstallationDate | 824 | WarrantyGuarantorLabor | F | ModelLabel | F | WarrantyDescription | F | F | ProductionYear | 0.000000 | F | 4.578000 | T | 0.000000 | Up to level: Roof - Main | Finish | 2 | 16.725442 | SerialNumber | WarrantyStartDate | BarCode | AssetIdentifier | Features | TagNumber | 0 | 3.848939 | 2.073955 | 0 | 0.124000 | 0 | WarrantyDurationParts | AccessibilityPerformance | CodePerformance | Color | Constituents | Grade | Material | ModelReference | NominalHeight | NominalLength | Shape | SustainabilityPerformance | WarrantyDurationLabor | FIXED | WarrantyGuarantorParts | ExpectedLife | ReplacementCost | NominalWidth | 23-25 40 11 11 11 | Metal-Framed Gypsum Board Fixed Partitions | 188188,188536
825 | Second Floor | 208242,208243,208257 |  | 2 | 212320 | 204963 | New Construction | Second Floor | 0.000000 | F | 209256 | 32086 | 133291 | Basic Wall:Interior - Partition (92mm Stud) | 0 | Basic Wall:Interior - Partition (92mm Stud):128360 | Size | 187182 | 205537,205538,205539,205540,205541,205542,209244,209245,209246,209247 | Manufacturer | -0.102000 | 3NhaIUfh12PAdrGa$S3xBP | 1 | Basic Wall:Interior - Partition (92mm Stud):212320 |  | InstallationDate | 825 | WarrantyGuarantorLabor | F | ModelLabel | F | WarrantyDescription | F | F | ProductionYear | 0.000000 | F | 4.578000 | T | 0.000000 | Up to level: Roof - Main | Finish | 2 | 11.380908 | SerialNumber | WarrantyStartDate | BarCode | AssetIdentifier | Features | TagNumber | 0 | 2.548000 | 1.375094 | 0 | 0.124000 | 0 | WarrantyDurationParts | AccessibilityPerformance | CodePerformance | Color | Constituents | Grade | Material | ModelReference | NominalHeight | NominalLength | Shape | SustainabilityPerformance | WarrantyDurationLabor | FIXED | WarrantyGuarantorParts | ExpectedLife | ReplacementCost | NominalWidth | 23-25 40 11 11 11 | Metal-Framed Gypsum Board Fixed Partitions | 188262,188850
826 | Second Floor | 207906,207929 | 189503,189657,189985 | 2 | 218034 |  | New Construction | Second Floor | 0.000000 | F | 209256 | 123858 | 133324 | Basic Wall:Interior - Plumbing (152mm Stud) | 0 | Basic Wall:Interior - Plumbing (152mm Stud):128382 | Size | 187215 | 195070,195071,195072,195073,195074,195075,209106,209107,209108,209109 | Manufacturer | -0.102000 | 3NhaIUfh12PAdrGa$S3zmB | 1 | Basic Wall:Interior - Plumbing (152mm Stud):218034 |  | InstallationDate | 826 | WarrantyGuarantorLabor | F | ModelLabel | F | WarrantyDescription | F | F | ProductionYear | 0.000000 | F | 4.578000 | T | 0.000000 | Up to level: Roof - Main | Finish | 2 | 4.440660 | SerialNumber | WarrantyStartDate | BarCode | AssetIdentifier | Features | TagNumber | 0 | 0.940000 | 0.817081 | 0 | 0.184000 | 0 | WarrantyDurationParts | AccessibilityPerformance | CodePerformance | Color | Constituents | Grade | Material | ModelReference | NominalHeight | NominalLength | Shape | SustainabilityPerformance | WarrantyDurationLabor | FIXED | WarrantyGuarantorParts | ExpectedLife | ReplacementCost | NominalWidth | 23-25 40 11 11 11 | Metal-Framed Gypsum Board Fixed Partitions | 189502
827 | Second Floor | 207820,207824 |  | 2 | 195567 | 205106 | New Construction | Second Floor | 0.000000 | F | 209256 | 32279 | 133183 | Basic Wall:Interior - Partition (92mm Stud) | 0 | Basic Wall:Interior - Partition (92mm Stud):128360 | Size | 187074 | 194243,194244,194245,194246,194247,194248,209244,209245,209246,209247 | Manufacturer | -0.102000 | 3Egy$LBd99weR14rW4bt2T | 1 | Basic Wall:Interior - Partition (92mm Stud):195567 |  | InstallationDate | 827 | WarrantyGuarantorLabor | F | ModelLabel | F | WarrantyDescription | F | F | ProductionYear | 0.000000 | F | 4.578000 | T | 0.000000 | Up to level: Roof - Main | Finish | 2 | 13.232617 | SerialNumber | WarrantyStartDate | BarCode | AssetIdentifier | Features | TagNumber | 0 | 3.441000 | 1.640844 | 0 | 0.124000 | 0 | WarrantyDurationParts | AccessibilityPerformance | CodePerformance | Color | Constituents | Grade | Material | ModelReference | NominalHeight | NominalLength | Shape | SustainabilityPerformance | WarrantyDurationLabor | FIXED | WarrantyGuarantorParts | ExpectedLife | ReplacementCost | NominalWidth | 23-25 40 11 11 11 | Metal-Framed Gypsum Board Fixed Partitions | 188506,188940,189539
828 | Second Floor | 208453,208476 | 189478,189480 | 2 | 205286 | 205137 | New Construction | Second Floor | 0.000000 | F | 209256 | 32326 | 133232 | Basic Wall:Interior - Partition (92mm Stud) | 0 | Basic Wall:Interior - Partition (92mm Stud):128360 | Size | 187123 | 194548,194549,194550,194551,194552,194553,209244,209245,209246,209247 | Manufacturer | -0.102000 | 3Egy$LBd99weR14rW4bggK | 1 | Basic Wall:Interior - Partition (92mm Stud):205286 |  | InstallationDate | 828 | WarrantyGuarantorLabor | F | ModelLabel | F | WarrantyDescription | F | F | ProductionYear | 0.000000 | F | 4.578000 | T | 0.000000 | Up to level: Roof - Main | Finish | 2 | 6.443442 | SerialNumber | WarrantyStartDate | BarCode | AssetIdentifier | Features | TagNumber | 0 | 1.834000 | 0.798987 | 0 | 0.124000 | 0 | WarrantyDurationParts | AccessibilityPerformance | CodePerformance | Color | Constituents | Grade | Material | ModelReference | NominalHeight | NominalLength | Shape | SustainabilityPerformance | WarrantyDurationLabor | FIXED | WarrantyGuarantorParts | ExpectedLife | ReplacementCost | NominalWidth | 23-25 40 11 11 11 | Metal-Framed Gypsum Board Fixed Partitions | 188519
829 | Second Floor | 208478,208495 | 188609,189479 | 2 | 205331 | 205138 | New Construction | Second Floor | 0.000000 | F | 209256 | 32328 | 133233 | Basic Wall:Interior - Partition (92mm Stud) | 0 | Basic Wall:Interior - Partition (92mm Stud):128360 | Size | 187124 | 194554,194555,194556,194557,194558,194559,209244,209245,209246,209247 | Manufacturer | -0.102000 | 3Egy$LBd99weR14rW4bgbX | 1 | Basic Wall:Interior - Partition (92mm Stud):205331 |  | InstallationDate | 829 | WarrantyGuarantorLabor | F | ModelLabel | F | WarrantyDescription | F | F | ProductionYear | 0.000000 | F | 4.578000 | T | 0.000000 | Up to level: Roof - Main | Finish | 2 | 7.127395 | SerialNumber | WarrantyStartDate | BarCode | AssetIdentifier | Features | TagNumber | 0 | 1.983400 | 0.883797 | 0 | 0.124000 | 0 | WarrantyDurationParts | AccessibilityPerformance | CodePerformance | Color | Constituents | Grade | Material | ModelReference | NominalHeight | NominalLength | Shape | SustainabilityPerformance | WarrantyDurationLabor | FIXED | WarrantyGuarantorParts | ExpectedLife | ReplacementCost | NominalWidth | 23-25 40 11 11 11 | Metal-Framed Gypsum Board Fixed Partitions | 189478
830 | Second Floor | 208253,208258,208260 | 188262 | 2 | 211999 | 205155 | New Construction | Second Floor | 0.000000 | F | 209256 | 32349 | 133288 | Basic Wall:Interior - Partition (92mm Stud) | 0 | Basic Wall:Interior - Partition (92mm Stud):128360 | Size | 187179 | 194866,194867,194868,194869,194870,194871,209244,209245,209246,209247 | Manufacturer | -0.102000 | 3NhaIUfh12PAdrGa$S3xEc | 1 | Basic Wall:Interior - Partition (92mm Stud):211999 |  | InstallationDate | 830 | WarrantyGuarantorLabor | F | ModelLabel | F | WarrantyDescription | F | F | ProductionYear | 0.000000 | F | 4.578000 | T | 0.000000 | Up to level: Roof - Main | Finish | 2 | 6.727278 | SerialNumber | WarrantyStartDate | BarCode | AssetIdentifier | Features | TagNumber | 0 | 2.020000 | 0.834182 | 0 | 0.124000 | 0 | WarrantyDurationParts | AccessibilityPerformance | CodePerformance | Color | Constituents | Grade | Material | ModelReference | NominalHeight | NominalLength | Shape | SustainabilityPerformance | WarrantyDurationLabor | FIXED | WarrantyGuarantorParts | ExpectedLife | ReplacementCost | NominalWidth | 23-25 40 11 11 11 | Metal-Framed Gypsum Board Fixed Partitions | 188542
831 | Second Floor | 207635,207798 | 189463 | 2 | 198335 | 204954,205167 | New Construction | Second Floor | 0.000000 | F | 209256 | 28132 | 133198 | Basic Wall:Interior - Partition (92mm Stud) | 0 | Basic Wall:Interior - Partition (92mm Stud):128360 | Size | 187089 | 205483,205484,205485,205486,205487,205488,209244,209245,209246,209247 | Manufacturer | -0.102000 | 3Egy$LBd99weR14rW4betD | 1 | Basic Wall:Interior - Partition (92mm Stud):198335 |  | InstallationDate | 831 | WarrantyGuarantorLabor | F | ModelLabel | F | WarrantyDescription | F | F | ProductionYear | 0.000000 | F | 4.578000 | T | 0.000000 | Up to level: Roof - Main | Finish | 2 | 6.100740 | SerialNumber | WarrantyStartDate | BarCode | AssetIdentifier | Features | TagNumber | 0 | 1.889000 | 0.756492 | 0 | 0.124000 | 0 | WarrantyDurationParts | AccessibilityPerformance | CodePerformance | Color | Constituents | Grade | Material | ModelReference | NominalHeight | NominalLength | Shape | SustainabilityPerformance | WarrantyDurationLabor | FIXED | WarrantyGuarantorParts | ExpectedLife | ReplacementCost | NominalWidth | 23-25 40 11 11 11 | Metal-Framed Gypsum Board Fixed Partitions | 188511
834 | Second Floor |  | 189689,189690,189950,190110 | 2 | 275024 |  | New Construction | Second Floor | 0.000000 | F | 209256 | 124445 | 133675 | Basic Wall:Interior - Partition (92mm Stud) | 0 | Basic Wall:Interior - Partition (92mm Stud):128360 | Size | 187411 | 197980,197981,197982,197983,197984,197985,209244,209245,209246,209247 | Manufacturer | -0.102000 | 2Xm8mTFlXE_vTXaS55sSmh | 1 | Basic Wall:Interior - Partition (92mm Stud):275024 |  | InstallationDate | 834 | WarrantyGuarantorLabor | F | ModelLabel | F | WarrantyDescription | F | F | ProductionYear | 2.400000 | F | 2.178000 | T | 0.000000 | Up to level: Roof - Main | Finish | 2 | 3.931290 | SerialNumber | WarrantyStartDate | BarCode | AssetIdentifier | Features | TagNumber | 0 | 1.832000 | 0.487480 | 0 | 0.124000 | 0 | WarrantyDurationParts | AccessibilityPerformance | CodePerformance | Color | Constituents | Grade | Material | ModelReference | NominalHeight | NominalLength | Shape | SustainabilityPerformance | WarrantyDurationLabor | FIXED | WarrantyGuarantorParts | ExpectedLife | ReplacementCost | NominalWidth | 23-25 40 11 11 11 | Metal-Framed Gypsum Board Fixed Partitions | 189565,189567
865 | Second Floor | 208210 | 189154,189900 | 0 | 386647 |  | New Construction | Second Floor | 0.000000 | F | 209256 | 125570 | 134075 | Basic Wall:Interior - Furring (38 mm Stud) | 0 | Basic Wall:Interior - Furring (38 mm Stud):128404 | Size | 187865 | 202690,202691,202692,202693,202694,202695,209240,209241,209242,209243 | Manufacturer | 0.000000 | 2d8HbdSu9Fr9Na0iagzMgL | 1 | Basic Wall:Interior - Furring (38 mm Stud):386647 |  | InstallationDate | 865 | WarrantyGuarantorLabor | F | ModelLabel | F | WarrantyDescription | F | F | ProductionYear | 0.000000 | F | 4.680000 | T | 0.000000 | Up to level: Roof - Main | Finish | 3 | 2.789280 | SerialNumber | WarrantyStartDate | BarCode | AssetIdentifier | Features | TagNumber | 0 | 0.596000 | 0.150621 | 0 | 0.054000 | 0 | WarrantyDurationParts | AccessibilityPerformance | CodePerformance | Color | Constituents | Grade | Material | ModelReference | NominalHeight | NominalLength | Shape | SustainabilityPerformance | WarrantyDurationLabor | FIXED | WarrantyGuarantorParts | ExpectedLife | ReplacementCost | NominalWidth | 23-25 40 11 11 11 | Metal-Framed Gypsum Board Fixed Partitions | 189670,189898,190099
866 | Second Floor | 208303 | 189903 | 0 | 387094 |  | New Construction | Second Floor | 0.000000 | F | 209256 | 125573 | 134079 | Basic Wall:Interior - Furring (38 mm Stud) | 0 | Basic Wall:Interior - Furring (38 mm Stud):128404 | Size | 187869 | 202714,202715,202716,202717,202718,202719,209240,209241,209242,209243 | Manufacturer | 0.000000 | 2d8HbdSu9Fr9Na0iagzMJK | 1 | Basic Wall:Interior - Furring (38 mm Stud):387094 |  | InstallationDate | 866 | WarrantyGuarantorLabor | F | ModelLabel | F | WarrantyDescription | F | F | ProductionYear | 0.000000 | F | 4.680000 | T | 0.000000 | Up to level: Roof - Main | Finish | 3 | 1.900080 | SerialNumber | WarrantyStartDate | BarCode | AssetIdentifier | Features | TagNumber | 0 | 0.406000 | 0.102604 | 0 | 0.054000 | 0 | WarrantyDurationParts | AccessibilityPerformance | CodePerformance | Color | Constituents | Grade | Material | ModelReference | NominalHeight | NominalLength | Shape | SustainabilityPerformance | WarrantyDurationLabor | FIXED | WarrantyGuarantorParts | ExpectedLife | ReplacementCost | NominalWidth | 23-25 40 11 11 11 | Metal-Framed Gypsum Board Fixed Partitions | 188683,189669,189901,190101
867 | Second Floor | 208331,208332 | 189909 | 0 | 387610 |  | New Construction | Second Floor | 0.000000 | F | 209256 | 125577 | 134084 | Basic Wall:Interior - Furring (38 mm Stud) | 0 | Basic Wall:Interior - Furring (38 mm Stud):128404 | Size | 187874 | 202744,202745,202746,202747,202748,202749,209240,209241,209242,209243 | Manufacturer | 0.000000 | 2d8HbdSu9Fr9Na0iagzMRO | 1 | Basic Wall:Interior - Furring (38 mm Stud):387610 |  | InstallationDate | 867 | WarrantyGuarantorLabor | F | ModelLabel | F | WarrantyDescription | F | F | ProductionYear | 0.000000 | F | 4.680000 | T | 0.000000 | Up to level: Roof - Main | Finish | 3 | 4.567680 | SerialNumber | WarrantyStartDate | BarCode | AssetIdentifier | Features | TagNumber | 0 | 0.976000 | 0.246655 | 0 | 0.054000 | 0 | WarrantyDurationParts | AccessibilityPerformance | CodePerformance | Color | Constituents | Grade | Material | ModelReference | NominalHeight | NominalLength | Shape | SustainabilityPerformance | WarrantyDurationLabor | FIXED | WarrantyGuarantorParts | ExpectedLife | ReplacementCost | NominalWidth | 23-25 40 11 11 11 | Metal-Framed Gypsum Board Fixed Partitions | 189649,189906,189908
868 | Second Floor | 208562 | 189168,189917 | 0 | 388433 |  | New Construction | Second Floor | 0.000000 | F | 209256 | 125589 | 134096 | Basic Wall:Interior - Furring (38 mm Stud) | 0 | Basic Wall:Interior - Furring (38 mm Stud):128404 | Size | 187885 | 202814,202815,202816,202817,202818,202819,209240,209241,209242,209243 | Manufacturer | -0.102000 | 2d8HbdSu9Fr9Na0iagzM6J | 1 | Basic Wall:Interior - Furring (38 mm Stud):388433 |  | InstallationDate | 868 | WarrantyGuarantorLabor | F | ModelLabel | F | WarrantyDescription | F | F | ProductionYear | 0.000000 | F | 4.578000 | T | 0.000000 | Up to level: Roof - Main | Finish | 3 | 3.461082 | SerialNumber | WarrantyStartDate | BarCode | AssetIdentifier | Features | TagNumber | 0 | 0.756025 | 0.186898 | 0 | 0.054000 | 0 | WarrantyDurationParts | AccessibilityPerformance | CodePerformance | Color | Constituents | Grade | Material | ModelReference | NominalHeight | NominalLength | Shape | SustainabilityPerformance | WarrantyDurationLabor | FIXED | WarrantyGuarantorParts | ExpectedLife | ReplacementCost | NominalWidth | 23-25 40 11 11 11 | Metal-Framed Gypsum Board Fixed Partitions | 188688,189114,189166
869 | Second Floor | 208158,208159,208160 |  | 0 | 390641 |  | New Construction | Second Floor | 0.000000 | F | 209256 | 125610 | 134117 | Basic Wall:Interior - Furring (38 mm Stud) | 0 | Basic Wall:Interior - Furring (38 mm Stud):128404 | Size | 187906 | 202940,202941,202942,202943,202944,202945,209240,209241,209242,209243 | Manufacturer | -0.102000 | 2d8HbdSu9Fr9Na0iagzNap | 1 | Basic Wall:Interior - Furring (38 mm Stud):390641 |  | InstallationDate | 869 | WarrantyGuarantorLabor | F | ModelLabel | F | WarrantyDescription | F | F | ProductionYear | 0.000000 | F | 4.578000 | T | 0.000000 | Up to level: Roof - Main | Finish | 3 | 2.820048 | SerialNumber | WarrantyStartDate | BarCode | AssetIdentifier | Features | TagNumber | 0 | 0.705000 | 0.152283 | 0 | 0.054000 | 0 | WarrantyDurationParts | AccessibilityPerformance | CodePerformance | Color | Constituents | Grade | Material | ModelReference | NominalHeight | NominalLength | Shape | SustainabilityPerformance | WarrantyDurationLabor | FIXED | WarrantyGuarantorParts | ExpectedLife | ReplacementCost | NominalWidth | 23-25 40 11 11 11 | Metal-Framed Gypsum Board Fixed Partitions | 189666,189932,190107
870 | Second Floor | 207678,207679 | 189179,189944 | 0 | 393463 |  | New Construction | Second Floor | 0.000000 | F | 209256 | 125635 | 134142 | Basic Wall:Interior - Furring (38 mm Stud) | 0 | Basic Wall:Interior - Furring (38 mm Stud):128404 | Size | 187930 | 203087,203088,203089,203090,203091,203092,209240,209241,209242,209243 | Manufacturer | -0.102000 | 2d8HbdSu9Fr9Na0iagzemr | 1 | Basic Wall:Interior - Furring (38 mm Stud):393463 |  | InstallationDate | 870 | WarrantyGuarantorLabor | F | ModelLabel | F | WarrantyDescription | F | F | ProductionYear | 0.000000 | F | 4.578000 | T | 0.000000 | Up to level: Roof - Main | Finish | 3 | 3.094729 | SerialNumber | WarrantyStartDate | BarCode | AssetIdentifier | Features | TagNumber | 0 | 0.676000 | 0.167115 | 0 | 0.054000 | 0 | WarrantyDurationParts | AccessibilityPerformance | CodePerformance | Color | Constituents | Grade | Material | ModelReference | NominalHeight | NominalLength | Shape | SustainabilityPerformance | WarrantyDurationLabor | FIXED | WarrantyGuarantorParts | ExpectedLife | ReplacementCost | NominalWidth | 23-25 40 11 11 11 | Metal-Framed Gypsum Board Fixed Partitions | 188659,188696
871 | Second Floor |  |  | 0 | 399279 |  | New Construction | Second Floor | 0.000000 | F | 209256 | 125690 | 134195 | Basic Wall:Interior - Furring (38 mm Stud) | 0 | Basic Wall:Interior - Furring (38 mm Stud):128404 | Size | 187985 | 203415,203416,203417,203418,203419,203420,209240,209241,209242,209243 | Manufacturer | 3.353200 | 0lHL5LPIr3RuynIxjjrPcN | 1 | Basic Wall:Interior - Furring (38 mm Stud):399279 |  | InstallationDate | 871 | WarrantyGuarantorLabor | F | ModelLabel | F | WarrantyDescription | F | F | ProductionYear | 0.000000 | F | 3.353200 | T | 0.000000 | Up to level: Second Floor | Finish | 3 | 0.864320 | SerialNumber | WarrantyStartDate | BarCode | AssetIdentifier | Features | TagNumber | 0 | 0.416760 | 0.046673 | 0 | 0.054000 | 0 | WarrantyDurationParts | AccessibilityPerformance | CodePerformance | Color | Constituents | Grade | Material | ModelReference | NominalHeight | NominalLength | Shape | SustainabilityPerformance | WarrantyDurationLabor | FIXED | WarrantyGuarantorParts | ExpectedLife | ReplacementCost | NominalWidth | 23-25 40 11 11 11 | Metal-Framed Gypsum Board Fixed Partitions | 188703,189186,189640,189928,189976,190116
872 | Second Floor | 208215,208309 | 188682,189152 | 2 | 386438 | 205321 | New Construction | Second Floor | 0.000000 | F | 209256 | 32505 | 134072 | Basic Wall:Interior - Partition (92mm Stud) | 0 | Basic Wall:Interior - Partition (92mm Stud):128360 | Size | 187862 | 202672,202673,202674,202675,202676,202677,209244,209245,209246,209247 | Manufacturer | -0.102000 | 2d8HbdSu9Fr9Na0iagzMb4 | 1 | Basic Wall:Interior - Partition (92mm Stud):386438 |  | InstallationDate | 872 | WarrantyGuarantorLabor | F | ModelLabel | F | WarrantyDescription | F | F | ProductionYear | 0.000000 | F | 4.578000 | T | 0.000000 | Up to level: Roof - Main | Finish | 2 | 7.642878 | SerialNumber | WarrantyStartDate | BarCode | AssetIdentifier | Features | TagNumber | 0 | 2.185000 | 0.947717 | 0 | 0.124000 | 0 | WarrantyDurationParts | AccessibilityPerformance | CodePerformance | Color | Constituents | Grade | Material | ModelReference | NominalHeight | NominalLength | Shape | SustainabilityPerformance | WarrantyDurationLabor | FIXED | WarrantyGuarantorParts | ExpectedLife | ReplacementCost | NominalWidth | 23-25 40 11 11 11 | Metal-Framed Gypsum Board Fixed Partitions | 188851
954 | Second Floor | 208687 | 189439,189538,190112 | 0 | 190765 |  | New Construction | Second Floor | 0.000000 | F | 209256 | 123709 | 133146 | Basic Wall:Interior - Rated 1-HR (92mm Stud) | 0 | Basic Wall:Interior - Rated 1-HR (92mm Stud):128426 | Size | 187037 | 194021,194022,194023,194024,194025,194026,209185,209186,209187,209188 | Manufacturer | -0.102000 | 3Egy$LBd99weR14rW4bs9V | 1 | Basic Wall:Interior - Rated 1-HR (92mm Stud):190765 |  | InstallationDate | 954 | WarrantyGuarantorLabor | F | ModelLabel | F | WarrantyDescription | F | F | ProductionYear | 0.000000 | F | 4.578000 | T | 0.000000 | Up to level: Roof - Main | Finish | 2 | 27.541245 | SerialNumber | WarrantyStartDate | BarCode | AssetIdentifier | Features | TagNumber | 0 | 6.174999 | 3.415114 | 0 | 0.124000 | 8421504 | WarrantyDurationParts | AccessibilityPerformance | CodePerformance | Color | Constituents | Grade | Material | ModelReference | NominalHeight | NominalLength | Shape | SustainabilityPerformance | WarrantyDurationLabor | FIXED | WarrantyGuarantorParts | ExpectedLife | ReplacementCost | NominalWidth | 23-25 40 11 11 11 | Metal-Framed Gypsum Board Fixed Partitions | 189438 | 1 HR | Solid fill | 1 HR
955 | Second Floor | 207970,207971,208093 | 188049,189442 | 2 | 192229 |  | New Construction | Second Floor | 0.000000 | F | 209256 | 123714 | 133153 | Basic Wall:Interior - Partition (92mm Stud) | 0 | Basic Wall:Interior - Partition (92mm Stud):128360 | Size | 187044 | 194063,194064,194065,194066,194067,194068,209244,209245,209246,209247 | Manufacturer | -0.102000 | 3Egy$LBd99weR14rW4bsMN | 1 | Basic Wall:Interior - Partition (92mm Stud):192229 |  | InstallationDate | 955 | WarrantyGuarantorLabor | F | ModelLabel | F | WarrantyDescription | F | F | ProductionYear | 0.000000 | F | 4.578000 | T | 0.000000 | Up to level: Roof - Main | Finish | 2 | 10.025820 | SerialNumber | WarrantyStartDate | BarCode | AssetIdentifier | Features | TagNumber | 0 | 2.155000 | 1.243202 | 0 | 0.124000 | 0 | WarrantyDurationParts | AccessibilityPerformance | CodePerformance | Color | Constituents | Grade | Material | ModelReference | NominalHeight | NominalLength | Shape | SustainabilityPerformance | WarrantyDurationLabor | FIXED | WarrantyGuarantorParts | ExpectedLife | ReplacementCost | NominalWidth | 23-25 40 11 11 11 | Metal-Framed Gypsum Board Fixed Partitions
956 | Second Floor | 207771,207772,207783 | 188270 | 2 | 193487 |  | New Construction | Second Floor | 0.000000 | F | 209256 | 123722 | 133162 | Basic Wall:Interior - Partition (92mm Stud) | 0 | Basic Wall:Interior - Partition (92mm Stud):128360 | Size | 187053 | 194117,194118,194119,194120,194121,194122,209244,209245,209246,209247 | Manufacturer | -0.102000 | 3Egy$LBd99weR14rW4btYz | 1 | Basic Wall:Interior - Partition (92mm Stud):193487 |  | InstallationDate | 956 | WarrantyGuarantorLabor | F | ModelLabel | F | WarrantyDescription | F | F | ProductionYear | 0.000000 | F | 4.578000 | T | 0.000000 | Up to level: Roof - Main | Finish | 2 | 15.219842 | SerialNumber | WarrantyStartDate | BarCode | AssetIdentifier | Features | TagNumber | 0 | 3.520061 | 1.887260 | 0 | 0.124000 | 0 | WarrantyDurationParts | AccessibilityPerformance | CodePerformance | Color | Constituents | Grade | Material | ModelReference | NominalHeight | NominalLength | Shape | SustainabilityPerformance | WarrantyDurationLabor | FIXED | WarrantyGuarantorParts | ExpectedLife | ReplacementCost | NominalWidth | 23-25 40 11 11 11 | Metal-Framed Gypsum Board Fixed Partitions | 188360
957 | Second Floor | 207758,207759,207769 | 188272 | 2 | 193681 |  | New Construction | Second Floor | 0.000000 | F | 209256 | 123724 | 133164 | Basic Wall:Interior - Partition (92mm Stud) | 0 | Basic Wall:Interior - Partition (92mm Stud):128360 | Size | 187055 | 194129,194130,194131,194132,194133,194134,209244,209245,209246,209247 | Manufacturer | -0.102000 | 3Egy$LBd99weR14rW4bt$Z | 1 | Basic Wall:Interior - Partition (92mm Stud):193681 |  | InstallationDate | 957 | WarrantyGuarantorLabor | F | ModelLabel | F | WarrantyDescription | F | F | ProductionYear | 0.000000 | F | 4.578000 | T | 0.000000 | Up to level: Roof - Main | Finish | 2 | 15.219842 | SerialNumber | WarrantyStartDate | BarCode | AssetIdentifier | Features | TagNumber | 0 | 3.520061 | 1.887260 | 0 | 0.124000 | 0 | WarrantyDurationParts | AccessibilityPerformance | CodePerformance | Color | Constituents | Grade | Material | ModelReference | NominalHeight | NominalLength | Shape | SustainabilityPerformance | WarrantyDurationLabor | FIXED | WarrantyGuarantorParts | ExpectedLife | ReplacementCost | NominalWidth | 23-25 40 11 11 11 | Metal-Framed Gypsum Board Fixed Partitions | 188362
958 | Second Floor | 207675,207822 | 189452,189539 | 2 | 194886 |  | New Construction | Second Floor | 0.000000 | F | 209256 | 123730 | 133174 | Basic Wall:Interior - Partition (92mm Stud) | 0 | Basic Wall:Interior - Partition (92mm Stud):128360 | Size | 187065 | 194189,194190,194191,194192,194193,194194,209244,209245,209246,209247 | Manufacturer | -0.102000 | 3Egy$LBd99weR14rW4bt8q | 1 | Basic Wall:Interior - Partition (92mm Stud):194886 |  | InstallationDate | 958 | WarrantyGuarantorLabor | F | ModelLabel | F | WarrantyDescription | F | F | ProductionYear | 0.000000 | F | 4.578000 | T | 0.000000 | Up to level: Roof - Main | Finish | 2 | 1.597721 | SerialNumber | WarrantyStartDate | BarCode | AssetIdentifier | Features | TagNumber | 0 | 0.225000 | 0.198117 | 0 | 0.124000 | 0 | WarrantyDurationParts | AccessibilityPerformance | CodePerformance | Color | Constituents | Grade | Material | ModelReference | NominalHeight | NominalLength | Shape | SustainabilityPerformance | WarrantyDurationLabor | FIXED | WarrantyGuarantorParts | ExpectedLife | ReplacementCost | NominalWidth | 23-25 40 11 11 11 | Metal-Framed Gypsum Board Fixed Partitions | 189451
959 | Second Floor | 207633 | 188606,188629,189030,189460 | 0 | 197514 |  | New Construction | Second Floor | 0.000000 | F | 209256 | 123742 | 133192 | Basic Wall:Interior - Furring (38 mm Stud) | 0 | Basic Wall:Interior - Furring (38 mm Stud):128404 | Size | 187083 | 194291,194292,194293,194294,194295,194296,209240,209241,209242,209243 | Manufacturer | 3.000000 | 3Egy$LBd99weR14rW4beZu | 1 | Basic Wall:Interior - Furring (38 mm Stud):197514 |  | InstallationDate | 959 | WarrantyGuarantorLabor | F | ModelLabel | F | WarrantyDescription | F | F | ProductionYear | 0.000000 | F | 3.000000 | T | 0.000000 | Up to level: Second Floor | Finish | 2 | 1.693911 | SerialNumber | WarrantyStartDate | BarCode | AssetIdentifier | Features | TagNumber | 0 | 0.475637 | 0.091471 | 0 | 0.054000 | 0 | WarrantyDurationParts | AccessibilityPerformance | CodePerformance | Color | Constituents | Grade | Material | ModelReference | NominalHeight | NominalLength | Shape | SustainabilityPerformance | WarrantyDurationLabor | FIXED | WarrantyGuarantorParts | ExpectedLife | ReplacementCost | NominalWidth | 23-25 40 11 11 11 | Metal-Framed Gypsum Board Fixed Partitions
960 | Second Floor | 207634,207800 | 188511,189461 | 0 | 197561 |  | New Construction | Second Floor | 0.000000 | F | 209256 | 123743 | 133193 | Basic Wall:Interior - Furring (38 mm Stud) | 0 | Basic Wall:Interior - Furring (38 mm Stud):128404 | Size | 187084 | 194297,194298,194299,194300,194301,194302,209240,209241,209242,209243 | Manufacturer | 3.000000 | 3Egy$LBd99weR14rW4beZB | 1 | Basic Wall:Interior - Furring (38 mm Stud):197561 |  | InstallationDate | 960 | WarrantyGuarantorLabor | F | ModelLabel | F | WarrantyDescription | F | F | ProductionYear | 0.000000 | F | 3.000000 | T | 0.000000 | Up to level: Second Floor | Finish | 2 | 3.550425 | SerialNumber | WarrantyStartDate | BarCode | AssetIdentifier | Features | TagNumber | 0 | 1.183475 | 0.191723 | 0 | 0.054000 | 0 | WarrantyDurationParts | AccessibilityPerformance | CodePerformance | Color | Constituents | Grade | Material | ModelReference | NominalHeight | NominalLength | Shape | SustainabilityPerformance | WarrantyDurationLabor | FIXED | WarrantyGuarantorParts | ExpectedLife | ReplacementCost | NominalWidth | 23-25 40 11 11 11 | Metal-Framed Gypsum Board Fixed Partitions | 189460
961 | Second Floor | 207708,207786 | 189465,189467 | 2 | 198501 |  | New Construction | Second Floor | 0.000000 | F | 209256 | 123751 | 133201 | Basic Wall:Interior - Partition (92mm Stud) | 0 | Basic Wall:Interior - Partition (92mm Stud):128360 | Size | 187092 | 194333,194334,194335,194336,194337,194338,209244,209245,209246,209247 | Manufacturer | -0.102000 | 3Egy$LBd99weR14rW4bemN | 1 | Basic Wall:Interior - Partition (92mm Stud):198501 |  | InstallationDate | 961 | WarrantyGuarantorLabor | F | ModelLabel | F | WarrantyDescription | F | F | ProductionYear | 0.000000 | F | 4.578000 | T | 0.000000 | Up to level: Roof - Main | Finish | 2 | 12.859602 | SerialNumber | WarrantyStartDate | BarCode | AssetIdentifier | Features | TagNumber | 0 | 2.809000 | 1.594591 | 0 | 0.124000 | 0 | WarrantyDurationParts | AccessibilityPerformance | CodePerformance | Color | Constituents | Grade | Material | ModelReference | NominalHeight | NominalLength | Shape | SustainabilityPerformance | WarrantyDurationLabor | FIXED | WarrantyGuarantorParts | ExpectedLife | ReplacementCost | NominalWidth | 23-25 40 11 11 11 | Metal-Framed Gypsum Board Fixed Partitions | 188512
962 | Second Floor | 208132,208152 | 188819,189472 | 2 | 201161 |  | New Construction | Second Floor | 0.000000 | F | 209256 | 123778 | 133212 | Basic Wall:Interior - Partition (92mm Stud) | 0 | Basic Wall:Interior - Partition (92mm Stud):128360 | Size | 187103 | 194452,194453,194454,194455,194456,194457,209244,209245,209246,209247 | Manufacturer | -0.102000 | 3Egy$LBd99weR14rW4bfgx | 1 | Basic Wall:Interior - Partition (92mm Stud):201161 |  | InstallationDate | 962 | WarrantyGuarantorLabor | F | ModelLabel | F | WarrantyDescription | F | F | ProductionYear | 0.000000 | F | 4.578000 | T | 0.000000 | Up to level: Roof - Main | Finish | 2 | 6.291316 | SerialNumber | WarrantyStartDate | BarCode | AssetIdentifier | Features | TagNumber | 0 | 1.374250 | 0.780123 | 0 | 0.124000 | 0 | WarrantyDurationParts | AccessibilityPerformance | CodePerformance | Color | Constituents | Grade | Material | ModelReference | NominalHeight | NominalLength | Shape | SustainabilityPerformance | WarrantyDurationLabor | FIXED | WarrantyGuarantorParts | ExpectedLife | ReplacementCost | NominalWidth | 23-25 40 11 11 11 | Metal-Framed Gypsum Board Fixed Partitions | 189471
963 | Second Floor | 208388,208483 | 188822,188942,189473 | 0 | 202370 |  | New Construction | Second Floor | 0.000000 | F | 209256 | 123782 | 133218 | Basic Wall:Interior - Rated 1-HR (92mm Stud) | 0 | Basic Wall:Interior - Rated 1-HR (92mm Stud):128426 | Size | 187109 | 194488,194489,194490,194491,194492,194493,209185,209186,209187,209188 | Manufacturer | -0.102000 | 3Egy$LBd99weR14rW4bftm | 1 | Basic Wall:Interior - Rated 1-HR (92mm Stud):202370 |  | InstallationDate | 963 | WarrantyGuarantorLabor | F | ModelLabel | F | WarrantyDescription | F | F | ProductionYear | 0.000000 | F | 4.578000 | T | 0.000000 | Up to level: Roof - Main | Finish | 2 | 11.368090 | SerialNumber | WarrantyStartDate | BarCode | AssetIdentifier | Features | TagNumber | 0 | 2.359200 | 1.409643 | 0 | 0.124000 | 8421504 | WarrantyDurationParts | AccessibilityPerformance | CodePerformance | Color | Constituents | Grade | Material | ModelReference | NominalHeight | NominalLength | Shape | SustainabilityPerformance | WarrantyDurationLabor | FIXED | WarrantyGuarantorParts | ExpectedLife | ReplacementCost | NominalWidth | 23-25 40 11 11 11 | Metal-Framed Gypsum Board Fixed Partitions |  | 1 HR | Solid fill | 1 HR
964 | Second Floor | 208525,208545 |  | 2 | 204593 | 204957 | New Construction | Second Floor | 0.000000 | F | 209256 | 32080 | 133225 | Basic Wall:Interior - Partition (92mm Stud) | 0 | Basic Wall:Interior - Partition (92mm Stud):128360 | Size | 187116 | 205501,205502,205503,205504,205505,205506,209244,209245,209246,209247 | Manufacturer | -0.102000 | 3Egy$LBd99weR14rW4bfH3 | 1 | Basic Wall:Interior - Partition (92mm Stud):204593 |  | InstallationDate | 964 | WarrantyGuarantorLabor | F | ModelLabel | F | WarrantyDescription | F | F | ProductionYear | 0.000000 | F | 4.578000 | T | 0.000000 | Up to level: Roof - Main | Finish | 2 | 14.644037 | SerialNumber | WarrantyStartDate | BarCode | AssetIdentifier | Features | TagNumber | 0 | 3.465000 | 1.815861 | 0 | 0.124000 | 0 | WarrantyDurationParts | AccessibilityPerformance | CodePerformance | Color | Constituents | Grade | Material | ModelReference | NominalHeight | NominalLength | Shape | SustainabilityPerformance | WarrantyDurationLabor | FIXED | WarrantyGuarantorParts | ExpectedLife | ReplacementCost | NominalWidth | 23-25 40 11 11 11 | Metal-Framed Gypsum Board Fixed Partitions | 188517,188824
965 | Second Floor | 208542,208555 | 188050 | 2 | 204658 | 204958 | New Construction | Second Floor | 0.000000 | F | 209256 | 32081 | 133226 | Basic Wall:Interior - Partition (92mm Stud) | 0 | Basic Wall:Interior - Partition (92mm Stud):128360 | Size | 187117 | 205507,205508,205509,205510,205511,205512,209244,209245,209246,209247 | Manufacturer | -0.102000 | 3Egy$LBd99weR14rW4bfG0 | 1 | Basic Wall:Interior - Partition (92mm Stud):204658 |  | InstallationDate | 965 | WarrantyGuarantorLabor | F | ModelLabel | F | WarrantyDescription | F | F | ProductionYear | 0.000000 | F | 4.578000 | T | 0.000000 | Up to level: Roof - Main | Finish | 2 | 14.617766 | SerialNumber | WarrantyStartDate | BarCode | AssetIdentifier | Features | TagNumber | 0 | 3.500000 | 1.812603 | 0 | 0.124000 | 0 | WarrantyDurationParts | AccessibilityPerformance | CodePerformance | Color | Constituents | Grade | Material | ModelReference | NominalHeight | NominalLength | Shape | SustainabilityPerformance | WarrantyDurationLabor | FIXED | WarrantyGuarantorParts | ExpectedLife | ReplacementCost | NominalWidth | 23-25 40 11 11 11 | Metal-Framed Gypsum Board Fixed Partitions | 188825
966 | Second Floor | 208557,208571 | 188051 | 2 | 204720 | 204959 | New Construction | Second Floor | 0.000000 | F | 209256 | 32082 | 133227 | Basic Wall:Interior - Partition (92mm Stud) | 0 | Basic Wall:Interior - Partition (92mm Stud):128360 | Size | 187118 | 205513,205514,205515,205516,205517,205518,209244,209245,209246,209247 | Manufacturer | -0.102000 | 3Egy$LBd99weR14rW4bfJ2 | 1 | Basic Wall:Interior - Partition (92mm Stud):204720 |  | InstallationDate | 966 | WarrantyGuarantorLabor | F | ModelLabel | F | WarrantyDescription | F | F | ProductionYear | 0.000000 | F | 4.578000 | T | 0.000000 | Up to level: Roof - Main | Finish | 2 | 14.608571 | SerialNumber | WarrantyStartDate | BarCode | AssetIdentifier | Features | TagNumber | 0 | 3.500000 | 1.811463 | 0 | 0.124000 | 0 | WarrantyDurationParts | AccessibilityPerformance | CodePerformance | Color | Constituents | Grade | Material | ModelReference | NominalHeight | NominalLength | Shape | SustainabilityPerformance | WarrantyDurationLabor | FIXED | WarrantyGuarantorParts | ExpectedLife | ReplacementCost | NominalWidth | 23-25 40 11 11 11 | Metal-Framed Gypsum Board Fixed Partitions | 188826
967 | Second Floor | 208569 | 188677,188699 | 0 | 204955 |  | New Construction | Second Floor | 0.000000 | F | 209256 | 123791 | 133229 | Basic Wall:Interior - Rated 1-HR (92mm Stud) | 0 | Basic Wall:Interior - Rated 1-HR (92mm Stud):128426 | Size | 187120 | 194530,194531,194532,194533,194534,194535,209185,209186,209187,209188 | Manufacturer | -0.102000 | 3Egy$LBd99weR14rW4bglf | 1 | Basic Wall:Interior - Rated 1-HR (92mm Stud):204955 |  | InstallationDate | 967 | WarrantyGuarantorLabor | F | ModelLabel | F | WarrantyDescription | F | F | ProductionYear | 0.000000 | F | 4.578000 | T | 0.000000 | Up to level: Roof - Main | Finish | 2 | 8.044653 | SerialNumber | WarrantyStartDate | BarCode | AssetIdentifier | Features | TagNumber | 0 | 1.838500 | 0.997537 | 0 | 0.124000 | 8421504 | WarrantyDurationParts | AccessibilityPerformance | CodePerformance | Color | Constituents | Grade | Material | ModelReference | NominalHeight | NominalLength | Shape | SustainabilityPerformance | WarrantyDurationLabor | FIXED | WarrantyGuarantorParts | ExpectedLife | ReplacementCost | NominalWidth | 23-25 40 11 11 11 | Metal-Framed Gypsum Board Fixed Partitions | 188942,189475 | 1 HR | Solid fill | 1 HR
968 | Second Floor | 207990,208006 | 189498,189500 | 2 | 216283 |  | New Construction | Second Floor | 0.000000 | F | 209256 | 123848 | 133310 | Basic Wall:Interior - Partition (92mm Stud) | 0 | Basic Wall:Interior - Partition (92mm Stud):128360 | Size | 187201 | 194986,194987,194988,194989,194990,194991,209244,209245,209246,209247 | Manufacturer | -0.102000 | 3NhaIUfh12PAdrGa$S3yDY | 1 | Basic Wall:Interior - Partition (92mm Stud):216283 |  | InstallationDate | 968 | WarrantyGuarantorLabor | F | ModelLabel | F | WarrantyDescription | F | F | ProductionYear | 0.000000 | F | 4.578000 | T | 0.000000 | Up to level: Roof - Main | Finish | 2 | 1.602300 | SerialNumber | WarrantyStartDate | BarCode | AssetIdentifier | Features | TagNumber | 0 | 0.474000 | 0.198685 | 0 | 0.124000 | 0 | WarrantyDurationParts | AccessibilityPerformance | CodePerformance | Color | Constituents | Grade | Material | ModelReference | NominalHeight | NominalLength | Shape | SustainabilityPerformance | WarrantyDurationLabor | FIXED | WarrantyGuarantorParts | ExpectedLife | ReplacementCost | NominalWidth | 23-25 40 11 11 11 | Metal-Framed Gypsum Board Fixed Partitions | 189497
969 | Second Floor | 208007,208755 | 188613,189499 | 2 | 216300 |  | New Construction | Second Floor | 0.000000 | F | 209256 | 123849 | 133311 | Basic Wall:Interior - Partition (92mm Stud) | 0 | Basic Wall:Interior - Partition (92mm Stud):128360 | Size | 187202 | 194992,194993,194994,194995,194996,194997,209244,209245,209246,209247 | Manufacturer | -0.102000 | 3NhaIUfh12PAdrGa$S3yDL | 1 | Basic Wall:Interior - Partition (92mm Stud):216300 |  | InstallationDate | 969 | WarrantyGuarantorLabor | F | ModelLabel | F | WarrantyDescription | F | F | ProductionYear | 0.000000 | F | 4.578000 | T | 0.000000 | Up to level: Roof - Main | Finish | 2 | 1.620612 | SerialNumber | WarrantyStartDate | BarCode | AssetIdentifier | Features | TagNumber | 0 | 0.230000 | 0.200956 | 0 | 0.124000 | 0 | WarrantyDurationParts | AccessibilityPerformance | CodePerformance | Color | Constituents | Grade | Material | ModelReference | NominalHeight | NominalLength | Shape | SustainabilityPerformance | WarrantyDurationLabor | FIXED | WarrantyGuarantorParts | ExpectedLife | ReplacementCost | NominalWidth | 23-25 40 11 11 11 | Metal-Framed Gypsum Board Fixed Partitions | 189498
970 | Second Floor | 207907,207928 | 188704,189504 | 2 | 218119 |  | New Construction | Second Floor | 0.000000 | F | 209256 | 123859 | 133325 | Basic Wall:Interior - Plumbing (152mm Stud) | 0 | Basic Wall:Interior - Plumbing (152mm Stud):128382 | Size | 187216 | 195076,195077,195078,195079,195080,195081,209106,209107,209108,209109 | Manufacturer | -0.102000 | 3NhaIUfh12PAdrGa$S3zk_ | 1 | Basic Wall:Interior - Plumbing (152mm Stud):218119 |  | InstallationDate | 970 | WarrantyGuarantorLabor | F | ModelLabel | F | WarrantyDescription | F | F | ProductionYear | 0.000000 | F | 4.578000 | T | 0.000000 | Up to level: Roof - Main | Finish | 2 | 4.750958 | SerialNumber | WarrantyStartDate | BarCode | AssetIdentifier | Features | TagNumber | 0 | 1.097780 | 0.874176 | 0 | 0.184000 | 0 | WarrantyDurationParts | AccessibilityPerformance | CodePerformance | Color | Constituents | Grade | Material | ModelReference | NominalHeight | NominalLength | Shape | SustainabilityPerformance | WarrantyDurationLabor | FIXED | WarrantyGuarantorParts | ExpectedLife | ReplacementCost | NominalWidth | 23-25 40 11 11 11 | Metal-Framed Gypsum Board Fixed Partitions | 189503
971 | Second Floor | 207877 | 188947,189507,189660,189938 | 0 | 219313 |  | New Construction | Second Floor | 0.000000 | F | 209256 | 123870 | 133336 | Basic Wall:Interior - Furring (38 mm Stud) | 0 | Basic Wall:Interior - Furring (38 mm Stud):128404 | Size | 187227 | 195130,195131,195132,195133,195134,195135,209240,209241,209242,209243 | Manufacturer | -0.102000 | 3NhaIUfh12PAdrGa$S3zS8 | 1 | Basic Wall:Interior - Furring (38 mm Stud):219313 |  | InstallationDate | 971 | WarrantyGuarantorLabor | F | ModelLabel | F | WarrantyDescription | F | F | ProductionYear | 0.000000 | F | 4.578000 | T | 0.000000 | Up to level: Roof - Main | Finish | 2 | 1.318464 | SerialNumber | WarrantyStartDate | BarCode | AssetIdentifier | Features | TagNumber | 0 | 0.261000 | 0.071197 | 0 | 0.054000 | 0 | WarrantyDurationParts | AccessibilityPerformance | CodePerformance | Color | Constituents | Grade | Material | ModelReference | NominalHeight | NominalLength | Shape | SustainabilityPerformance | WarrantyDurationLabor | FIXED | WarrantyGuarantorParts | ExpectedLife | ReplacementCost | NominalWidth | 23-25 40 11 11 11 | Metal-Framed Gypsum Board Fixed Partitions
972 | Second Floor | 207642 | 189672,189870,190013 | 0 | 220355 |  | New Construction | Second Floor | 0.000000 | F | 209256 | 123874 | 133340 | Basic Wall:Interior - Furring (38 mm Stud) | 0 | Basic Wall:Interior - Furring (38 mm Stud):128404 | Size | 187231 | 195154,195155,195156,195157,195158,195159,209240,209241,209242,209243 | Manufacturer | 2.800000 | 3NhaIUfh12PAdrGa$S3zDw | 1 | Basic Wall:Interior - Furring (38 mm Stud):220355 |  | InstallationDate | 972 | WarrantyGuarantorLabor | F | ModelLabel | F | WarrantyDescription | F | F | ProductionYear | 0.000000 | F | 2.800000 | T | 0.000000 | Up to level: Second Floor | Finish | 2 | 1.429784 | SerialNumber | WarrantyStartDate | BarCode | AssetIdentifier | Features | TagNumber | 0 | 0.475637 | 0.077208 | 0 | 0.054000 | 0 | WarrantyDurationParts | AccessibilityPerformance | CodePerformance | Color | Constituents | Grade | Material | ModelReference | NominalHeight | NominalLength | Shape | SustainabilityPerformance | WarrantyDurationLabor | FIXED | WarrantyGuarantorParts | ExpectedLife | ReplacementCost | NominalWidth | 23-25 40 11 11 11 | Metal-Framed Gypsum Board Fixed Partitions | 189508
989 | Second Floor | 208008,208753 | 188269 | 2 | 216351 | 205089 | New Construction | Second Floor | 0.000000 | F | 209256 | 32261 | 133312 | Basic Wall:Interior - Partition (92mm Stud) | 0 | Basic Wall:Interior - Partition (92mm Stud):128360 | Size | 187203 | 194998,194999,195000,195001,195002,195003,209244,209245,209246,209247 | Manufacturer | -0.102000 | 3NhaIUfh12PAdrGa$S3yAc | 1 | Basic Wall:Interior - Partition (92mm Stud):216351 |  | InstallationDate | 989 | WarrantyGuarantorLabor | F | ModelLabel | F | WarrantyDescription | F | F | ProductionYear | 0.000000 | F | 4.578000 | T | 0.000000 | Up to level: Roof - Main | Finish | 2 | 5.720118 | SerialNumber | WarrantyStartDate | BarCode | AssetIdentifier | Features | TagNumber | 0 | 1.800000 | 0.709295 | 0 | 0.124000 | 0 | WarrantyDurationParts | AccessibilityPerformance | CodePerformance | Color | Constituents | Grade | Material | ModelReference | NominalHeight | NominalLength | Shape | SustainabilityPerformance | WarrantyDurationLabor | FIXED | WarrantyGuarantorParts | ExpectedLife | ReplacementCost | NominalWidth | 23-25 40 11 11 11 | Metal-Framed Gypsum Board Fixed Partitions | 189499
990 | Second Floor | 208081,208119 | 188039 | 2 | 235306 | 205093 | New Construction | Second Floor | 0.000000 | F | 209256 | 32267 | 133495 | Basic Wall:Interior - Partition (92mm Stud) | 0 | Basic Wall:Interior - Partition (92mm Stud):128360 | Size | 187242 | 196059,196060,196061,196062,196063,196064,209244,209245,209246,209247 | Manufacturer | -0.102000 | 35QeWibpT4DfyH3NIf2o5n | 1 | Basic Wall:Interior - Partition (92mm Stud):235306 |  | InstallationDate | 990 | WarrantyGuarantorLabor | F | ModelLabel | F | WarrantyDescription | F | F | ProductionYear | 0.000000 | F | 4.578000 | T | 0.000000 | Up to level: Roof - Main | Finish | 2 | 5.875770 | SerialNumber | WarrantyStartDate | BarCode | AssetIdentifier | Features | TagNumber | 0 | 1.834000 | 0.728595 | 0 | 0.124000 | 0 | WarrantyDurationParts | AccessibilityPerformance | CodePerformance | Color | Constituents | Grade | Material | ModelReference | NominalHeight | NominalLength | Shape | SustainabilityPerformance | WarrantyDurationLabor | FIXED | WarrantyGuarantorParts | ExpectedLife | ReplacementCost | NominalWidth | 23-25 40 11 11 11 | Metal-Framed Gypsum Board Fixed Partitions | 188859
991 | Second Floor | 207734,207745 | 188257 | 2 | 193946 | 205103 | New Construction | Second Floor | 0.000000 | F | 209256 | 32273 | 133166 | Basic Wall:Interior - Partition (92mm Stud) | 0 | Basic Wall:Interior - Partition (92mm Stud):128360 | Size | 187057 | 194141,194142,194143,194144,194145,194146,209244,209245,209246,209247 | Manufacturer | -0.102000 | 3Egy$LBd99weR14rW4btxe | 1 | Basic Wall:Interior - Partition (92mm Stud):193946 |  | InstallationDate | 991 | WarrantyGuarantorLabor | F | ModelLabel | F | WarrantyDescription | F | F | ProductionYear | 0.000000 | F | 4.578000 | T | 0.000000 | Up to level: Roof - Main | Finish | 2 | 17.545092 | SerialNumber | WarrantyStartDate | BarCode | AssetIdentifier | Features | TagNumber | 0 | 4.454500 | 2.175591 | 0 | 0.124000 | 0 | WarrantyDurationParts | AccessibilityPerformance | CodePerformance | Color | Constituents | Grade | Material | ModelReference | NominalHeight | NominalLength | Shape | SustainabilityPerformance | WarrantyDurationLabor | FIXED | WarrantyGuarantorParts | ExpectedLife | ReplacementCost | NominalWidth | 23-25 40 11 11 11 | Metal-Framed Gypsum Board Fixed Partitions | 188345
992 | Second Floor | 207813,207838 | 189456 | 2 | 195311 | 205107 | New Construction | Second Floor | 0.000000 | F | 209256 | 32281 | 133180 | Basic Wall:Interior - Partition (92mm Stud) | 0 | Basic Wall:Interior - Partition (92mm Stud):128360 | Size | 187071 | 194225,194226,194227,194228,194229,194230,209244,209245,209246,209247 | Manufacturer | -0.102000 | 3Egy$LBd99weR14rW4bt6T | 1 | Basic Wall:Interior - Partition (92mm Stud):195311 |  | InstallationDate | 992 | WarrantyGuarantorLabor | F | ModelLabel | F | WarrantyDescription | F | F | ProductionYear | 0.000000 | F | 4.578000 | T | 0.000000 | Up to level: Roof - Main | Finish | 2 | 3.703937 | SerialNumber | WarrantyStartDate | BarCode | AssetIdentifier | Features | TagNumber | 0 | 1.147912 | 0.424092 | 0 | 0.124000 | 0 | WarrantyDurationParts | AccessibilityPerformance | CodePerformance | Color | Constituents | Grade | Material | ModelReference | NominalHeight | NominalLength | Shape | SustainabilityPerformance | WarrantyDurationLabor | FIXED | WarrantyGuarantorParts | ExpectedLife | ReplacementCost | NominalWidth | 23-25 40 11 11 11 | Metal-Framed Gypsum Board Fixed Partitions | 188505
993 | Second Floor | 207704,207806 |  | 2 | 197178 | 205109 | New Construction | Second Floor | 0.000000 | F | 209256 | 32285 | 133191 | Basic Wall:Interior - Partition (92mm Stud) | 0 | Basic Wall:Interior - Partition (92mm Stud):128360 | Size | 187082 | 194285,194286,194287,194288,194289,194290,209244,209245,209246,209247 | Manufacturer | -0.102000 | 3Egy$LBd99weR14rW4beb8 | 1 | Basic Wall:Interior - Partition (92mm Stud):197178 |  | InstallationDate | 993 | WarrantyGuarantorLabor | F | ModelLabel | F | WarrantyDescription | F | F | ProductionYear | 0.000000 | F | 4.578000 | T | 0.000000 | Up to level: Roof - Main | Finish | 2 | 5.875770 | SerialNumber | WarrantyStartDate | BarCode | AssetIdentifier | Features | TagNumber | 0 | 1.834000 | 0.728595 | 0 | 0.124000 | 0 | WarrantyDurationParts | AccessibilityPerformance | CodePerformance | Color | Constituents | Grade | Material | ModelReference | NominalHeight | NominalLength | Shape | SustainabilityPerformance | WarrantyDurationLabor | FIXED | WarrantyGuarantorParts | ExpectedLife | ReplacementCost | NominalWidth | 23-25 40 11 11 11 | Metal-Framed Gypsum Board Fixed Partitions | 188510,188811
994 | Second Floor | 207692,207841 |  | 2 | 197100 | 205111 | New Construction | Second Floor | 0.000000 | F | 209256 | 32288 | 133190 | Basic Wall:Interior - Partition (92mm Stud) | 0 | Basic Wall:Interior - Partition (92mm Stud):128360 | Size | 187081 | 194279,194280,194281,194282,194283,194284,209244,209245,209246,209247 | Manufacturer | -0.102000 | 3Egy$LBd99weR14rW4begU | 1 | Basic Wall:Interior - Partition (92mm Stud):197100 |  | InstallationDate | 994 | WarrantyGuarantorLabor | F | ModelLabel | F | WarrantyDescription | F | F | ProductionYear | 0.000000 | F | 4.578000 | T | 0.000000 | Up to level: Roof - Main | Finish | 2 | 5.875770 | SerialNumber | WarrantyStartDate | BarCode | AssetIdentifier | Features | TagNumber | 0 | 1.834000 | 0.728595 | 0 | 0.124000 | 0 | WarrantyDurationParts | AccessibilityPerformance | CodePerformance | Color | Constituents | Grade | Material | ModelReference | NominalHeight | NominalLength | Shape | SustainabilityPerformance | WarrantyDurationLabor | FIXED | WarrantyGuarantorParts | ExpectedLife | ReplacementCost | NominalWidth | 23-25 40 11 11 11 | Metal-Framed Gypsum Board Fixed Partitions | 188814,189459
995 | Second Floor | 208224,208236 | 188263,188287 | 2 | 212763 | 205119 | New Construction | Second Floor | 0.000000 | F | 209256 | 32300 | 133292 | Basic Wall:Interior - Partition (92mm Stud) | 0 | Basic Wall:Interior - Partition (92mm Stud):128360 | Size | 187183 | 194884,194885,194886,194887,194888,194889,209244,209245,209246,209247 | Manufacturer | -0.102000 | 3NhaIUfh12PAdrGa$S3x2Y | 1 | Basic Wall:Interior - Partition (92mm Stud):212763 |  | InstallationDate | 995 | WarrantyGuarantorLabor | F | ModelLabel | F | WarrantyDescription | F | F | ProductionYear | 0.000000 | F | 4.578000 | T | 0.000000 | Up to level: Roof - Main | Finish | 2 | 14.802870 | SerialNumber | WarrantyStartDate | BarCode | AssetIdentifier | Features | TagNumber | 0 | 3.749000 | 1.835556 | 0 | 0.124000 | 0 | WarrantyDurationParts | AccessibilityPerformance | CodePerformance | Color | Constituents | Grade | Material | ModelReference | NominalHeight | NominalLength | Shape | SustainabilityPerformance | WarrantyDurationLabor | FIXED | WarrantyGuarantorParts | ExpectedLife | ReplacementCost | NominalWidth | 23-25 40 11 11 11 | Metal-Framed Gypsum Board Fixed Partitions
996 | Second Floor | 208142,208357 | 188028 | 2 | 201038 | 205122 | New Construction | Second Floor | 0.000000 | F | 209256 | 32306 | 133210 | Basic Wall:Interior - Partition (92mm Stud) | 0 | Basic Wall:Interior - Partition (92mm Stud):128360 | Size | 187101 | 194440,194441,194442,194443,194444,194445,209244,209245,209246,209247 | Manufacturer | -0.102000 | 3Egy$LBd99weR14rW4bfey | 1 | Basic Wall:Interior - Partition (92mm Stud):201038 |  | InstallationDate | 996 | WarrantyGuarantorLabor | F | ModelLabel | F | WarrantyDescription | F | F | ProductionYear | 0.000000 | F | 4.578000 | T | 0.000000 | Up to level: Roof - Main | Finish | 2 | 29.663058 | SerialNumber | WarrantyStartDate | BarCode | AssetIdentifier | Features | TagNumber | 0 | 7.030000 | 3.678219 | 0 | 0.124000 | 0 | WarrantyDurationParts | AccessibilityPerformance | CodePerformance | Color | Constituents | Grade | Material | ModelReference | NominalHeight | NominalLength | Shape | SustainabilityPerformance | WarrantyDurationLabor | FIXED | WarrantyGuarantorParts | ExpectedLife | ReplacementCost | NominalWidth | 23-25 40 11 11 11 | Metal-Framed Gypsum Board Fixed Partitions | 188818
997 | Second Floor | 208394,208484 |  | 2 | 208828 | 205128 | New Construction | Second Floor | 0.000000 | F | 209256 | 32315 | 133264 | Basic Wall:Interior - Partition (92mm Stud) | 0 | Basic Wall:Interior - Partition (92mm Stud):128360 | Size | 187155 | 194734,194735,194736,194737,194738,194739,209244,209245,209246,209247 | Manufacturer | -0.102000 | 3NhaIUfh12PAdrGa$S3w05 | 1 | Basic Wall:Interior - Partition (92mm Stud):208828 |  | InstallationDate | 997 | WarrantyGuarantorLabor | F | ModelLabel | F | WarrantyDescription | F | F | ProductionYear | 0.000000 | F | 4.578000 | T | 0.000000 | Up to level: Roof - Main | Finish | 2 | 10.449015 | SerialNumber | WarrantyStartDate | BarCode | AssetIdentifier | Features | TagNumber | 0 | 2.832961 | 1.295678 | 0 | 0.124000 | 0 | WarrantyDurationParts | AccessibilityPerformance | CodePerformance | Color | Constituents | Grade | Material | ModelReference | NominalHeight | NominalLength | Shape | SustainabilityPerformance | WarrantyDurationLabor | FIXED | WarrantyGuarantorParts | ExpectedLife | ReplacementCost | NominalWidth | 23-25 40 11 11 11 | Metal-Framed Gypsum Board Fixed Partitions | 188530,188822
998 | Second Floor | 208481,208502 |  | 2 | 239984 | 205140 | New Construction | Second Floor | 0.000000 | F | 209256 | 32331 | 133543 | Basic Wall:Interior - Partition (92mm Stud) | 0 | Basic Wall:Interior - Partition (92mm Stud):128360 | Size | 187244 | 196295,196296,196297,196298,196299,196300,209244,209245,209246,209247 | Manufacturer | -0.102000 | 35QeWibpT4DfyH3NIf2nyh | 1 | Basic Wall:Interior - Partition (92mm Stud):239984 |  | InstallationDate | 998 | WarrantyGuarantorLabor | F | ModelLabel | F | WarrantyDescription | F | F | ProductionYear | 0.000000 | F | 4.578000 | T | 0.000000 | Up to level: Roof - Main | Finish | 2 | 3.998790 | SerialNumber | WarrantyStartDate | BarCode | AssetIdentifier | Features | TagNumber | 0 | 1.424000 | 0.495850 | 0 | 0.124000 | 0 | WarrantyDurationParts | AccessibilityPerformance | CodePerformance | Color | Constituents | Grade | Material | ModelReference | NominalHeight | NominalLength | Shape | SustainabilityPerformance | WarrantyDurationLabor | FIXED | WarrantyGuarantorParts | ExpectedLife | ReplacementCost | NominalWidth | 23-25 40 11 11 11 | Metal-Framed Gypsum Board Fixed Partitions | 188521,188827
999 | Second Floor | 208401,208430 | 188260,188285 | 2 | 207456 | 205162 | New Construction | Second Floor | 0.000000 | F | 209256 | 32358 | 133255 | Basic Wall:Interior - Partition (92mm Stud) | 0 | Basic Wall:Interior - Partition (92mm Stud):128360 | Size | 187146 | 194680,194681,194682,194683,194684,194685,209244,209245,209246,209247 | Manufacturer | -0.102000 | 3Egy$LBd99weR14rW4bg4I | 1 | Basic Wall:Interior - Partition (92mm Stud):207456 |  | InstallationDate | 999 | WarrantyGuarantorLabor | F | ModelLabel | F | WarrantyDescription | F | F | ProductionYear | 0.000000 | F | 4.578000 | T | 0.000000 | Up to level: Roof - Main | Finish | 2 | 6.033430 | SerialNumber | WarrantyStartDate | BarCode | AssetIdentifier | Features | TagNumber | 0 | 1.868439 | 0.748145 | 0 | 0.124000 | 0 | WarrantyDurationParts | AccessibilityPerformance | CodePerformance | Color | Constituents | Grade | Material | ModelReference | NominalHeight | NominalLength | Shape | SustainabilityPerformance | WarrantyDurationLabor | FIXED | WarrantyGuarantorParts | ExpectedLife | ReplacementCost | NominalWidth | 23-25 40 11 11 11 | Metal-Framed Gypsum Board Fixed Partitions
1001 | Second Floor |  | 189570,189691,190014,190089 | 2 | 276194 |  | New Construction | Second Floor | 0.000000 | F | 209256 | 124447 | 133677 | Basic Wall:Interior - Partition (92mm Stud) | 0 | Basic Wall:Interior - Partition (92mm Stud):128360 | Size | 187413 | 197992,197993,197994,197995,197996,197997,209244,209245,209246,209247 | Manufacturer | -0.102000 | 2Xm8mTFlXE_vTXaS55sSYP | 1 | Basic Wall:Interior - Partition (92mm Stud):276194 |  | InstallationDate | 1001 | WarrantyGuarantorLabor | F | ModelLabel | F | WarrantyDescription | F | F | ProductionYear | 2.400000 | F | 2.178000 | T | 0.000000 | Up to level: Roof - Main | Finish | 2 | 3.724380 | SerialNumber | WarrantyStartDate | BarCode | AssetIdentifier | Features | TagNumber | 0 | 1.834000 | 0.461823 | 0 | 0.124000 | 0 | WarrantyDurationParts | AccessibilityPerformance | CodePerformance | Color | Constituents | Grade | Material | ModelReference | NominalHeight | NominalLength | Shape | SustainabilityPerformance | WarrantyDurationLabor | FIXED | WarrantyGuarantorParts | ExpectedLife | ReplacementCost | NominalWidth | 23-25 40 11 11 11 | Metal-Framed Gypsum Board Fixed Partitions | 188548
1002 | Second Floor |  | 189120,189150 | 2 | 276334 |  | New Construction | Second Floor | 0.000000 | F | 209256 | 124448 | 133678 | Basic Wall:Interior - Partition (92mm Stud) | 0 | Basic Wall:Interior - Partition (92mm Stud):128360 | Size | 187414 | 197998,197999,198000,198001,198002,198003,209244,209245,209246,209247 | Manufacturer | -0.102000 | 2Xm8mTFlXE_vTXaS55sSaL | 1 | Basic Wall:Interior - Partition (92mm Stud):276334 |  | InstallationDate | 1002 | WarrantyGuarantorLabor | F | ModelLabel | F | WarrantyDescription | F | F | ProductionYear | 2.400000 | F | 2.178000 | T | 0.000000 | Up to level: Roof - Main | Finish | 2 | 3.799388 | SerialNumber | WarrantyStartDate | BarCode | AssetIdentifier | Features | TagNumber | 0 | 1.868439 | 0.471124 | 0 | 0.124000 | 0 | WarrantyDurationParts | AccessibilityPerformance | CodePerformance | Color | Constituents | Grade | Material | ModelReference | NominalHeight | NominalLength | Shape | SustainabilityPerformance | WarrantyDurationLabor | FIXED | WarrantyGuarantorParts | ExpectedLife | ReplacementCost | NominalWidth | 23-25 40 11 11 11 | Metal-Framed Gypsum Board Fixed Partitions | 189026,189569,190011
1003 | Second Floor | 207718 |  | 2 | 287482 | 205224 | New Construction | Second Floor | 0.000000 | F | 209256 | 32428 | 133690 | Basic Wall:Interior - Partition (92mm Stud) | 0 | Basic Wall:Interior - Partition (92mm Stud):128360 | Size | 187508 | 205567,205568,205569,205570,205571,205572,209244,209245,209246,209247 | Manufacturer | 3.000000 | 0bpfxAz3XBrAx$RjFuHwdC | 1 | Basic Wall:Interior - Partition (92mm Stud):287482 |  | InstallationDate | 1003 | WarrantyGuarantorLabor | F | ModelLabel | F | WarrantyDescription | F | F | ProductionYear | 0.000000 | F | 3.000000 | T | 0.000000 | Up to level: Second Floor | Finish | 2 | 2.237707 | SerialNumber | WarrantyStartDate | BarCode | AssetIdentifier | Features | TagNumber | 0 | 1.079802 | 0.277476 | 0 | 0.124000 | 0 | WarrantyDurationParts | AccessibilityPerformance | CodePerformance | Color | Constituents | Grade | Material | ModelReference | NominalHeight | NominalLength | Shape | SustainabilityPerformance | WarrantyDurationLabor | FIXED | WarrantyGuarantorParts | ExpectedLife | ReplacementCost | NominalWidth | 23-25 40 11 11 11 | Metal-Framed Gypsum Board Fixed Partitions | 188869,189573,189574
1064 | Second Floor | 208343 | 189881 | 0 | 384836 |  | New Construction | Second Floor | 0.000000 | F | 209256 | 125546 | 134050 | Basic Wall:Interior - Furring (38 mm Stud) | 0 | Basic Wall:Interior - Furring (38 mm Stud):128404 | Size | 187840 | 202540,202541,202542,202543,202544,202545,209240,209241,209242,209243 | Manufacturer | 0.000000 | 2d8HbdSu9Fr9Na0iagzLE6 | 1 | Basic Wall:Interior - Furring (38 mm Stud):384836 |  | InstallationDate | 1064 | WarrantyGuarantorLabor | F | ModelLabel | F | WarrantyDescription | F | F | ProductionYear | 0.000000 | F | 4.680000 | T | 0.000000 | Up to level: Roof - Main | Finish | 3 | 1.900080 | SerialNumber | WarrantyStartDate | BarCode | AssetIdentifier | Features | TagNumber | 0 | 0.406000 | 0.102604 | 0 | 0.054000 | 0 | WarrantyDurationParts | AccessibilityPerformance | CodePerformance | Color | Constituents | Grade | Material | ModelReference | NominalHeight | NominalLength | Shape | SustainabilityPerformance | WarrantyDurationLabor | FIXED | WarrantyGuarantorParts | ExpectedLife | ReplacementCost | NominalWidth | 23-25 40 11 11 11 | Metal-Framed Gypsum Board Fixed Partitions | 189648,189879,189880
1065 | Second Floor | 208349 | 189883 | 0 | 384996 |  | New Construction | Second Floor | 0.000000 | F | 209256 | 125548 | 134052 | Basic Wall:Interior - Furring (38 mm Stud) | 0 | Basic Wall:Interior - Furring (38 mm Stud):128404 | Size | 187842 | 202552,202553,202554,202555,202556,202557,209240,209241,209242,209243 | Manufacturer | 0.000000 | 2d8HbdSu9Fr9Na0iagzLCc | 1 | Basic Wall:Interior - Furring (38 mm Stud):384996 |  | InstallationDate | 1065 | WarrantyGuarantorLabor | F | ModelLabel | F | WarrantyDescription | F | F | ProductionYear | 0.000000 | F | 4.680000 | T | 0.000000 | Up to level: Roof - Main | Finish | 3 | 1.778400 | SerialNumber | WarrantyStartDate | BarCode | AssetIdentifier | Features | TagNumber | 0 | 0.486500 | 0.096034 | 0 | 0.054000 | 0 | WarrantyDurationParts | AccessibilityPerformance | CodePerformance | Color | Constituents | Grade | Material | ModelReference | NominalHeight | NominalLength | Shape | SustainabilityPerformance | WarrantyDurationLabor | FIXED | WarrantyGuarantorParts | ExpectedLife | ReplacementCost | NominalWidth | 23-25 40 11 11 11 | Metal-Framed Gypsum Board Fixed Partitions | 188104,189664,190097
1066 | Second Floor | 208336 | 189884 | 0 | 385014 |  | New Construction | Second Floor | 0.000000 | F | 209256 | 125549 | 134053 | Basic Wall:Interior - Furring (38 mm Stud) | 0 | Basic Wall:Interior - Furring (38 mm Stud):128404 | Size | 187843 | 202558,202559,202560,202561,202562,202563,209240,209241,209242,209243 | Manufacturer | 0.000000 | 2d8HbdSu9Fr9Na0iagzLCq | 1 | Basic Wall:Interior - Furring (38 mm Stud):385014 |  | InstallationDate | 1066 | WarrantyGuarantorLabor | F | ModelLabel | F | WarrantyDescription | F | F | ProductionYear | 0.000000 | F | 4.680000 | T | 0.000000 | Up to level: Roof - Main | Finish | 3 | 3.163680 | SerialNumber | WarrantyStartDate | BarCode | AssetIdentifier | Features | TagNumber | 0 | 0.676000 | 0.170839 | 0 | 0.054000 | 0 | WarrantyDurationParts | AccessibilityPerformance | CodePerformance | Color | Constituents | Grade | Material | ModelReference | NominalHeight | NominalLength | Shape | SustainabilityPerformance | WarrantyDurationLabor | FIXED | WarrantyGuarantorParts | ExpectedLife | ReplacementCost | NominalWidth | 23-25 40 11 11 11 | Metal-Framed Gypsum Board Fixed Partitions | 189650,189882,189883
1067 | Second Floor | 208279 | 189887 | 0 | 385183 |  | New Construction | Second Floor | 0.000000 | F | 209256 | 125552 | 134056 | Basic Wall:Interior - Furring (38 mm Stud) | 0 | Basic Wall:Interior - Furring (38 mm Stud):128404 | Size | 187846 | 202576,202577,202578,202579,202580,202581,209240,209241,209242,209243 | Manufacturer | 0.000000 | 2d8HbdSu9Fr9Na0iagzMnT | 1 | Basic Wall:Interior - Furring (38 mm Stud):385183 |  | InstallationDate | 1067 | WarrantyGuarantorLabor | F | ModelLabel | F | WarrantyDescription | F | F | ProductionYear | 0.000000 | F | 4.680000 | T | 0.000000 | Up to level: Roof - Main | Finish | 3 | 5.054626 | SerialNumber | WarrantyStartDate | BarCode | AssetIdentifier | Features | TagNumber | 0 | 1.080048 | 0.272950 | 0 | 0.054000 | 0 | WarrantyDurationParts | AccessibilityPerformance | CodePerformance | Color | Constituents | Grade | Material | ModelReference | NominalHeight | NominalLength | Shape | SustainabilityPerformance | WarrantyDurationLabor | FIXED | WarrantyGuarantorParts | ExpectedLife | ReplacementCost | NominalWidth | 23-25 40 11 11 11 | Metal-Framed Gypsum Board Fixed Partitions | 189665,189885,190098
1068 | Second Floor | 208266 |  | 0 | 385205 |  | New Construction | Second Floor | 0.000000 | F | 209256 | 125553 | 134057 | Basic Wall:Interior - Furring (38 mm Stud) | 0 | Basic Wall:Interior - Furring (38 mm Stud):128404 | Size | 187847 | 202582,202583,202584,202585,202586,202587,209240,209241,209242,209243 | Manufacturer | 0.000000 | 2d8HbdSu9Fr9Na0iagzMnt | 1 | Basic Wall:Interior - Furring (38 mm Stud):385205 |  | InstallationDate | 1068 | WarrantyGuarantorLabor | F | ModelLabel | F | WarrantyDescription | F | F | ProductionYear | 0.000000 | F | 4.680000 | T | 0.000000 | Up to level: Roof - Main | Finish | 3 | 1.513205 | SerialNumber | WarrantyStartDate | BarCode | AssetIdentifier | Features | TagNumber | 0 | 0.483834 | 0.081713 | 0 | 0.054000 | 0 | WarrantyDurationParts | AccessibilityPerformance | CodePerformance | Color | Constituents | Grade | Material | ModelReference | NominalHeight | NominalLength | Shape | SustainabilityPerformance | WarrantyDurationLabor | FIXED | WarrantyGuarantorParts | ExpectedLife | ReplacementCost | NominalWidth | 23-25 40 11 11 11 | Metal-Framed Gypsum Board Fixed Partitions | 188192,189651,189886,189887
1069 | Second Floor | 208271,208283 | 189889 | 0 | 385579 |  | New Construction | Second Floor | 0.000000 | F | 209256 | 125555 | 134059 | Basic Wall:Interior - Furring (38 mm Stud) | 0 | Basic Wall:Interior - Furring (38 mm Stud):128404 | Size | 187849 | 202594,202595,202596,202597,202598,202599,209240,209241,209242,209243 | Manufacturer | 0.000000 | 2d8HbdSu9Fr9Na0iagzMxf | 1 | Basic Wall:Interior - Furring (38 mm Stud):385579 |  | InstallationDate | 1069 | WarrantyGuarantorLabor | F | ModelLabel | F | WarrantyDescription | F | F | ProductionYear | 0.000000 | F | 4.680000 | T | 0.000000 | Up to level: Roof - Main | Finish | 3 | 16.732193 | SerialNumber | WarrantyStartDate | BarCode | AssetIdentifier | Features | TagNumber | 0 | 3.575255 | 0.903538 | 0 | 0.054000 | 0 | WarrantyDurationParts | AccessibilityPerformance | CodePerformance | Color | Constituents | Grade | Material | ModelReference | NominalHeight | NominalLength | Shape | SustainabilityPerformance | WarrantyDurationLabor | FIXED | WarrantyGuarantorParts | ExpectedLife | ReplacementCost | NominalWidth | 23-25 40 11 11 11 | Metal-Framed Gypsum Board Fixed Partitions | 188326,189888
1070 | Second Floor | 208290 | 189891 | 0 | 385704 |  | New Construction | Second Floor | 0.000000 | F | 209256 | 125558 | 134062 | Basic Wall:Interior - Furring (38 mm Stud) | 0 | Basic Wall:Interior - Furring (38 mm Stud):128404 | Size | 187852 | 202612,202613,202614,202615,202616,202617,209240,209241,209242,209243 | Manufacturer | 0.000000 | 2d8HbdSu9Fr9Na0iagzMvg | 1 | Basic Wall:Interior - Furring (38 mm Stud):385704 |  | InstallationDate | 1070 | WarrantyGuarantorLabor | F | ModelLabel | F | WarrantyDescription | F | F | ProductionYear | 0.000000 | F | 4.680000 | T | 0.000000 | Up to level: Roof - Main | Finish | 3 | 4.458622 | SerialNumber | WarrantyStartDate | BarCode | AssetIdentifier | Features | TagNumber | 0 | 0.952697 | 0.240766 | 0 | 0.054000 | 0 | WarrantyDurationParts | AccessibilityPerformance | CodePerformance | Color | Constituents | Grade | Material | ModelReference | NominalHeight | NominalLength | Shape | SustainabilityPerformance | WarrantyDurationLabor | FIXED | WarrantyGuarantorParts | ExpectedLife | ReplacementCost | NominalWidth | 23-25 40 11 11 11 | Metal-Framed Gypsum Board Fixed Partitions | 189116,189151,189890
1071 | Second Floor | 208223,208238 | 189896 | 0 | 386266 |  | New Construction | Second Floor | 0.000000 | F | 209256 | 125566 | 134070 | Basic Wall:Interior - Furring (38 mm Stud) | 0 | Basic Wall:Interior - Furring (38 mm Stud):128404 | Size | 187860 | 202660,202661,202662,202663,202664,202665,209240,209241,209242,209243 | Manufacturer | 0.000000 | 2d8HbdSu9Fr9Na0iagzMWO | 1 | Basic Wall:Interior - Furring (38 mm Stud):386266 |  | InstallationDate | 1071 | WarrantyGuarantorLabor | F | ModelLabel | F | WarrantyDescription | F | F | ProductionYear | 0.000000 | F | 4.680000 | T | 0.000000 | Up to level: Roof - Main | Finish | 3 | 16.815637 | SerialNumber | WarrantyStartDate | BarCode | AssetIdentifier | Features | TagNumber | 0 | 3.593085 | 0.908044 | 0 | 0.054000 | 0 | WarrantyDurationParts | AccessibilityPerformance | CodePerformance | Color | Constituents | Grade | Material | ModelReference | NominalHeight | NominalLength | Shape | SustainabilityPerformance | WarrantyDurationLabor | FIXED | WarrantyGuarantorParts | ExpectedLife | ReplacementCost | NominalWidth | 23-25 40 11 11 11 | Metal-Framed Gypsum Board Fixed Partitions | 188287,189895
1072 | Second Floor | 208308 | 189898,190100 | 0 | 386614 |  | New Construction | Second Floor | 0.000000 | F | 209256 | 125569 | 134074 | Basic Wall:Interior - Furring (38 mm Stud) | 0 | Basic Wall:Interior - Furring (38 mm Stud):128404 | Size | 187864 | 202684,202685,202686,202687,202688,202689,209240,209241,209242,209243 | Manufacturer | 0.000000 | 2d8HbdSu9Fr9Na0iagzMhq | 1 | Basic Wall:Interior - Furring (38 mm Stud):386614 |  | InstallationDate | 1072 | WarrantyGuarantorLabor | F | ModelLabel | F | WarrantyDescription | F | F | ProductionYear | 0.000000 | F | 4.680000 | T | 0.000000 | Up to level: Roof - Main | Finish | 3 | 3.748680 | SerialNumber | WarrantyStartDate | BarCode | AssetIdentifier | Features | TagNumber | 0 | 0.801000 | 0.202429 | 0 | 0.054000 | 0 | WarrantyDurationParts | AccessibilityPerformance | CodePerformance | Color | Constituents | Grade | Material | ModelReference | NominalHeight | NominalLength | Shape | SustainabilityPerformance | WarrantyDurationLabor | FIXED | WarrantyGuarantorParts | ExpectedLife | ReplacementCost | NominalWidth | 23-25 40 11 11 11 | Metal-Framed Gypsum Board Fixed Partitions | 188682,189897
1073 | Second Floor | 208218 |  | 0 | 386679 |  | New Construction | Second Floor | 0.000000 | F | 209256 | 125571 | 134076 | Basic Wall:Interior - Furring (38 mm Stud) | 0 | Basic Wall:Interior - Furring (38 mm Stud):128404 | Size | 187866 | 202696,202697,202698,202699,202700,202701,209240,209241,209242,209243 | Manufacturer | 0.000000 | 2d8HbdSu9Fr9Na0iagzMgr | 1 | Basic Wall:Interior - Furring (38 mm Stud):386679 |  | InstallationDate | 1073 | WarrantyGuarantorLabor | F | ModelLabel | F | WarrantyDescription | F | F | ProductionYear | 0.000000 | F | 4.680000 | T | 0.000000 | Up to level: Roof - Main | Finish | 3 | 3.495960 | SerialNumber | WarrantyStartDate | BarCode | AssetIdentifier | Features | TagNumber | 0 | 0.801000 | 0.188782 | 0 | 0.054000 | 0 | WarrantyDurationParts | AccessibilityPerformance | CodePerformance | Color | Constituents | Grade | Material | ModelReference | NominalHeight | NominalLength | Shape | SustainabilityPerformance | WarrantyDurationLabor | FIXED | WarrantyGuarantorParts | ExpectedLife | ReplacementCost | NominalWidth | 23-25 40 11 11 11 | Metal-Framed Gypsum Board Fixed Partitions | 189153,189654,189899,189900
1074 | Second Floor | 208207 |  | 0 | 387163 |  | New Construction | Second Floor | 0.000000 | F | 209256 | 125575 | 134081 | Basic Wall:Interior - Furring (38 mm Stud) | 0 | Basic Wall:Interior - Furring (38 mm Stud):128404 | Size | 187871 | 202726,202727,202728,202729,202730,202731,209240,209241,209242,209243 | Manufacturer | 0.000000 | 2d8HbdSu9Fr9Na0iagzMIP | 1 | Basic Wall:Interior - Furring (38 mm Stud):387163 |  | InstallationDate | 1074 | WarrantyGuarantorLabor | F | ModelLabel | F | WarrantyDescription | F | F | ProductionYear | 0.000000 | F | 4.680000 | T | 0.000000 | Up to level: Roof - Main | Finish | 3 | 1.647360 | SerialNumber | WarrantyStartDate | BarCode | AssetIdentifier | Features | TagNumber | 0 | 0.406000 | 0.088957 | 0 | 0.054000 | 0 | WarrantyDurationParts | AccessibilityPerformance | CodePerformance | Color | Constituents | Grade | Material | ModelReference | NominalHeight | NominalLength | Shape | SustainabilityPerformance | WarrantyDurationLabor | FIXED | WarrantyGuarantorParts | ExpectedLife | ReplacementCost | NominalWidth | 23-25 40 11 11 11 | Metal-Framed Gypsum Board Fixed Partitions | 189156,189652,189904,189905
1075 | Second Floor | 208769 | 189911,189913 | 0 | 387730 |  | New Construction | Second Floor | 0.000000 | F | 209256 | 125579 | 134086 | Basic Wall:Interior - Furring (38 mm Stud) | 0 | Basic Wall:Interior - Furring (38 mm Stud):128404 | Size | 187876 | 202756,202757,202758,202759,202760,202761,209240,209241,209242,209243 | Manufacturer | 0.000000 | 2d8HbdSu9Fr9Na0iagzMPG | 1 | Basic Wall:Interior - Furring (38 mm Stud):387730 |  | InstallationDate | 1075 | WarrantyGuarantorLabor | F | ModelLabel | F | WarrantyDescription | F | F | ProductionYear | 0.000000 | F | 4.680000 | T | 0.000000 | Up to level: Roof - Main | Finish | 3 | 3.531474 | SerialNumber | WarrantyStartDate | BarCode | AssetIdentifier | Features | TagNumber | 0 | 0.781000 | 0.190700 | 0 | 0.054000 | 0 | WarrantyDurationParts | AccessibilityPerformance | CodePerformance | Color | Constituents | Grade | Material | ModelReference | NominalHeight | NominalLength | Shape | SustainabilityPerformance | WarrantyDurationLabor | FIXED | WarrantyGuarantorParts | ExpectedLife | ReplacementCost | NominalWidth | 23-25 40 11 11 11 | Metal-Framed Gypsum Board Fixed Partitions | 188685,189910
1076 | Second Floor | 208768 |  | 2 | 387897 |  | New Construction | Second Floor | 0.000000 | F | 209256 | 125582 | 134089 | Basic Wall:Interior - Partition (92mm Stud) | 0 | Basic Wall:Interior - Partition (92mm Stud):128360 | Size | 187879 | 202774,202775,202776,202777,202778,202779,209244,209245,209246,209247 | Manufacturer | -0.102000 | 2d8HbdSu9Fr9Na0iagzMVx | 1 | Basic Wall:Interior - Partition (92mm Stud):387897 |  | InstallationDate | 1076 | WarrantyGuarantorLabor | F | ModelLabel | F | WarrantyDescription | F | F | ProductionYear | 0.000000 | F | 4.578000 | T | 0.000000 | Up to level: Roof - Main | Finish | 2 | 1.016316 | SerialNumber | WarrantyStartDate | BarCode | AssetIdentifier | Features | TagNumber | 0 | 0.195000 | 0.126023 | 0 | 0.124000 | 0 | WarrantyDurationParts | AccessibilityPerformance | CodePerformance | Color | Constituents | Grade | Material | ModelReference | NominalHeight | NominalLength | Shape | SustainabilityPerformance | WarrantyDurationLabor | FIXED | WarrantyGuarantorParts | ExpectedLife | ReplacementCost | NominalWidth | 23-25 40 11 11 11 | Metal-Framed Gypsum Board Fixed Partitions | 188686,189160,189161,189913
1077 | Second Floor | 208368 | 189162,189915 | 0 | 388119 |  | New Construction | Second Floor | 0.000000 | F | 209256 | 125584 | 134091 | Basic Wall:Interior - Furring (38 mm Stud) | 0 | Basic Wall:Interior - Furring (38 mm Stud):128404 | Size | 187880 | 202784,202785,202786,202787,202788,202789,209240,209241,209242,209243 | Manufacturer | -0.102000 | 2d8HbdSu9Fr9Na0iagzM3L | 1 | Basic Wall:Interior - Furring (38 mm Stud):388119 |  | InstallationDate | 1077 | WarrantyGuarantorLabor | F | ModelLabel | F | WarrantyDescription | F | F | ProductionYear | 0.000000 | F | 4.578000 | T | 0.000000 | Up to level: Roof - Main | Finish | 3 | 1.858668 | SerialNumber | WarrantyStartDate | BarCode | AssetIdentifier | Features | TagNumber | 0 | 0.406000 | 0.100368 | 0 | 0.054000 | 0 | WarrantyDurationParts | AccessibilityPerformance | CodePerformance | Color | Constituents | Grade | Material | ModelReference | NominalHeight | NominalLength | Shape | SustainabilityPerformance | WarrantyDurationLabor | FIXED | WarrantyGuarantorParts | ExpectedLife | ReplacementCost | NominalWidth | 23-25 40 11 11 11 | Metal-Framed Gypsum Board Fixed Partitions | 189907,189914
1078 | Second Floor | 208763 | 189165 | 0 | 388121 |  | New Construction | Second Floor | 0.000000 | F | 209256 | 125586 | 134093 | Basic Wall:Interior - Furring (38 mm Stud) | 0 | Basic Wall:Interior - Furring (38 mm Stud):128404 | Size | 187882 | 202796,202797,202798,202799,202800,202801,209240,209241,209242,209243 | Manufacturer | -0.102000 | 2d8HbdSu9Fr9Na0iagzM3R | 1 | Basic Wall:Interior - Furring (38 mm Stud):388121 |  | InstallationDate | 1078 | WarrantyGuarantorLabor | F | ModelLabel | F | WarrantyDescription | F | F | ProductionYear | 0.000000 | F | 4.578000 | T | 0.000000 | Up to level: Roof - Main | Finish | 3 | 1.858668 | SerialNumber | WarrantyStartDate | BarCode | AssetIdentifier | Features | TagNumber | 0 | 0.406000 | 0.100368 | 0 | 0.054000 | 0 | WarrantyDurationParts | AccessibilityPerformance | CodePerformance | Color | Constituents | Grade | Material | ModelReference | NominalHeight | NominalLength | Shape | SustainabilityPerformance | WarrantyDurationLabor | FIXED | WarrantyGuarantorParts | ExpectedLife | ReplacementCost | NominalWidth | 23-25 40 11 11 11 | Metal-Framed Gypsum Board Fixed Partitions | 188679,188687,189163
1079 | Second Floor | 208411 |  | 0 | 388122 |  | New Construction | Second Floor | 0.000000 | F | 209256 | 125587 | 134094 | Basic Wall:Interior - Furring (38 mm Stud) | 0 | Basic Wall:Interior - Furring (38 mm Stud):128404 | Size | 187883 | 202802,202803,202804,202805,202806,202807,209240,209241,209242,209243 | Manufacturer | -0.102000 | 2d8HbdSu9Fr9Na0iagzM3O | 1 | Basic Wall:Interior - Furring (38 mm Stud):388122 |  | InstallationDate | 1079 | WarrantyGuarantorLabor | F | ModelLabel | F | WarrantyDescription | F | F | ProductionYear | 0.000000 | F | 4.578000 | T | 0.000000 | Up to level: Roof - Main | Finish | 3 | 4.468128 | SerialNumber | WarrantyStartDate | BarCode | AssetIdentifier | Features | TagNumber | 0 | 0.976000 | 0.241279 | 0 | 0.054000 | 0 | WarrantyDurationParts | AccessibilityPerformance | CodePerformance | Color | Constituents | Grade | Material | ModelReference | NominalHeight | NominalLength | Shape | SustainabilityPerformance | WarrantyDurationLabor | FIXED | WarrantyGuarantorParts | ExpectedLife | ReplacementCost | NominalWidth | 23-25 40 11 11 11 | Metal-Framed Gypsum Board Fixed Partitions | 189115,189164,189165,189915
1080 | Second Floor | 208561,208578 | 188688,189167 | 2 | 388351 |  | New Construction | Second Floor | 0.000000 | F | 209256 | 125588 | 134095 | Basic Wall:Interior - Partition (92mm Stud) | 0 | Basic Wall:Interior - Partition (92mm Stud):128360 | Size | 187884 | 202808,202809,202810,202811,202812,202813,209244,209245,209246,209247 | Manufacturer | -0.102000 | 2d8HbdSu9Fr9Na0iagzM0z | 1 | Basic Wall:Interior - Partition (92mm Stud):388351 |  | InstallationDate | 1080 | WarrantyGuarantorLabor | F | ModelLabel | F | WarrantyDescription | F | F | ProductionYear | 0.000000 | F | 4.578000 | T | 0.000000 | Up to level: Roof - Main | Finish | 2 | 18.064788 | SerialNumber | WarrantyStartDate | BarCode | AssetIdentifier | Features | TagNumber | 0 | 4.035000 | 2.240034 | 0 | 0.124000 | 0 | WarrantyDurationParts | AccessibilityPerformance | CodePerformance | Color | Constituents | Grade | Material | ModelReference | NominalHeight | NominalLength | Shape | SustainabilityPerformance | WarrantyDurationLabor | FIXED | WarrantyGuarantorParts | ExpectedLife | ReplacementCost | NominalWidth | 23-25 40 11 11 11 | Metal-Framed Gypsum Board Fixed Partitions | 188840
1081 | Second Floor | 208596 | 189170 | 0 | 388435 |  | New Construction | Second Floor | 0.000000 | F | 209256 | 125591 | 134098 | Basic Wall:Interior - Furring (38 mm Stud) | 0 | Basic Wall:Interior - Furring (38 mm Stud):128404 | Size | 187887 | 202826,202827,202828,202829,202830,202831,209240,209241,209242,209243 | Manufacturer | -0.102000 | 2d8HbdSu9Fr9Na0iagzM6H | 1 | Basic Wall:Interior - Furring (38 mm Stud):388435 |  | InstallationDate | 1081 | WarrantyGuarantorLabor | F | ModelLabel | F | WarrantyDescription | F | F | ProductionYear | 0.000000 | F | 4.578000 | T | 0.000000 | Up to level: Roof - Main | Finish | 3 | 3.461082 | SerialNumber | WarrantyStartDate | BarCode | AssetIdentifier | Features | TagNumber | 0 | 0.756025 | 0.186898 | 0 | 0.054000 | 0 | WarrantyDurationParts | AccessibilityPerformance | CodePerformance | Color | Constituents | Grade | Material | ModelReference | NominalHeight | NominalLength | Shape | SustainabilityPerformance | WarrantyDurationLabor | FIXED | WarrantyGuarantorParts | ExpectedLife | ReplacementCost | NominalWidth | 23-25 40 11 11 11 | Metal-Framed Gypsum Board Fixed Partitions | 189169,189647,190105
1082 | Second Floor | 208595 |  | 0 | 388436 |  | New Construction | Second Floor | 0.000000 | F | 209256 | 125592 | 134099 | Basic Wall:Interior - Furring (38 mm Stud) | 0 | Basic Wall:Interior - Furring (38 mm Stud):128404 | Size | 187888 | 202832,202833,202834,202835,202836,202837,209240,209241,209242,209243 | Manufacturer | -0.102000 | 2d8HbdSu9Fr9Na0iagzM6M | 1 | Basic Wall:Interior - Furring (38 mm Stud):388436 |  | InstallationDate | 1082 | WarrantyGuarantorLabor | F | ModelLabel | F | WarrantyDescription | F | F | ProductionYear | 0.000000 | F | 4.578000 | T | 0.000000 | Up to level: Roof - Main | Finish | 3 | 1.996008 | SerialNumber | WarrantyStartDate | BarCode | AssetIdentifier | Features | TagNumber | 0 | 0.436000 | 0.107784 | 0 | 0.054000 | 0 | WarrantyDurationParts | AccessibilityPerformance | CodePerformance | Color | Constituents | Grade | Material | ModelReference | NominalHeight | NominalLength | Shape | SustainabilityPerformance | WarrantyDurationLabor | FIXED | WarrantyGuarantorParts | ExpectedLife | ReplacementCost | NominalWidth | 23-25 40 11 11 11 | Metal-Framed Gypsum Board Fixed Partitions | 188678,188689,189170,189917
1083 | Second Floor | 208162 | 189931 | 0 | 390574 |  | New Construction | Second Floor | 0.000000 | F | 209256 | 125608 | 134115 | Basic Wall:Interior - Furring (38 mm Stud) | 0 | Basic Wall:Interior - Furring (38 mm Stud):128404 | Size | 187904 | 202928,202929,202930,202931,202932,202933,209240,209241,209242,209243 | Manufacturer | -0.102000 | 2d8HbdSu9Fr9Na0iagzNbi | 1 | Basic Wall:Interior - Furring (38 mm Stud):390574 |  | InstallationDate | 1083 | WarrantyGuarantorLabor | F | ModelLabel | F | WarrantyDescription | F | F | ProductionYear | 0.000000 | F | 4.578000 | T | 0.000000 | Up to level: Roof - Main | Finish | 3 | 2.014320 | SerialNumber | WarrantyStartDate | BarCode | AssetIdentifier | Features | TagNumber | 0 | 0.440000 | 0.108773 | 0 | 0.054000 | 0 | WarrantyDurationParts | AccessibilityPerformance | CodePerformance | Color | Constituents | Grade | Material | ModelReference | NominalHeight | NominalLength | Shape | SustainabilityPerformance | WarrantyDurationLabor | FIXED | WarrantyGuarantorParts | ExpectedLife | ReplacementCost | NominalWidth | 23-25 40 11 11 11 | Metal-Framed Gypsum Board Fixed Partitions | 189158,189171,189930
1084 | Second Floor | 208172,208173 |  | 0 | 390936 |  | New Construction | Second Floor | 0.000000 | F | 209256 | 125622 | 134129 | Basic Wall:Interior - Furring (38 mm Stud) | 0 | Basic Wall:Interior - Furring (38 mm Stud):128404 | Size | 187917 | 203010,203011,203012,203013,203014,203015,209240,209241,209242,209243 | Manufacturer | -0.102000 | 2d8HbdSu9Fr9Na0iagzNlQ | 1 | Basic Wall:Interior - Furring (38 mm Stud):390936 |  | InstallationDate | 1084 | WarrantyGuarantorLabor | F | ModelLabel | F | WarrantyDescription | F | F | ProductionYear | 0.000000 | F | 4.578000 | T | 0.000000 | Up to level: Roof - Main | Finish | 3 | 0.805728 | SerialNumber | WarrantyStartDate | BarCode | AssetIdentifier | Features | TagNumber | 0 | 0.265000 | 0.043509 | 0 | 0.054000 | 0 | WarrantyDurationParts | AccessibilityPerformance | CodePerformance | Color | Constituents | Grade | Material | ModelReference | NominalHeight | NominalLength | Shape | SustainabilityPerformance | WarrantyDurationLabor | FIXED | WarrantyGuarantorParts | ExpectedLife | ReplacementCost | NominalWidth | 23-25 40 11 11 11 | Metal-Framed Gypsum Board Fixed Partitions | 189667,189936,190108
1085 | Second Floor | 207722 | 188890 | 0 | 392344 | 205258 | New Construction | Second Floor | 0.000000 | F | 209256 | 32455 | 134138 | Basic Wall:Interior - Furring (38 mm Stud) | 0 | Basic Wall:Interior - Furring (38 mm Stud):128404 | Size | 187926 | 205683,205684,205685,205686,205687,205688,209240,209241,209242,209243 | Manufacturer | 2.800000 | 2d8HbdSu9Fr9Na0iagzN1Q | 1 | Basic Wall:Interior - Furring (38 mm Stud):392344 |  | InstallationDate | 1085 | WarrantyGuarantorLabor | F | ModelLabel | F | WarrantyDescription | F | F | ProductionYear | 0.000000 | F | 2.800000 | T | 0.000000 | Up to level: Second Floor | Finish | 3 | 2.956413 | SerialNumber | WarrantyStartDate | BarCode | AssetIdentifier | Features | TagNumber | 0 | 1.473939 | 0.159646 | 0 | 0.054000 | 0 | WarrantyDurationParts | AccessibilityPerformance | CodePerformance | Color | Constituents | Grade | Material | ModelReference | NominalHeight | NominalLength | Shape | SustainabilityPerformance | WarrantyDurationLabor | FIXED | WarrantyGuarantorParts | ExpectedLife | ReplacementCost | NominalWidth | 23-25 40 11 11 11 | Metal-Framed Gypsum Board Fixed Partitions | 188886,189942
1086 | Second Floor | 207677 | 189946 | 0 | 393508 |  | New Construction | Second Floor | 0.000000 | F | 209256 | 125636 | 134143 | Basic Wall:Interior - Furring (38 mm Stud) | 0 | Basic Wall:Interior - Furring (38 mm Stud):128404 | Size | 187931 | 203093,203094,203095,203096,203097,203098,209240,209241,209242,209243 | Manufacturer | -0.102000 | 2d8HbdSu9Fr9Na0iagzetc | 1 | Basic Wall:Interior - Furring (38 mm Stud):393508 |  | InstallationDate | 1086 | WarrantyGuarantorLabor | F | ModelLabel | F | WarrantyDescription | F | F | ProductionYear | 0.000000 | F | 4.578000 | T | 0.000000 | Up to level: Roof - Main | Finish | 3 | 0.782837 | SerialNumber | WarrantyStartDate | BarCode | AssetIdentifier | Features | TagNumber | 0 | 0.295000 | 0.042273 | 0 | 0.054000 | 0 | WarrantyDurationParts | AccessibilityPerformance | CodePerformance | Color | Constituents | Grade | Material | ModelReference | NominalHeight | NominalLength | Shape | SustainabilityPerformance | WarrantyDurationLabor | FIXED | WarrantyGuarantorParts | ExpectedLife | ReplacementCost | NominalWidth | 23-25 40 11 11 11 | Metal-Framed Gypsum Board Fixed Partitions | 189633,189944,190109
1087 | Second Floor | 207833 | 189947 | 0 | 393547 |  | New Construction | Second Floor | 0.000000 | F | 209256 | 125637 | 134144 | Basic Wall:Interior - Furring (38 mm Stud) | 0 | Basic Wall:Interior - Furring (38 mm Stud):128404 | Size | 187932 | 203099,203100,203101,203102,203103,203104,209240,209241,209242,209243 | Manufacturer | -0.102000 | 2d8HbdSu9Fr9Na0iagzes9 | 1 | Basic Wall:Interior - Furring (38 mm Stud):393547 |  | InstallationDate | 1087 | WarrantyGuarantorLabor | F | ModelLabel | F | WarrantyDescription | F | F | ProductionYear | 0.000000 | F | 4.578000 | T | 0.000000 | Up to level: Roof - Main | Finish | 3 | 0.988849 | SerialNumber | WarrantyStartDate | BarCode | AssetIdentifier | Features | TagNumber | 0 | 0.270000 | 0.053398 | 0 | 0.054000 | 0 | WarrantyDurationParts | AccessibilityPerformance | CodePerformance | Color | Constituents | Grade | Material | ModelReference | NominalHeight | NominalLength | Shape | SustainabilityPerformance | WarrantyDurationLabor | FIXED | WarrantyGuarantorParts | ExpectedLife | ReplacementCost | NominalWidth | 23-25 40 11 11 11 | Metal-Framed Gypsum Board Fixed Partitions | 189629,189945,189946
1088 | Second Floor | 207831 |  | 0 | 393644 |  | New Construction | Second Floor | 0.000000 | F | 209256 | 125640 | 134147 | Basic Wall:Interior - Furring (38 mm Stud) | 0 | Basic Wall:Interior - Furring (38 mm Stud):128404 | Size | 187935 | 203117,203118,203119,203120,203121,203122,209240,209241,209242,209243 | Manufacturer | -0.102000 | 2d8HbdSu9Fr9Na0iagzerk | 1 | Basic Wall:Interior - Furring (38 mm Stud):393644 |  | InstallationDate | 1088 | WarrantyGuarantorLabor | F | ModelLabel | F | WarrantyDescription | F | F | ProductionYear | 0.000000 | F | 4.578000 | T | 0.000000 | Up to level: Roof - Main | Finish | 3 | 1.290996 | SerialNumber | WarrantyStartDate | BarCode | AssetIdentifier | Features | TagNumber | 0 | 0.406000 | 0.069714 | 0 | 0.054000 | 0 | WarrantyDurationParts | AccessibilityPerformance | CodePerformance | Color | Constituents | Grade | Material | ModelReference | NominalHeight | NominalLength | Shape | SustainabilityPerformance | WarrantyDurationLabor | FIXED | WarrantyGuarantorParts | ExpectedLife | ReplacementCost | NominalWidth | 23-25 40 11 11 11 | Metal-Framed Gypsum Board Fixed Partitions | 189111,189178,189179,189949
1089 | Second Floor | 207793 | 189183 | 0 | 393738 |  | New Construction | Second Floor | 0.000000 | F | 209256 | 125643 | 134150 | Basic Wall:Interior - Furring (38 mm Stud) | 0 | Basic Wall:Interior - Furring (38 mm Stud):128404 | Size | 187938 | 203135,203136,203137,203138,203139,203140,209240,209241,209242,209243 | Manufacturer | -0.102000 | 2d8HbdSu9Fr9Na0iagzex8 | 1 | Basic Wall:Interior - Furring (38 mm Stud):393738 |  | InstallationDate | 1089 | WarrantyGuarantorLabor | F | ModelLabel | F | WarrantyDescription | F | F | ProductionYear | 0.000000 | F | 4.578000 | T | 0.000000 | Up to level: Roof - Main | Finish | 3 | 2.820162 | SerialNumber | WarrantyStartDate | BarCode | AssetIdentifier | Features | TagNumber | 0 | 0.616025 | 0.152289 | 0 | 0.054000 | 0 | WarrantyDurationParts | AccessibilityPerformance | CodePerformance | Color | Constituents | Grade | Material | ModelReference | NominalHeight | NominalLength | Shape | SustainabilityPerformance | WarrantyDurationLabor | FIXED | WarrantyGuarantorParts | ExpectedLife | ReplacementCost | NominalWidth | 23-25 40 11 11 11 | Metal-Framed Gypsum Board Fixed Partitions | 189182,189634,190111
1090 | Second Floor | 207792 |  | 0 | 393739 |  | New Construction | Second Floor | 0.000000 | F | 209256 | 125644 | 134151 | Basic Wall:Interior - Furring (38 mm Stud) | 0 | Basic Wall:Interior - Furring (38 mm Stud):128404 | Size | 187939 | 203141,203142,203143,203144,203145,203146,209240,209241,209242,209243 | Manufacturer | -0.102000 | 2d8HbdSu9Fr9Na0iagzex9 | 1 | Basic Wall:Interior - Furring (38 mm Stud):393739 |  | InstallationDate | 1090 | WarrantyGuarantorLabor | F | ModelLabel | F | WarrantyDescription | F | F | ProductionYear | 0.000000 | F | 4.578000 | T | 0.000000 | Up to level: Roof - Main | Finish | 3 | 1.858668 | SerialNumber | WarrantyStartDate | BarCode | AssetIdentifier | Features | TagNumber | 0 | 0.406000 | 0.100368 | 0 | 0.054000 | 0 | WarrantyDurationParts | AccessibilityPerformance | CodePerformance | Color | Constituents | Grade | Material | ModelReference | NominalHeight | NominalLength | Shape | SustainabilityPerformance | WarrantyDurationLabor | FIXED | WarrantyGuarantorParts | ExpectedLife | ReplacementCost | NominalWidth | 23-25 40 11 11 11 | Metal-Framed Gypsum Board Fixed Partitions | 188658,188697,189183,189952
1091 | Second Floor | 207994,208013 | 189965 | 0 | 394660 |  | New Construction | Second Floor | 0.000000 | F | 209256 | 125664 | 134171 | Basic Wall:Interior - Furring (38 mm Stud) | 0 | Basic Wall:Interior - Furring (38 mm Stud):128404 | Size | 187959 | 203261,203262,203263,203264,203265,203266,209240,209241,209242,209243 | Manufacturer | -0.102000 | 2d8HbdSu9Fr9Na0iagzebc | 1 | Basic Wall:Interior - Furring (38 mm Stud):394660 |  | InstallationDate | 1091 | WarrantyGuarantorLabor | F | ModelLabel | F | WarrantyDescription | F | F | ProductionYear | 0.000000 | F | 4.578000 | T | 0.000000 | Up to level: Roof - Main | Finish | 3 | 12.012705 | SerialNumber | WarrantyStartDate | BarCode | AssetIdentifier | Features | TagNumber | 0 | 2.624007 | 0.648686 | 0 | 0.054000 | 0 | WarrantyDurationParts | AccessibilityPerformance | CodePerformance | Color | Constituents | Grade | Material | ModelReference | NominalHeight | NominalLength | Shape | SustainabilityPerformance | WarrantyDurationLabor | FIXED | WarrantyGuarantorParts | ExpectedLife | ReplacementCost | NominalWidth | 23-25 40 11 11 11 | Metal-Framed Gypsum Board Fixed Partitions | 188331,189964
1092 | Second Floor | 207742,207755 |  | 0 | 395610 |  | New Construction | Second Floor | 0.000000 | F | 209256 | 125679 | 134186 | Basic Wall:Interior - Furring (38 mm Stud) | 0 | Basic Wall:Interior - Furring (38 mm Stud):128404 | Size | 187974 | 203351,203352,203353,203354,203355,203356,209240,209241,209242,209243 | Manufacturer | -0.102000 | 2d8HbdSu9Fr9Na0iagzeMO | 1 | Basic Wall:Interior - Furring (38 mm Stud):395610 |  | InstallationDate | 1092 | WarrantyGuarantorLabor | F | ModelLabel | F | WarrantyDescription | F | F | ProductionYear | 0.000000 | F | 4.578000 | T | 0.000000 | Up to level: Roof - Main | Finish | 3 | 24.029922 | SerialNumber | WarrantyStartDate | BarCode | AssetIdentifier | Features | TagNumber | 0 | 5.409500 | 1.297616 | 0 | 0.054000 | 0 | WarrantyDurationParts | AccessibilityPerformance | CodePerformance | Color | Constituents | Grade | Material | ModelReference | NominalHeight | NominalLength | Shape | SustainabilityPerformance | WarrantyDurationLabor | FIXED | WarrantyGuarantorParts | ExpectedLife | ReplacementCost | NominalWidth | 23-25 40 11 11 11 | Metal-Framed Gypsum Board Fixed Partitions | 188183,188334,189973
1095 | Second Floor |  | 189980 | 0 | 412884 |  | New Construction | Second Floor | 0.000000 | F | 209256 | 125703 | 134214 | Basic Wall:Interior - Toilet Partition (25mm) | 0 | Basic Wall:Interior - Toilet Partition (25mm):128491 | Size | 187996 | 203521,203522,203523,203524,203525,203526,209091,209092,209093,209094 | Manufacturer | 1.750000 | 3qpE7fVkr8dRZ2wfCc6tnc | 1 | Basic Wall:Interior - Toilet Partition (25mm):412884 |  | InstallationDate | 1095 | WarrantyGuarantorLabor | F | ModelLabel | F | WarrantyDescription | F | F | ProductionYear | 0.250000 | F | 1.500000 | F | 0.000000 | Up to level: Second Floor | Finish | 2 | 0.258128 | SerialNumber | WarrantyStartDate | BarCode | AssetIdentifier | Features | TagNumber | 0 | 0.159585 | 0.006453 | 0 | 0.025000 | 0 | WarrantyDurationParts | AccessibilityPerformance | CodePerformance | Color | Constituents | Grade | Material | ModelReference | NominalHeight | NominalLength | Shape | SustainabilityPerformance | WarrantyDurationLabor | FIXED | WarrantyGuarantorParts | ExpectedLife | ReplacementCost | NominalWidth | 23-25 40 14 14 11 11 | Metal Toilet Compartments and Urinal Screens | 189631,189632,189978,189979 | 2 HR |  | 2 HR
1096 | Second Floor |  | 188893 | 0 | 413112 | 205267,205268 | New Construction | Second Floor | 0.000000 | F | 209256 | 28142 | 134217 | Basic Wall:Interior - Toilet Partition (25mm) | 0 | Basic Wall:Interior - Toilet Partition (25mm):128491 | Size | 187998 | 203538,203539,203540,203541,203542,203543,209091,209092,209093,209094 | Manufacturer | 1.750000 | 3qpE7fVkr8dRZ2wfCc6tqA | 1 | Basic Wall:Interior - Toilet Partition (25mm):413112 |  | InstallationDate | 1096 | WarrantyGuarantorLabor | F | ModelLabel | F | WarrantyDescription | F | F | ProductionYear | 0.250000 | F | 1.500000 | F | 0.000000 | Up to level: Second Floor | Finish | 2 | 1.653128 | SerialNumber | WarrantyStartDate | BarCode | AssetIdentifier | Features | TagNumber | 0 | 2.956085 | 0.041328 | 0 | 0.025000 | 0 | WarrantyDurationParts | AccessibilityPerformance | CodePerformance | Color | Constituents | Grade | Material | ModelReference | NominalHeight | NominalLength | Shape | SustainabilityPerformance | WarrantyDurationLabor | FIXED | WarrantyGuarantorParts | ExpectedLife | ReplacementCost | NominalWidth | 23-25 40 14 14 11 11 | Metal Toilet Compartments and Urinal Screens | 188586,188889 | 2 HR |  | 2 HR
1097 | Second Floor | 207957,207985 |  | 2 | 426449 |  | New Construction | Second Floor | 0.000000 | F | 209256 | 125774 | 134242 | Basic Wall:Interior - Plumbing (152mm Stud) | 0 | Basic Wall:Interior - Plumbing (152mm Stud):128382 | Size | 188008 | 203665,203666,203667,203668,203669,203670,209106,209107,209108,209109 | Manufacturer | -0.102000 | 1WxvZRhNH0OPt6rkEt3Qn_ | 1 | Basic Wall:Interior - Plumbing (152mm Stud):426449 |  | InstallationDate | 1097 | WarrantyGuarantorLabor | F | ModelLabel | F | WarrantyDescription | F | F | ProductionYear | 0.000000 | F | 4.578000 | T | 0.000000 | Up to level: Roof - Main | Finish | 2 | 2.829204 | SerialNumber | WarrantyStartDate | BarCode | AssetIdentifier | Features | TagNumber | 0 | 0.645000 | 0.520574 | 0 | 0.184000 | 0 | WarrantyDurationParts | AccessibilityPerformance | CodePerformance | Color | Constituents | Grade | Material | ModelReference | NominalHeight | NominalLength | Shape | SustainabilityPerformance | WarrantyDurationLabor | FIXED | WarrantyGuarantorParts | ExpectedLife | ReplacementCost | NominalWidth | 23-25 40 11 11 11 | Metal-Framed Gypsum Board Fixed Partitions | 188891,189655,189981
1098 | Second Floor | 207922,208070 | 189983 | 2 | 439798 |  | New Construction | Second Floor | 0.000000 | F | 209256 | 125856 | 134271 | Basic Wall:Interior - Plumbing (152mm Stud) | 0 | Basic Wall:Interior - Plumbing (152mm Stud):128382 | Size | 188010 | 203925,203926,203927,203928,203929,203930,209106,209107,209108,209109 | Manufacturer | -0.102000 | 197mqEVor8ZRDjVbXCpp_u | 1 | Basic Wall:Interior - Plumbing (152mm Stud):439798 |  | InstallationDate | 1098 | WarrantyGuarantorLabor | F | ModelLabel | F | WarrantyDescription | F | F | ProductionYear | 0.000000 | F | 4.578000 | T | 0.000000 | Up to level: Roof - Main | Finish | 2 | 2.746800 | SerialNumber | WarrantyStartDate | BarCode | AssetIdentifier | Features | TagNumber | 0 | 0.600000 | 0.505411 | 0 | 0.184000 | 0 | WarrantyDurationParts | AccessibilityPerformance | CodePerformance | Color | Constituents | Grade | Material | ModelReference | NominalHeight | NominalLength | Shape | SustainabilityPerformance | WarrantyDurationLabor | FIXED | WarrantyGuarantorParts | ExpectedLife | ReplacementCost | NominalWidth | 23-25 40 11 11 11 | Metal-Framed Gypsum Board Fixed Partitions | 189656,189982
1099 | Second Floor | 207870,207912 |  | 2 | 439952 |  | New Construction | Second Floor | 0.000000 | F | 209256 | 125859 | 134274 | Basic Wall:Interior - Plumbing (152mm Stud) | 0 | Basic Wall:Interior - Plumbing (152mm Stud):128382 | Size | 188013 | 203937,203938,203939,203940,203941,203942,209106,209107,209108,209109 | Manufacturer | -0.102000 | 197mqEVor8ZRDjVbXCpppU | 1 | Basic Wall:Interior - Plumbing (152mm Stud):439952 |  | InstallationDate | 1099 | WarrantyGuarantorLabor | F | ModelLabel | F | WarrantyDescription | F | F | ProductionYear | 0.000000 | F | 4.578000 | T | 0.000000 | Up to level: Roof - Main | Finish | 3 | 2.746800 | SerialNumber | WarrantyStartDate | BarCode | AssetIdentifier | Features | TagNumber | 0 | 0.600000 | 0.505411 | 0 | 0.184000 | 0 | WarrantyDurationParts | AccessibilityPerformance | CodePerformance | Color | Constituents | Grade | Material | ModelReference | NominalHeight | NominalLength | Shape | SustainabilityPerformance | WarrantyDurationLabor | FIXED | WarrantyGuarantorParts | ExpectedLife | ReplacementCost | NominalWidth | 23-25 40 11 11 11 | Metal-Framed Gypsum Board Fixed Partitions | 189190,189659,189984
1225 | Second Floor | 208691,208692 | 188256 | 0 | 190934 |  | New Construction | Second Floor | 0.000000 | F | 209256 | 123711 | 133148 | Basic Wall:Interior - Rated 1-HR (92mm Stud) | 0 | Basic Wall:Interior - Rated 1-HR (92mm Stud):128426 | Size | 187039 | 194033,194034,194035,194036,194037,194038,209185,209186,209187,209188 | Manufacturer | -0.102000 | 3Egy$LBd99weR14rW4bsAa | 1 | Basic Wall:Interior - Rated 1-HR (92mm Stud):190934 |  | InstallationDate | 1225 | WarrantyGuarantorLabor | F | ModelLabel | F | WarrantyDescription | F | F | ProductionYear | 0.000000 | F | 4.578000 | T | 0.000000 | Up to level: Roof - Main | Finish | 2 | 1.648085 | SerialNumber | WarrantyStartDate | BarCode | AssetIdentifier | Features | TagNumber | 0 | 0.360001 | 0.204362 | 0 | 0.124000 | 8421504 | WarrantyDurationParts | AccessibilityPerformance | CodePerformance | Color | Constituents | Grade | Material | ModelReference | NominalHeight | NominalLength | Shape | SustainabilityPerformance | WarrantyDurationLabor | FIXED | WarrantyGuarantorParts | ExpectedLife | ReplacementCost | NominalWidth | 23-25 40 11 11 11 | Metal-Framed Gypsum Board Fixed Partitions | 189440 | 1 HR | Solid fill | 1 HR
1226 | Second Floor | 207975,207997 | 188268 | 2 | 192010 |  | New Construction | Second Floor | 0.000000 | F | 209256 | 123712 | 133151 | Basic Wall:Interior - Partition (92mm Stud) | 0 | Basic Wall:Interior - Partition (92mm Stud):128360 | Size | 187042 | 194051,194052,194053,194054,194055,194056,209244,209245,209246,209247 | Manufacturer | -0.102000 | 3Egy$LBd99weR14rW4bsLu | 1 | Basic Wall:Interior - Partition (92mm Stud):192010 |  | InstallationDate | 1226 | WarrantyGuarantorLabor | F | ModelLabel | F | WarrantyDescription | F | F | ProductionYear | 0.000000 | F | 4.578000 | T | 0.000000 | Up to level: Roof - Main | Finish | 2 | 15.377502 | SerialNumber | WarrantyStartDate | BarCode | AssetIdentifier | Features | TagNumber | 0 | 3.554500 | 1.906810 | 0 | 0.124000 | 0 | WarrantyDurationParts | AccessibilityPerformance | CodePerformance | Color | Constituents | Grade | Material | ModelReference | NominalHeight | NominalLength | Shape | SustainabilityPerformance | WarrantyDurationLabor | FIXED | WarrantyGuarantorParts | ExpectedLife | ReplacementCost | NominalWidth | 23-25 40 11 11 11 | Metal-Framed Gypsum Board Fixed Partitions | 188359
1227 | Second Floor | 207973,207979 | 188332 | 2 | 192107 |  | New Construction | Second Floor | 0.000000 | F | 209256 | 123713 | 133152 | Basic Wall:Interior - Partition (92mm Stud) | 0 | Basic Wall:Interior - Partition (92mm Stud):128360 | Size | 187043 | 194057,194058,194059,194060,194061,194062,209244,209245,209246,209247 | Manufacturer | -0.102000 | 3Egy$LBd99weR14rW4bsKP | 1 | Basic Wall:Interior - Partition (92mm Stud):192107 |  | InstallationDate | 1227 | WarrantyGuarantorLabor | F | ModelLabel | F | WarrantyDescription | F | F | ProductionYear | 0.000000 | F | 4.578000 | T | 0.000000 | Up to level: Roof - Main | Finish | 2 | 13.807248 | SerialNumber | WarrantyStartDate | BarCode | AssetIdentifier | Features | TagNumber | 0 | 3.105000 | 1.712099 | 0 | 0.124000 | 0 | WarrantyDurationParts | AccessibilityPerformance | CodePerformance | Color | Constituents | Grade | Material | ModelReference | NominalHeight | NominalLength | Shape | SustainabilityPerformance | WarrantyDurationLabor | FIXED | WarrantyGuarantorParts | ExpectedLife | ReplacementCost | NominalWidth | 23-25 40 11 11 11 | Metal-Framed Gypsum Board Fixed Partitions | 188498
1228 | Second Floor | 207969,208094 | 189443 | 2 | 192284 |  | New Construction | Second Floor | 0.000000 | F | 209256 | 123715 | 133154 | Basic Wall:Interior - Partition (92mm Stud) | 0 | Basic Wall:Interior - Partition (92mm Stud):128360 | Size | 187045 | 194069,194070,194071,194072,194073,194074,209244,209245,209246,209247 | Manufacturer | -0.102000 | 3Egy$LBd99weR14rW4bsHk | 1 | Basic Wall:Interior - Partition (92mm Stud):192284 |  | InstallationDate | 1228 | WarrantyGuarantorLabor | F | ModelLabel | F | WarrantyDescription | F | F | ProductionYear | 0.000000 | F | 4.578000 | T | 0.000000 | Up to level: Roof - Main | Finish | 2 | 3.021480 | SerialNumber | WarrantyStartDate | BarCode | AssetIdentifier | Features | TagNumber | 0 | 0.660000 | 0.374664 | 0 | 0.124000 | 0 | WarrantyDurationParts | AccessibilityPerformance | CodePerformance | Color | Constituents | Grade | Material | ModelReference | NominalHeight | NominalLength | Shape | SustainabilityPerformance | WarrantyDurationLabor | FIXED | WarrantyGuarantorParts | ExpectedLife | ReplacementCost | NominalWidth | 23-25 40 11 11 11 | Metal-Framed Gypsum Board Fixed Partitions | 189442
1229 | Second Floor | 207936,207951 | 188033,188333 | 2 | 192662 |  | New Construction | Second Floor | 0.000000 | F | 209256 | 123717 | 133157 | Basic Wall:Interior - Partition (92mm Stud) | 0 | Basic Wall:Interior - Partition (92mm Stud):128360 | Size | 187048 | 194087,194088,194089,194090,194091,194092,209244,209245,209246,209247 | Manufacturer | -0.102000 | 3Egy$LBd99weR14rW4btla | 1 | Basic Wall:Interior - Partition (92mm Stud):192662 |  | InstallationDate | 1229 | WarrantyGuarantorLabor | F | ModelLabel | F | WarrantyDescription | F | F | ProductionYear | 0.000000 | F | 4.578000 | T | 0.000000 | Up to level: Roof - Main | Finish | 2 | 13.807248 | SerialNumber | WarrantyStartDate | BarCode | AssetIdentifier | Features | TagNumber | 0 | 3.105000 | 1.712099 | 0 | 0.124000 | 0 | WarrantyDurationParts | AccessibilityPerformance | CodePerformance | Color | Constituents | Grade | Material | ModelReference | NominalHeight | NominalLength | Shape | SustainabilityPerformance | WarrantyDurationLabor | FIXED | WarrantyGuarantorParts | ExpectedLife | ReplacementCost | NominalWidth | 23-25 40 11 11 11 | Metal-Framed Gypsum Board Fixed Partitions
1230 | Second Floor | 207897,207939 | 188034 | 2 | 192737 |  | New Construction | Second Floor | 0.000000 | F | 209256 | 123718 | 133158 | Basic Wall:Interior - Partition (92mm Stud) | 0 | Basic Wall:Interior - Partition (92mm Stud):128360 | Size | 187049 | 194093,194094,194095,194096,194097,194098,209244,209245,209246,209247 | Manufacturer | -0.102000 | 3Egy$LBd99weR14rW4btkJ | 1 | Basic Wall:Interior - Partition (92mm Stud):192737 |  | InstallationDate | 1230 | WarrantyGuarantorLabor | F | ModelLabel | F | WarrantyDescription | F | F | ProductionYear | 0.000000 | F | 4.578000 | T | 0.000000 | Up to level: Roof - Main | Finish | 2 | 15.219842 | SerialNumber | WarrantyStartDate | BarCode | AssetIdentifier | Features | TagNumber | 0 | 3.520061 | 1.887260 | 0 | 0.124000 | 0 | WarrantyDurationParts | AccessibilityPerformance | CodePerformance | Color | Constituents | Grade | Material | ModelReference | NominalHeight | NominalLength | Shape | SustainabilityPerformance | WarrantyDurationLabor | FIXED | WarrantyGuarantorParts | ExpectedLife | ReplacementCost | NominalWidth | 23-25 40 11 11 11 | Metal-Framed Gypsum Board Fixed Partitions | 188363
1231 | Second Floor | 207881,207900 | 188035 | 2 | 192805 |  | New Construction | Second Floor | 0.000000 | F | 209256 | 123719 | 133159 | Basic Wall:Interior - Partition (92mm Stud) | 0 | Basic Wall:Interior - Partition (92mm Stud):128360 | Size | 187050 | 194099,194100,194101,194102,194103,194104,209244,209245,209246,209247 | Manufacturer | -0.102000 | 3Egy$LBd99weR14rW4btfN | 1 | Basic Wall:Interior - Partition (92mm Stud):192805 |  | InstallationDate | 1231 | WarrantyGuarantorLabor | F | ModelLabel | F | WarrantyDescription | F | F | ProductionYear | 0.000000 | F | 4.578000 | T | 0.000000 | Up to level: Roof - Main | Finish | 2 | 15.219842 | SerialNumber | WarrantyStartDate | BarCode | AssetIdentifier | Features | TagNumber | 0 | 3.520061 | 1.887260 | 0 | 0.124000 | 0 | WarrantyDurationParts | AccessibilityPerformance | CodePerformance | Color | Constituents | Grade | Material | ModelReference | NominalHeight | NominalLength | Shape | SustainabilityPerformance | WarrantyDurationLabor | FIXED | WarrantyGuarantorParts | ExpectedLife | ReplacementCost | NominalWidth | 23-25 40 11 11 11 | Metal-Framed Gypsum Board Fixed Partitions | 188364
1232 | Second Floor | 207690,207828 | 189454 | 2 | 195068 |  | New Construction | Second Floor | 0.000000 | F | 209256 | 123733 | 133177 | Basic Wall:Interior - Partition (92mm Stud) | 0 | Basic Wall:Interior - Partition (92mm Stud):128360 | Size | 187068 | 194207,194208,194209,194210,194211,194212,209244,209245,209246,209247 | Manufacturer | -0.102000 | 3Egy$LBd99weR14rW4btAE | 1 | Basic Wall:Interior - Partition (92mm Stud):195068 |  | InstallationDate | 1232 | WarrantyGuarantorLabor | F | ModelLabel | F | WarrantyDescription | F | F | ProductionYear | 0.000000 | F | 4.578000 | T | 0.000000 | Up to level: Roof - Main | Finish | 2 | 16.782948 | SerialNumber | WarrantyStartDate | BarCode | AssetIdentifier | Features | TagNumber | 0 | 3.666000 | 2.081086 | 0 | 0.124000 | 0 | WarrantyDurationParts | AccessibilityPerformance | CodePerformance | Color | Constituents | Grade | Material | ModelReference | NominalHeight | NominalLength | Shape | SustainabilityPerformance | WarrantyDurationLabor | FIXED | WarrantyGuarantorParts | ExpectedLife | ReplacementCost | NominalWidth | 23-25 40 11 11 11 | Metal-Framed Gypsum Board Fixed Partitions | 189453
1233 | Second Floor | 207815,207837 | 189457 | 2 | 195392 |  | New Construction | Second Floor | 0.000000 | F | 209256 | 123736 | 133181 | Basic Wall:Interior - Partition (92mm Stud) | 0 | Basic Wall:Interior - Partition (92mm Stud):128360 | Size | 187072 | 194231,194232,194233,194234,194235,194236,209244,209245,209246,209247 | Manufacturer | -0.102000 | 3Egy$LBd99weR14rW4bt0o | 1 | Basic Wall:Interior - Partition (92mm Stud):195392 |  | InstallationDate | 1233 | WarrantyGuarantorLabor | F | ModelLabel | F | WarrantyDescription | F | F | ProductionYear | 0.000000 | F | 4.578000 | T | 0.000000 | Up to level: Roof - Main | Finish | 2 | 3.903375 | SerialNumber | WarrantyStartDate | BarCode | AssetIdentifier | Features | TagNumber | 0 | 0.728638 | 0.413627 | 0 | 0.124000 | 0 | WarrantyDurationParts | AccessibilityPerformance | CodePerformance | Color | Constituents | Grade | Material | ModelReference | NominalHeight | NominalLength | Shape | SustainabilityPerformance | WarrantyDurationLabor | FIXED | WarrantyGuarantorParts | ExpectedLife | ReplacementCost | NominalWidth | 23-25 40 11 11 11 | Metal-Framed Gypsum Board Fixed Partitions | 189456
1234 | Second Floor | 207816,207836 |  | 2 | 195440 |  | New Construction | Second Floor | 0.000000 | F | 209256 | 123737 | 133182 | Basic Wall:Interior - Partition (92mm Stud) | 0 | Basic Wall:Interior - Partition (92mm Stud):128360 | Size | 187073 | 194237,194238,194239,194240,194241,194242,209244,209245,209246,209247 | Manufacturer | -0.102000 | 3Egy$LBd99weR14rW4bt02 | 1 | Basic Wall:Interior - Partition (92mm Stud):195440 |  | InstallationDate | 1234 | WarrantyGuarantorLabor | F | ModelLabel | F | WarrantyDescription | F | F | ProductionYear | 0.000000 | F | 4.578000 | T | 0.000000 | Up to level: Roof - Main | Finish | 2 | 3.722479 | SerialNumber | WarrantyStartDate | BarCode | AssetIdentifier | Features | TagNumber | 0 | 0.900805 | 0.426392 | 0 | 0.124000 | 0 | WarrantyDurationParts | AccessibilityPerformance | CodePerformance | Color | Constituents | Grade | Material | ModelReference | NominalHeight | NominalLength | Shape | SustainabilityPerformance | WarrantyDurationLabor | FIXED | WarrantyGuarantorParts | ExpectedLife | ReplacementCost | NominalWidth | 23-25 40 11 11 11 | Metal-Framed Gypsum Board Fixed Partitions | 188812,189457
1235 | Second Floor | 207691,207843 | 189459 | 2 | 197057 |  | New Construction | Second Floor | 0.000000 | F | 209256 | 123741 | 133189 | Basic Wall:Interior - Partition (92mm Stud) | 0 | Basic Wall:Interior - Partition (92mm Stud):128360 | Size | 187080 | 194273,194274,194275,194276,194277,194278,209244,209245,209246,209247 | Manufacturer | -0.102000 | 3Egy$LBd99weR14rW4begp | 1 | Basic Wall:Interior - Partition (92mm Stud):197057 |  | InstallationDate | 1235 | WarrantyGuarantorLabor | F | ModelLabel | F | WarrantyDescription | F | F | ProductionYear | 0.000000 | F | 4.578000 | T | 0.000000 | Up to level: Roof - Main | Finish | 2 | 2.746800 | SerialNumber | WarrantyStartDate | BarCode | AssetIdentifier | Features | TagNumber | 0 | 0.600000 | 0.340603 | 0 | 0.124000 | 0 | WarrantyDurationParts | AccessibilityPerformance | CodePerformance | Color | Constituents | Grade | Material | ModelReference | NominalHeight | NominalLength | Shape | SustainabilityPerformance | WarrantyDurationLabor | FIXED | WarrantyGuarantorParts | ExpectedLife | ReplacementCost | NominalWidth | 23-25 40 11 11 11 | Metal-Framed Gypsum Board Fixed Partitions | 189458
1236 | Second Floor | 207850,207851 | 188041,189462 | 0 | 197692 |  | New Construction | Second Floor | 0.000000 | F | 209256 | 123745 | 133195 | Basic Wall:Interior - Furring (38 mm Stud) | 0 | Basic Wall:Interior - Furring (38 mm Stud):128404 | Size | 187086 | 194309,194310,194311,194312,194313,194314,209240,209241,209242,209243 | Manufacturer | -1.313500 | 3Egy$LBd99weR14rW4bezE | 1 | Basic Wall:Interior - Furring (38 mm Stud):197692 |  | InstallationDate | 1236 | WarrantyGuarantorLabor | F | ModelLabel | F | WarrantyDescription | F | F | ProductionYear | 0.000000 | F | 3.366500 | T | 0.000000 | Up to level: Roof - Main | Finish | 0 | 1.483405 | SerialNumber | WarrantyStartDate | BarCode | AssetIdentifier | Features | TagNumber | 0 | 0.475637 | 0.080104 | 0 | 0.054000 | 0 | WarrantyDurationParts | AccessibilityPerformance | CodePerformance | Color | Constituents | Grade | Material | ModelReference | NominalHeight | NominalLength | Shape | SustainabilityPerformance | WarrantyDurationLabor | FIXED | WarrantyGuarantorParts | ExpectedLife | ReplacementCost | NominalWidth | 23-25 40 11 11 11 | Metal-Framed Gypsum Board Fixed Partitions
1237 | Second Floor | 207637,207797 | 189464 | 2 | 198367 |  | New Construction | Second Floor | 0.000000 | F | 209256 | 123749 | 133199 | Basic Wall:Interior - Partition (92mm Stud) | 0 | Basic Wall:Interior - Partition (92mm Stud):128360 | Size | 187090 | 194321,194322,194323,194324,194325,194326,209244,209245,209246,209247 | Manufacturer | -0.102000 | 3Egy$LBd99weR14rW4besj | 1 | Basic Wall:Interior - Partition (92mm Stud):198367 |  | InstallationDate | 1237 | WarrantyGuarantorLabor | F | ModelLabel | F | WarrantyDescription | F | F | ProductionYear | 0.000000 | F | 4.578000 | T | 0.000000 | Up to level: Roof - Main | Finish | 2 | 4.578000 | SerialNumber | WarrantyStartDate | BarCode | AssetIdentifier | Features | TagNumber | 0 | 1.000000 | 0.567672 | 0 | 0.124000 | 0 | WarrantyDurationParts | AccessibilityPerformance | CodePerformance | Color | Constituents | Grade | Material | ModelReference | NominalHeight | NominalLength | Shape | SustainabilityPerformance | WarrantyDurationLabor | FIXED | WarrantyGuarantorParts | ExpectedLife | ReplacementCost | NominalWidth | 23-25 40 11 11 11 | Metal-Framed Gypsum Board Fixed Partitions | 189463
1238 | Second Floor | 208140 | 188660,188702,189470 | 2 | 200839 |  | New Construction | Second Floor | 0.000000 | F | 209256 | 123775 | 133208 | Basic Wall:Interior - Partition (92mm Stud) | 0 | Basic Wall:Interior - Partition (92mm Stud):128360 | Size | 187099 | 194428,194429,194430,194431,194432,194433,209244,209245,209246,209247 | Manufacturer | -0.102000 | 3Egy$LBd99weR14rW4bflr | 1 | Basic Wall:Interior - Partition (92mm Stud):200839 |  | InstallationDate | 1238 | WarrantyGuarantorLabor | F | ModelLabel | F | WarrantyDescription | F | F | ProductionYear | 0.000000 | F | 4.578000 | T | 0.000000 | Up to level: Roof - Main | Finish | 2 | 1.688182 | SerialNumber | WarrantyStartDate | BarCode | AssetIdentifier | Features | TagNumber | 0 | 0.279760 | 0.209335 | 0 | 0.124000 | 0 | WarrantyDurationParts | AccessibilityPerformance | CodePerformance | Color | Constituents | Grade | Material | ModelReference | NominalHeight | NominalLength | Shape | SustainabilityPerformance | WarrantyDurationLabor | FIXED | WarrantyGuarantorParts | ExpectedLife | ReplacementCost | NominalWidth | 23-25 40 11 11 11 | Metal-Framed Gypsum Board Fixed Partitions
1239 | Second Floor | 208130,208135 | 188045 | 2 | 201997 |  | New Construction | Second Floor | 0.000000 | F | 209256 | 123780 | 133216 | Basic Wall:Interior - Partition (92mm Stud) | 0 | Basic Wall:Interior - Partition (92mm Stud):128360 | Size | 187107 | 194476,194477,194478,194479,194480,194481,209244,209245,209246,209247 | Manufacturer | -0.102000 | 3Egy$LBd99weR14rW4bfv$ | 1 | Basic Wall:Interior - Partition (92mm Stud):201997 |  | InstallationDate | 1239 | WarrantyGuarantorLabor | F | ModelLabel | F | WarrantyDescription | F | F | ProductionYear | 0.000000 | F | 4.578000 | T | 0.000000 | Up to level: Roof - Main | Finish | 2 | 17.309418 | SerialNumber | WarrantyStartDate | BarCode | AssetIdentifier | Features | TagNumber | 0 | 3.870000 | 2.146368 | 0 | 0.124000 | 0 | WarrantyDurationParts | AccessibilityPerformance | CodePerformance | Color | Constituents | Grade | Material | ModelReference | NominalHeight | NominalLength | Shape | SustainabilityPerformance | WarrantyDurationLabor | FIXED | WarrantyGuarantorParts | ExpectedLife | ReplacementCost | NominalWidth | 23-25 40 11 11 11 | Metal-Framed Gypsum Board Fixed Partitions | 188821
1240 | Second Floor | 208125,208128 | 188323 | 2 | 202103 |  | New Construction | Second Floor | 0.000000 | F | 209256 | 123781 | 133217 | Basic Wall:Interior - Partition (92mm Stud) | 0 | Basic Wall:Interior - Partition (92mm Stud):128360 | Size | 187108 | 194482,194483,194484,194485,194486,194487,209244,209245,209246,209247 | Manufacturer | -0.102000 | 3Egy$LBd99weR14rW4bfu5 | 1 | Basic Wall:Interior - Partition (92mm Stud):202103 |  | InstallationDate | 1240 | WarrantyGuarantorLabor | F | ModelLabel | F | WarrantyDescription | F | F | ProductionYear | 0.000000 | F | 4.578000 | T | 0.000000 | Up to level: Roof - Main | Finish | 2 | 17.309418 | SerialNumber | WarrantyStartDate | BarCode | AssetIdentifier | Features | TagNumber | 0 | 3.870000 | 2.146368 | 0 | 0.124000 | 0 | WarrantyDurationParts | AccessibilityPerformance | CodePerformance | Color | Constituents | Grade | Material | ModelReference | NominalHeight | NominalLength | Shape | SustainabilityPerformance | WarrantyDurationLabor | FIXED | WarrantyGuarantorParts | ExpectedLife | ReplacementCost | NominalWidth | 23-25 40 11 11 11 | Metal-Framed Gypsum Board Fixed Partitions | 188516
1241 | Second Floor | 208656,208666 |  | 2 | 206118 |  | New Construction | Second Floor | 0.000000 | F | 209256 | 123794 | 133237 | Basic Wall:Interior - Partition (92mm Stud) | 0 | Basic Wall:Interior - Partition (92mm Stud):128360 | Size | 187128 | 194578,194579,194580,194581,194582,194583,209244,209245,209246,209247 | Manufacturer | -0.102000 | 3Egy$LBd99weR14rW4bgvK | 1 | Basic Wall:Interior - Partition (92mm Stud):206118 |  | InstallationDate | 1241 | WarrantyGuarantorLabor | F | ModelLabel | F | WarrantyDescription | F | F | ProductionYear | 0.000000 | F | 4.578000 | T | 0.000000 | Up to level: Roof - Main | Finish | 2 | 15.926862 | SerialNumber | WarrantyStartDate | BarCode | AssetIdentifier | Features | TagNumber | 0 | 3.674500 | 1.974931 | 0 | 0.124000 | 0 | WarrantyDurationParts | AccessibilityPerformance | CodePerformance | Color | Constituents | Grade | Material | ModelReference | NominalHeight | NominalLength | Shape | SustainabilityPerformance | WarrantyDurationLabor | FIXED | WarrantyGuarantorParts | ExpectedLife | ReplacementCost | NominalWidth | 23-25 40 11 11 11 | Metal-Framed Gypsum Board Fixed Partitions | 188347,188834
1242 | Second Floor | 208649 | 189481 | 0 | 206270 | 204960 | New Construction | Second Floor | 0.000000 | F | 209256 | 32083 | 133239 | Basic Wall:Interior - Furring (152 mm Stud) | 0 | Basic Wall:Interior - Furring (152 mm Stud):138413 | Size | 187130 | 205519,205520,205521,205522,205523,205524,209191,209192,209193,209194 | Manufacturer | -0.102000 | 3Egy$LBd99weR14rW4bgxC | 1 | Basic Wall:Interior - Furring (152 mm Stud):206270 |  | InstallationDate | 1242 | WarrantyGuarantorLabor | F | ModelLabel | F | WarrantyDescription | F | F | ProductionYear | 0.000000 | F | 4.578000 | T | 0.000000 | Up to level: Roof - Main | Finish | 0 | 11.797506 | SerialNumber | WarrantyStartDate | BarCode | AssetIdentifier | Features | TagNumber | 0 | 2.648500 | 1.945842 | 0 | 0.168000 | 0 | WarrantyDurationParts | AccessibilityPerformance | CodePerformance | Color | Constituents | Grade | Material | ModelReference | NominalHeight | NominalLength | Shape | SustainabilityPerformance | WarrantyDurationLabor | FIXED | WarrantyGuarantorParts | ExpectedLife | ReplacementCost | NominalWidth | 23-25 40 11 11 11 | Metal-Framed Gypsum Board Fixed Partitions | 188349
1243 | Second Floor | 208418 | 189643,190106 | 0 | 206370 |  | New Construction | Second Floor | 0.000000 | F | 209256 | 123797 | 133241 | Basic Wall:Interior - Furring (38 mm Stud) | 0 | Basic Wall:Interior - Furring (38 mm Stud):128404 | Size | 187132 | 194596,194597,194598,194599,194600,194601,209240,209241,209242,209243 | Manufacturer | -0.102000 | 3Egy$LBd99weR14rW4bgrG | 1 | Basic Wall:Interior - Furring (38 mm Stud):206370 |  | InstallationDate | 1243 | WarrantyGuarantorLabor | F | ModelLabel | F | WarrantyDescription | F | F | ProductionYear | 0.000000 | F | 4.578000 | T | 0.000000 | Up to level: Roof - Main | Finish | 2 | 4.449816 | SerialNumber | WarrantyStartDate | BarCode | AssetIdentifier | Features | TagNumber | 0 | 1.061000 | 0.240290 | 0 | 0.054000 | 0 | WarrantyDurationParts | AccessibilityPerformance | CodePerformance | Color | Constituents | Grade | Material | ModelReference | NominalHeight | NominalLength | Shape | SustainabilityPerformance | WarrantyDurationLabor | FIXED | WarrantyGuarantorParts | ExpectedLife | ReplacementCost | NominalWidth | 23-25 40 11 11 11 | Metal-Framed Gypsum Board Fixed Partitions | 188522
1244 | Second Floor | 208642,208654 | 189482 | 2 | 206466 |  | New Construction | Second Floor | 0.000000 | F | 209256 | 123798 | 133242 | Basic Wall:Interior - Partition (92mm Stud) | 0 | Basic Wall:Interior - Partition (92mm Stud):128360 | Size | 187133 | 194602,194603,194604,194605,194606,194607,209244,209245,209246,209247 | Manufacturer | -0.102000 | 3Egy$LBd99weR14rW4bgtm | 1 | Basic Wall:Interior - Partition (92mm Stud):206466 |  | InstallationDate | 1244 | WarrantyGuarantorLabor | F | ModelLabel | F | WarrantyDescription | F | F | ProductionYear | 0.000000 | F | 4.578000 | T | 0.000000 | Up to level: Roof - Main | Finish | 2 | 2.252376 | SerialNumber | WarrantyStartDate | BarCode | AssetIdentifier | Features | TagNumber | 0 | 0.563500 | 0.244099 | 0 | 0.124000 | 0 | WarrantyDurationParts | AccessibilityPerformance | CodePerformance | Color | Constituents | Grade | Material | ModelReference | NominalHeight | NominalLength | Shape | SustainabilityPerformance | WarrantyDurationLabor | FIXED | WarrantyGuarantorParts | ExpectedLife | ReplacementCost | NominalWidth | 23-25 40 11 11 11 | Metal-Framed Gypsum Board Fixed Partitions | 188350
1245 | Second Floor | 208640,208646 | 188259 | 2 | 206781 |  | New Construction | Second Floor | 0.000000 | F | 209256 | 123800 | 133245 | Basic Wall:Interior - Partition (92mm Stud) | 0 | Basic Wall:Interior - Partition (92mm Stud):128360 | Size | 187136 | 194620,194621,194622,194623,194624,194625,209244,209245,209246,209247 | Manufacturer | -0.102000 | 3Egy$LBd99weR14rW4bgpF | 1 | Basic Wall:Interior - Partition (92mm Stud):206781 |  | InstallationDate | 1245 | WarrantyGuarantorLabor | F | ModelLabel | F | WarrantyDescription | F | F | ProductionYear | 0.000000 | F | 4.578000 | T | 0.000000 | Up to level: Roof - Main | Finish | 2 | 10.765448 | SerialNumber | WarrantyStartDate | BarCode | AssetIdentifier | Features | TagNumber | 0 | 2.440561 | 1.334916 | 0 | 0.124000 | 0 | WarrantyDurationParts | AccessibilityPerformance | CodePerformance | Color | Constituents | Grade | Material | ModelReference | NominalHeight | NominalLength | Shape | SustainabilityPerformance | WarrantyDurationLabor | FIXED | WarrantyGuarantorParts | ExpectedLife | ReplacementCost | NominalWidth | 23-25 40 11 11 11 | Metal-Framed Gypsum Board Fixed Partitions | 188523
1246 | Second Floor | 208620,208638 |  | 2 | 206989 |  | New Construction | Second Floor | 0.000000 | F | 209256 | 123803 | 133248 | Basic Wall:Interior - Partition (92mm Stud) | 0 | Basic Wall:Interior - Partition (92mm Stud):128360 | Size | 187139 | 194638,194639,194640,194641,194642,194643,209244,209245,209246,209247 | Manufacturer | -0.102000 | 3Egy$LBd99weR14rW4bgF$ | 1 | Basic Wall:Interior - Partition (92mm Stud):206989 |  | InstallationDate | 1246 | WarrantyGuarantorLabor | F | ModelLabel | F | WarrantyDescription | F | F | ProductionYear | 0.000000 | F | 4.578000 | T | 0.000000 | Up to level: Roof - Main | Finish | 2 | 10.765448 | SerialNumber | WarrantyStartDate | BarCode | AssetIdentifier | Features | TagNumber | 0 | 2.440561 | 1.334916 | 0 | 0.124000 | 0 | WarrantyDurationParts | AccessibilityPerformance | CodePerformance | Color | Constituents | Grade | Material | ModelReference | NominalHeight | NominalLength | Shape | SustainabilityPerformance | WarrantyDurationLabor | FIXED | WarrantyGuarantorParts | ExpectedLife | ReplacementCost | NominalWidth | 23-25 40 11 11 11 | Metal-Framed Gypsum Board Fixed Partitions | 188524,188836
1247 | Second Floor | 208606,208623 |  | 2 | 207218 |  | New Construction | Second Floor | 0.000000 | F | 209256 | 123807 | 133252 | Basic Wall:Interior - Partition (92mm Stud) | 0 | Basic Wall:Interior - Partition (92mm Stud):128360 | Size | 187143 | 194662,194663,194664,194665,194666,194667,209244,209245,209246,209247 | Manufacturer | -0.102000 | 3Egy$LBd99weR14rW4bg80 | 1 | Basic Wall:Interior - Partition (92mm Stud):207218 |  | InstallationDate | 1247 | WarrantyGuarantorLabor | F | ModelLabel | F | WarrantyDescription | F | F | ProductionYear | 0.000000 | F | 4.578000 | T | 0.000000 | Up to level: Roof - Main | Finish | 2 | 12.493362 | SerialNumber | WarrantyStartDate | BarCode | AssetIdentifier | Features | TagNumber | 0 | 2.924500 | 1.549177 | 0 | 0.124000 | 0 | WarrantyDurationParts | AccessibilityPerformance | CodePerformance | Color | Constituents | Grade | Material | ModelReference | NominalHeight | NominalLength | Shape | SustainabilityPerformance | WarrantyDurationLabor | FIXED | WarrantyGuarantorParts | ExpectedLife | ReplacementCost | NominalWidth | 23-25 40 11 11 11 | Metal-Framed Gypsum Board Fixed Partitions | 188100,188837
1248 | Second Floor | 208427,208586 | 189489 | 2 | 208413 |  | New Construction | Second Floor | 0.000000 | F | 209256 | 123812 | 133261 | Basic Wall:Interior - Partition (92mm Stud) | 0 | Basic Wall:Interior - Partition (92mm Stud):128360 | Size | 187152 | 194716,194717,194718,194719,194720,194721,209244,209245,209246,209247 | Manufacturer | -0.102000 | 3Egy$LBd99weR14rW4bgLl | 1 | Basic Wall:Interior - Partition (92mm Stud):208413 |  | InstallationDate | 1248 | WarrantyGuarantorLabor | F | ModelLabel | F | WarrantyDescription | F | F | ProductionYear | 0.000000 | F | 4.578000 | T | 0.000000 | Up to level: Roof - Main | Finish | 2 | 1.602300 | SerialNumber | WarrantyStartDate | BarCode | AssetIdentifier | Features | TagNumber | 0 | 0.474000 | 0.198685 | 0 | 0.124000 | 0 | WarrantyDurationParts | AccessibilityPerformance | CodePerformance | Color | Constituents | Grade | Material | ModelReference | NominalHeight | NominalLength | Shape | SustainabilityPerformance | WarrantyDurationLabor | FIXED | WarrantyGuarantorParts | ExpectedLife | ReplacementCost | NominalWidth | 23-25 40 11 11 11 | Metal-Framed Gypsum Board Fixed Partitions | 188529
1249 | Second Floor | 208428,208585 |  | 2 | 208435 |  | New Construction | Second Floor | 0.000000 | F | 209256 | 123813 | 133262 | Basic Wall:Interior - Partition (92mm Stud) | 0 | Basic Wall:Interior - Partition (92mm Stud):128360 | Size | 187153 | 194722,194723,194724,194725,194726,194727,209244,209245,209246,209247 | Manufacturer | -0.102000 | 3Egy$LBd99weR14rW4bgL1 | 1 | Basic Wall:Interior - Partition (92mm Stud):208435 |  | InstallationDate | 1249 | WarrantyGuarantorLabor | F | ModelLabel | F | WarrantyDescription | F | F | ProductionYear | 0.000000 | F | 4.578000 | T | 0.000000 | Up to level: Roof - Main | Finish | 2 | 1.597722 | SerialNumber | WarrantyStartDate | BarCode | AssetIdentifier | Features | TagNumber | 0 | 0.225000 | 0.198118 | 0 | 0.124000 | 0 | WarrantyDurationParts | AccessibilityPerformance | CodePerformance | Color | Constituents | Grade | Material | ModelReference | NominalHeight | NominalLength | Shape | SustainabilityPerformance | WarrantyDurationLabor | FIXED | WarrantyGuarantorParts | ExpectedLife | ReplacementCost | NominalWidth | 23-25 40 11 11 11 | Metal-Framed Gypsum Board Fixed Partitions | 188944,189489
1250 | Second Floor | 208576,208589 | 188328 | 2 | 209003 |  | New Construction | Second Floor | 0.000000 | F | 209256 | 123814 | 133265 | Basic Wall:Interior - Partition (92mm Stud) | 0 | Basic Wall:Interior - Partition (92mm Stud):128360 | Size | 187156 | 194740,194741,194742,194743,194744,194745,209244,209245,209246,209247 | Manufacturer | -0.102000 | 3NhaIUfh12PAdrGa$S3x$I | 1 | Basic Wall:Interior - Partition (92mm Stud):209003 |  | InstallationDate | 1250 | WarrantyGuarantorLabor | F | ModelLabel | F | WarrantyDescription | F | F | ProductionYear | 0.000000 | F | 4.578000 | T | 0.000000 | Up to level: Roof - Main | Finish | 2 | 10.282188 | SerialNumber | WarrantyStartDate | BarCode | AssetIdentifier | Features | TagNumber | 0 | 2.335000 | 1.274991 | 0 | 0.124000 | 0 | WarrantyDurationParts | AccessibilityPerformance | CodePerformance | Color | Constituents | Grade | Material | ModelReference | NominalHeight | NominalLength | Shape | SustainabilityPerformance | WarrantyDurationLabor | FIXED | WarrantyGuarantorParts | ExpectedLife | ReplacementCost | NominalWidth | 23-25 40 11 11 11 | Metal-Framed Gypsum Board Fixed Partitions | 188528
1251 | Second Floor | 208548,208566 |  | 2 | 209550 |  | New Construction | Second Floor | 0.000000 | F | 209256 | 123819 | 133270 | Basic Wall:Interior - Partition (92mm Stud) | 0 | Basic Wall:Interior - Partition (92mm Stud):128360 | Size | 187161 | 194770,194771,194772,194773,194774,194775,209244,209245,209246,209247 | Manufacturer | -0.102000 | 3NhaIUfh12PAdrGa$S3xqt | 1 | Basic Wall:Interior - Partition (92mm Stud):209550 |  | InstallationDate | 1251 | WarrantyGuarantorLabor | F | ModelLabel | F | WarrantyDescription | F | F | ProductionYear | 0.000000 | F | 4.578000 | T | 0.000000 | Up to level: Roof - Main | Finish | 2 | 21.269388 | SerialNumber | WarrantyStartDate | BarCode | AssetIdentifier | Features | TagNumber | 0 | 4.770000 | 2.637404 | 0 | 0.124000 | 0 | WarrantyDurationParts | AccessibilityPerformance | CodePerformance | Color | Constituents | Grade | Material | ModelReference | NominalHeight | NominalLength | Shape | SustainabilityPerformance | WarrantyDurationLabor | FIXED | WarrantyGuarantorParts | ExpectedLife | ReplacementCost | NominalWidth | 23-25 40 11 11 11 | Metal-Framed Gypsum Board Fixed Partitions | 188533,188830
1252 | Second Floor | 208530 |  | 0 | 209687 | 204961 | New Construction | Second Floor | 0.000000 | F | 209256 | 32084 | 133272 | Basic Wall:Interior - Furring (152 mm Stud) | 0 | Basic Wall:Interior - Furring (152 mm Stud):138413 | Size | 187163 | 205525,205526,205527,205528,205529,205530,209191,209192,209193,209194 | Manufacturer | -0.102000 | 3NhaIUfh12PAdrGa$S3xok | 1 | Basic Wall:Interior - Furring (152 mm Stud):209687 |  | InstallationDate | 1252 | WarrantyGuarantorLabor | F | ModelLabel | F | WarrantyDescription | F | F | ProductionYear | 0.000000 | F | 4.578000 | T | 0.000000 | Up to level: Roof - Main | Finish | 2 | 12.232416 | SerialNumber | WarrantyStartDate | BarCode | AssetIdentifier | Features | TagNumber | 0 | 2.796000 | 2.018907 | 0 | 0.168000 | 0 | WarrantyDurationParts | AccessibilityPerformance | CodePerformance | Color | Constituents | Grade | Material | ModelReference | NominalHeight | NominalLength | Shape | SustainabilityPerformance | WarrantyDurationLabor | FIXED | WarrantyGuarantorParts | ExpectedLife | ReplacementCost | NominalWidth | 23-25 40 11 11 11 | Metal-Framed Gypsum Board Fixed Partitions | 188518,188845
1253 | Second Floor | 208539 |  | 0 | 209762 | 204962 | New Construction | Second Floor | 0.000000 | F | 209256 | 32085 | 133273 | Basic Wall:Interior - Furring (152 mm Stud) | 0 | Basic Wall:Interior - Furring (152 mm Stud):138413 | Size | 187164 | 205531,205532,205533,205534,205535,205536,209191,209192,209193,209194 | Manufacturer | -0.102000 | 3NhaIUfh12PAdrGa$S3xpR | 1 | Basic Wall:Interior - Furring (152 mm Stud):209762 |  | InstallationDate | 1253 | WarrantyGuarantorLabor | F | ModelLabel | F | WarrantyDescription | F | F | ProductionYear | 0.000000 | F | 4.578000 | T | 0.000000 | Up to level: Roof - Main | Finish | 2 | 12.232416 | SerialNumber | WarrantyStartDate | BarCode | AssetIdentifier | Features | TagNumber | 0 | 2.796000 | 2.018907 | 0 | 0.168000 | 0 | WarrantyDurationParts | AccessibilityPerformance | CodePerformance | Color | Constituents | Grade | Material | ModelReference | NominalHeight | NominalLength | Shape | SustainabilityPerformance | WarrantyDurationLabor | FIXED | WarrantyGuarantorParts | ExpectedLife | ReplacementCost | NominalWidth | 23-25 40 11 11 11 | Metal-Framed Gypsum Board Fixed Partitions | 188535,188831
1254 | Second Floor | 208601,208616 |  | 2 | 209920 |  | New Construction | Second Floor | 0.000000 | F | 209256 | 123823 | 133274 | Basic Wall:Interior - Partition (92mm Stud) | 0 | Basic Wall:Interior - Partition (92mm Stud):128360 | Size | 187165 | 194782,194783,194784,194785,194786,194787,209244,209245,209246,209247 | Manufacturer | -0.102000 | 3NhaIUfh12PAdrGa$S3xkv | 1 | Basic Wall:Interior - Partition (92mm Stud):209920 |  | InstallationDate | 1254 | WarrantyGuarantorLabor | F | ModelLabel | F | WarrantyDescription | F | F | ProductionYear | 0.000000 | F | 4.578000 | T | 0.000000 | Up to level: Roof - Main | Finish | 2 | 15.711696 | SerialNumber | WarrantyStartDate | BarCode | AssetIdentifier | Features | TagNumber | 0 | 3.556000 | 1.948250 | 0 | 0.124000 | 0 | WarrantyDurationParts | AccessibilityPerformance | CodePerformance | Color | Constituents | Grade | Material | ModelReference | NominalHeight | NominalLength | Shape | SustainabilityPerformance | WarrantyDurationLabor | FIXED | WarrantyGuarantorParts | ExpectedLife | ReplacementCost | NominalWidth | 23-25 40 11 11 11 | Metal-Framed Gypsum Board Fixed Partitions | 188526,188841
1255 | Second Floor | 208613,208633 |  | 2 | 209992 |  | New Construction | Second Floor | 0.000000 | F | 209256 | 123824 | 133275 | Basic Wall:Interior - Partition (92mm Stud) | 0 | Basic Wall:Interior - Partition (92mm Stud):128360 | Size | 187166 | 194788,194789,194790,194791,194792,194793,209244,209245,209246,209247 | Manufacturer | -0.102000 | 3NhaIUfh12PAdrGa$S3xln | 1 | Basic Wall:Interior - Partition (92mm Stud):209992 |  | InstallationDate | 1255 | WarrantyGuarantorLabor | F | ModelLabel | F | WarrantyDescription | F | F | ProductionYear | 0.000000 | F | 4.578000 | T | 0.000000 | Up to level: Roof - Main | Finish | 2 | 15.711696 | SerialNumber | WarrantyStartDate | BarCode | AssetIdentifier | Features | TagNumber | 0 | 3.556000 | 1.948250 | 0 | 0.124000 | 0 | WarrantyDurationParts | AccessibilityPerformance | CodePerformance | Color | Constituents | Grade | Material | ModelReference | NominalHeight | NominalLength | Shape | SustainabilityPerformance | WarrantyDurationLabor | FIXED | WarrantyGuarantorParts | ExpectedLife | ReplacementCost | NominalWidth | 23-25 40 11 11 11 | Metal-Framed Gypsum Board Fixed Partitions | 188527,188842
1256 | Second Floor | 208293,208340 |  | 2 | 210953 |  | New Construction | Second Floor | 0.000000 | F | 209256 | 123829 | 133283 | Basic Wall:Interior - Partition (92mm Stud) | 0 | Basic Wall:Interior - Partition (92mm Stud):128360 | Size | 187174 | 194836,194837,194838,194839,194840,194841,209244,209245,209246,209247 | Manufacturer | -0.102000 | 3NhaIUfh12PAdrGa$S3xUm | 1 | Basic Wall:Interior - Partition (92mm Stud):210953 |  | InstallationDate | 1256 | WarrantyGuarantorLabor | F | ModelLabel | F | WarrantyDescription | F | F | ProductionYear | 0.000000 | F | 4.578000 | T | 0.000000 | Up to level: Roof - Main | Finish | 2 | 16.725442 | SerialNumber | WarrantyStartDate | BarCode | AssetIdentifier | Features | TagNumber | 0 | 3.848939 | 2.073955 | 0 | 0.124000 | 0 | WarrantyDurationParts | AccessibilityPerformance | CodePerformance | Color | Constituents | Grade | Material | ModelReference | NominalHeight | NominalLength | Shape | SustainabilityPerformance | WarrantyDurationLabor | FIXED | WarrantyGuarantorParts | ExpectedLife | ReplacementCost | NominalWidth | 23-25 40 11 11 11 | Metal-Framed Gypsum Board Fixed Partitions | 188189,188537
1257 | Second Floor | 208270,208284 | 188326 | 2 | 211628 |  | New Construction | Second Floor | 0.000000 | F | 209256 | 123831 | 133285 | Basic Wall:Interior - Partition (92mm Stud) | 0 | Basic Wall:Interior - Partition (92mm Stud):128360 | Size | 187176 | 194848,194849,194850,194851,194852,194853,209244,209245,209246,209247 | Manufacturer | -0.102000 | 3NhaIUfh12PAdrGa$S3xKL | 1 | Basic Wall:Interior - Partition (92mm Stud):211628 |  | InstallationDate | 1257 | WarrantyGuarantorLabor | F | ModelLabel | F | WarrantyDescription | F | F | ProductionYear | 0.000000 | F | 4.578000 | T | 0.000000 | Up to level: Roof - Main | Finish | 2 | 14.998006 | SerialNumber | WarrantyStartDate | BarCode | AssetIdentifier | Features | TagNumber | 0 | 3.365104 | 1.859753 | 0 | 0.124000 | 0 | WarrantyDurationParts | AccessibilityPerformance | CodePerformance | Color | Constituents | Grade | Material | ModelReference | NominalHeight | NominalLength | Shape | SustainabilityPerformance | WarrantyDurationLabor | FIXED | WarrantyGuarantorParts | ExpectedLife | ReplacementCost | NominalWidth | 23-25 40 11 11 11 | Metal-Framed Gypsum Board Fixed Partitions | 188539
1258 | Second Floor | 208157 | 189666,190107 | 2 | 213098 |  | New Construction | Second Floor | 0.000000 | F | 209256 | 123838 | 133295 | Basic Wall:Interior - Partition (92mm Stud) | 0 | Basic Wall:Interior - Partition (92mm Stud):128360 | Size | 187186 | 194902,194903,194904,194905,194906,194907,209244,209245,209246,209247 | Manufacturer | -0.102000 | 3NhaIUfh12PAdrGa$S3y$J | 1 | Basic Wall:Interior - Partition (92mm Stud):213098 |  | InstallationDate | 1258 | WarrantyGuarantorLabor | F | ModelLabel | F | WarrantyDescription | F | F | ProductionYear | 0.000000 | F | 4.578000 | T | 0.000000 | Up to level: Roof - Main | Finish | 2 | 29.798202 | SerialNumber | WarrantyStartDate | BarCode | AssetIdentifier | Features | TagNumber | 0 | 6.544000 | 3.694977 | 0 | 0.124000 | 0 | WarrantyDurationParts | AccessibilityPerformance | CodePerformance | Color | Constituents | Grade | Material | ModelReference | NominalHeight | NominalLength | Shape | SustainabilityPerformance | WarrantyDurationLabor | FIXED | WarrantyGuarantorParts | ExpectedLife | ReplacementCost | NominalWidth | 23-25 40 11 11 11 | Metal-Framed Gypsum Board Fixed Partitions | 189493
1259 | Second Floor | 208300,208384 | 188612 | 2 | 214461 |  | New Construction | Second Floor | 0.000000 | F | 209256 | 123841 | 133302 | Basic Wall:Interior - Partition (92mm Stud) | 0 | Basic Wall:Interior - Partition (92mm Stud):128360 | Size | 187193 | 194944,194945,194946,194947,194948,194949,209244,209245,209246,209247 | Manufacturer | -0.102000 | 3NhaIUfh12PAdrGa$S3ye4 | 1 | Basic Wall:Interior - Partition (92mm Stud):214461 |  | InstallationDate | 1259 | WarrantyGuarantorLabor | F | ModelLabel | F | WarrantyDescription | F | F | ProductionYear | 0.000000 | F | 4.578000 | T | 0.000000 | Up to level: Roof - Main | Finish | 2 | 5.017488 | SerialNumber | WarrantyStartDate | BarCode | AssetIdentifier | Features | TagNumber | 0 | 1.096000 | 0.622169 | 0 | 0.124000 | 0 | WarrantyDurationParts | AccessibilityPerformance | CodePerformance | Color | Constituents | Grade | Material | ModelReference | NominalHeight | NominalLength | Shape | SustainabilityPerformance | WarrantyDurationLabor | FIXED | WarrantyGuarantorParts | ExpectedLife | ReplacementCost | NominalWidth | 23-25 40 11 11 11 | Metal-Framed Gypsum Board Fixed Partitions | 188945
1260 | Second Floor | 208203,208213 | 188327 | 2 | 215010 |  | New Construction | Second Floor | 0.000000 | F | 209256 | 123844 | 133306 | Basic Wall:Interior - Partition (92mm Stud) | 0 | Basic Wall:Interior - Partition (92mm Stud):128360 | Size | 187197 | 194968,194969,194970,194971,194972,194973,209244,209245,209246,209247 | Manufacturer | -0.102000 | 3NhaIUfh12PAdrGa$S3yXR | 1 | Basic Wall:Interior - Partition (92mm Stud):215010 |  | InstallationDate | 1260 | WarrantyGuarantorLabor | F | ModelLabel | F | WarrantyDescription | F | F | ProductionYear | 0.000000 | F | 4.578000 | T | 0.000000 | Up to level: Roof - Main | Finish | 2 | 14.036148 | SerialNumber | WarrantyStartDate | BarCode | AssetIdentifier | Features | TagNumber | 0 | 3.190000 | 1.740482 | 0 | 0.124000 | 0 | WarrantyDurationParts | AccessibilityPerformance | CodePerformance | Color | Constituents | Grade | Material | ModelReference | NominalHeight | NominalLength | Shape | SustainabilityPerformance | WarrantyDurationLabor | FIXED | WarrantyGuarantorParts | ExpectedLife | ReplacementCost | NominalWidth | 23-25 40 11 11 11 | Metal-Framed Gypsum Board Fixed Partitions | 188550
1261 | Second Floor | 207991,208005 | 189497 | 2 | 216262 |  | New Construction | Second Floor | 0.000000 | F | 209256 | 123847 | 133309 | Basic Wall:Interior - Partition (92mm Stud) | 0 | Basic Wall:Interior - Partition (92mm Stud):128360 | Size | 187200 | 194980,194981,194982,194983,194984,194985,209244,209245,209246,209247 | Manufacturer | -0.102000 | 3NhaIUfh12PAdrGa$S3yD$ | 1 | Basic Wall:Interior - Partition (92mm Stud):216262 |  | InstallationDate | 1261 | WarrantyGuarantorLabor | F | ModelLabel | F | WarrantyDescription | F | F | ProductionYear | 0.000000 | F | 4.578000 | T | 0.000000 | Up to level: Roof - Main | Finish | 2 | 1.620612 | SerialNumber | WarrantyStartDate | BarCode | AssetIdentifier | Features | TagNumber | 0 | 0.230000 | 0.200956 | 0 | 0.124000 | 0 | WarrantyDurationParts | AccessibilityPerformance | CodePerformance | Color | Constituents | Grade | Material | ModelReference | NominalHeight | NominalLength | Shape | SustainabilityPerformance | WarrantyDurationLabor | FIXED | WarrantyGuarantorParts | ExpectedLife | ReplacementCost | NominalWidth | 23-25 40 11 11 11 | Metal-Framed Gypsum Board Fixed Partitions | 189496
1262 | Second Floor | 207983,208023 |  | 2 | 217063 |  | New Construction | Second Floor | 0.000000 | F | 209256 | 123852 | 133316 | Basic Wall:Interior - Partition (92mm Stud) | 0 | Basic Wall:Interior - Partition (92mm Stud):128360 | Size | 187207 | 195022,195023,195024,195025,195026,195027,209244,209245,209246,209247 | Manufacturer | -0.102000 | 3NhaIUfh12PAdrGa$S3y1U | 1 | Basic Wall:Interior - Partition (92mm Stud):217063 |  | InstallationDate | 1262 | WarrantyGuarantorLabor | F | ModelLabel | F | WarrantyDescription | F | F | ProductionYear | 0.000000 | F | 4.578000 | T | 0.000000 | Up to level: Roof - Main | Finish | 2 | 13.166328 | SerialNumber | WarrantyStartDate | BarCode | AssetIdentifier | Features | TagNumber | 0 | 3.000000 | 1.632625 | 0 | 0.124000 | 0 | WarrantyDurationParts | AccessibilityPerformance | CodePerformance | Color | Constituents | Grade | Material | ModelReference | NominalHeight | NominalLength | Shape | SustainabilityPerformance | WarrantyDurationLabor | FIXED | WarrantyGuarantorParts | ExpectedLife | ReplacementCost | NominalWidth | 23-25 40 11 11 11 | Metal-Framed Gypsum Board Fixed Partitions | 188552,188854
1263 | Second Floor | 207942,207961 |  | 2 | 217198 |  | New Construction | Second Floor | 0.000000 | F | 209256 | 123854 | 133318 | Basic Wall:Interior - Partition (92mm Stud) | 0 | Basic Wall:Interior - Partition (92mm Stud):128360 | Size | 187209 | 195034,195035,195036,195037,195038,195039,209244,209245,209246,209247 | Manufacturer | -0.102000 | 3NhaIUfh12PAdrGa$S3z$N | 1 | Basic Wall:Interior - Partition (92mm Stud):217198 |  | InstallationDate | 1263 | WarrantyGuarantorLabor | F | ModelLabel | F | WarrantyDescription | F | F | ProductionYear | 0.000000 | F | 4.578000 | T | 0.000000 | Up to level: Roof - Main | Finish | 2 | 15.849036 | SerialNumber | WarrantyStartDate | BarCode | AssetIdentifier | Features | TagNumber | 0 | 3.586000 | 1.965280 | 0 | 0.124000 | 0 | WarrantyDurationParts | AccessibilityPerformance | CodePerformance | Color | Constituents | Grade | Material | ModelReference | NominalHeight | NominalLength | Shape | SustainabilityPerformance | WarrantyDurationLabor | FIXED | WarrantyGuarantorParts | ExpectedLife | ReplacementCost | NominalWidth | 23-25 40 11 11 11 | Metal-Framed Gypsum Board Fixed Partitions | 188502,188857
1264 | Second Floor | 207903,207932 | 188265 | 2 | 217901 |  | New Construction | Second Floor | 0.000000 | F | 209256 | 123855 | 133321 | Basic Wall:Interior - Partition (92mm Stud) | 0 | Basic Wall:Interior - Partition (92mm Stud):128360 | Size | 187212 | 195052,195053,195054,195055,195056,195057,209244,209245,209246,209247 | Manufacturer | -0.102000 | 3NhaIUfh12PAdrGa$S3zoK | 1 | Basic Wall:Interior - Partition (92mm Stud):217901 |  | InstallationDate | 1264 | WarrantyGuarantorLabor | F | ModelLabel | F | WarrantyDescription | F | F | ProductionYear | 0.000000 | F | 4.578000 | T | 0.000000 | Up to level: Roof - Main | Finish | 2 | 17.167005 | SerialNumber | WarrantyStartDate | BarCode | AssetIdentifier | Features | TagNumber | 0 | 3.873892 | 2.128709 | 0 | 0.124000 | 0 | WarrantyDurationParts | AccessibilityPerformance | CodePerformance | Color | Constituents | Grade | Material | ModelReference | NominalHeight | NominalLength | Shape | SustainabilityPerformance | WarrantyDurationLabor | FIXED | WarrantyGuarantorParts | ExpectedLife | ReplacementCost | NominalWidth | 23-25 40 11 11 11 | Metal-Framed Gypsum Board Fixed Partitions | 188553
1265 | Second Floor | 207904,207931 | 189501 | 2 | 217949 |  | New Construction | Second Floor | 0.000000 | F | 209256 | 123856 | 133322 | Basic Wall:Interior - Partition (92mm Stud) | 0 | Basic Wall:Interior - Partition (92mm Stud):128360 | Size | 187213 | 195058,195059,195060,195061,195062,195063,209244,209245,209246,209247 | Manufacturer | -0.102000 | 3NhaIUfh12PAdrGa$S3zpa | 1 | Basic Wall:Interior - Partition (92mm Stud):217949 |  | InstallationDate | 1265 | WarrantyGuarantorLabor | F | ModelLabel | F | WarrantyDescription | F | F | ProductionYear | 0.000000 | F | 4.578000 | T | 0.000000 | Up to level: Roof - Main | Finish | 2 | 4.753795 | SerialNumber | WarrantyStartDate | BarCode | AssetIdentifier | Features | TagNumber | 0 | 0.976400 | 0.589471 | 0 | 0.124000 | 0 | WarrantyDurationParts | AccessibilityPerformance | CodePerformance | Color | Constituents | Grade | Material | ModelReference | NominalHeight | NominalLength | Shape | SustainabilityPerformance | WarrantyDurationLabor | FIXED | WarrantyGuarantorParts | ExpectedLife | ReplacementCost | NominalWidth | 23-25 40 11 11 11 | Metal-Framed Gypsum Board Fixed Partitions | 188265
1266 | Second Floor | 207905,207930 | 189502 | 2 | 217991 |  | New Construction | Second Floor | 0.000000 | F | 209256 | 123857 | 133323 | Basic Wall:Interior - Partition (92mm Stud) | 0 | Basic Wall:Interior - Partition (92mm Stud):128360 | Size | 187214 | 195064,195065,195066,195067,195068,195069,209244,209245,209246,209247 | Manufacturer | -0.102000 | 3NhaIUfh12PAdrGa$S3zm_ | 1 | Basic Wall:Interior - Partition (92mm Stud):217991 |  | InstallationDate | 1266 | WarrantyGuarantorLabor | F | ModelLabel | F | WarrantyDescription | F | F | ProductionYear | 0.000000 | F | 4.578000 | T | 0.000000 | Up to level: Roof - Main | Finish | 2 | 5.031222 | SerialNumber | WarrantyStartDate | BarCode | AssetIdentifier | Features | TagNumber | 0 | 1.069000 | 0.623872 | 0 | 0.124000 | 0 | WarrantyDurationParts | AccessibilityPerformance | CodePerformance | Color | Constituents | Grade | Material | ModelReference | NominalHeight | NominalLength | Shape | SustainabilityPerformance | WarrantyDurationLabor | FIXED | WarrantyGuarantorParts | ExpectedLife | ReplacementCost | NominalWidth | 23-25 40 11 11 11 | Metal-Framed Gypsum Board Fixed Partitions | 189501
1267 | Second Floor | 207867,207895 | 189505 | 2 | 218987 |  | New Construction | Second Floor | 0.000000 | F | 209256 | 123866 | 133332 | Basic Wall:Interior - Partition (92mm Stud) | 0 | Basic Wall:Interior - Partition (92mm Stud):128360 | Size | 187223 | 195112,195113,195114,195115,195116,195117,209244,209245,209246,209247 | Manufacturer | -0.102000 | 3NhaIUfh12PAdrGa$S3zZI | 1 | Basic Wall:Interior - Partition (92mm Stud):218987 |  | InstallationDate | 1267 | WarrantyGuarantorLabor | F | ModelLabel | F | WarrantyDescription | F | F | ProductionYear | 0.000000 | F | 4.578000 | T | 0.000000 | Up to level: Roof - Main | Finish | 2 | 7.123368 | SerialNumber | WarrantyStartDate | BarCode | AssetIdentifier | Features | TagNumber | 0 | 1.556000 | 0.883298 | 0 | 0.124000 | 0 | WarrantyDurationParts | AccessibilityPerformance | CodePerformance | Color | Constituents | Grade | Material | ModelReference | NominalHeight | NominalLength | Shape | SustainabilityPerformance | WarrantyDurationLabor | FIXED | WarrantyGuarantorParts | ExpectedLife | ReplacementCost | NominalWidth | 23-25 40 11 11 11 | Metal-Framed Gypsum Board Fixed Partitions | 188554
1268 | Second Floor | 207868,207894 | 188338 | 2 | 219029 |  | New Construction | Second Floor | 0.000000 | F | 209256 | 123867 | 133333 | Basic Wall:Interior - Partition (92mm Stud) | 0 | Basic Wall:Interior - Partition (92mm Stud):128360 | Size | 187224 | 195118,195119,195120,195121,195122,195123,209244,209245,209246,209247 | Manufacturer | -0.102000 | 3NhaIUfh12PAdrGa$S3zWi | 1 | Basic Wall:Interior - Partition (92mm Stud):219029 |  | InstallationDate | 1268 | WarrantyGuarantorLabor | F | ModelLabel | F | WarrantyDescription | F | F | ProductionYear | 0.000000 | F | 4.578000 | T | 0.000000 | Up to level: Roof - Main | Finish | 2 | 11.225256 | SerialNumber | WarrantyStartDate | BarCode | AssetIdentifier | Features | TagNumber | 0 | 2.576000 | 1.391932 | 0 | 0.124000 | 0 | WarrantyDurationParts | AccessibilityPerformance | CodePerformance | Color | Constituents | Grade | Material | ModelReference | NominalHeight | NominalLength | Shape | SustainabilityPerformance | WarrantyDurationLabor | FIXED | WarrantyGuarantorParts | ExpectedLife | ReplacementCost | NominalWidth | 23-25 40 11 11 11 | Metal-Framed Gypsum Board Fixed Partitions | 189505
1269 | Second Floor | 207855,207879 | 188330 | 2 | 219089 |  | New Construction | Second Floor | 0.000000 | F | 209256 | 123868 | 133334 | Basic Wall:Interior - Partition (92mm Stud) | 0 | Basic Wall:Interior - Partition (92mm Stud):128360 | Size | 187225 | 195124,195125,195126,195127,195128,195129,209244,209245,209246,209247 | Manufacturer | -0.102000 | 3NhaIUfh12PAdrGa$S3zXe | 1 | Basic Wall:Interior - Partition (92mm Stud):219089 |  | InstallationDate | 1269 | WarrantyGuarantorLabor | F | ModelLabel | F | WarrantyDescription | F | F | ProductionYear | 0.000000 | F | 4.578000 | T | 0.000000 | Up to level: Roof - Main | Finish | 2 | 15.226428 | SerialNumber | WarrantyStartDate | BarCode | AssetIdentifier | Features | TagNumber | 0 | 3.450000 | 1.888077 | 0 | 0.124000 | 0 | WarrantyDurationParts | AccessibilityPerformance | CodePerformance | Color | Constituents | Grade | Material | ModelReference | NominalHeight | NominalLength | Shape | SustainabilityPerformance | WarrantyDurationLabor | FIXED | WarrantyGuarantorParts | ExpectedLife | ReplacementCost | NominalWidth | 23-25 40 11 11 11 | Metal-Framed Gypsum Board Fixed Partitions | 188555
1272 | Second Floor |  |  | 2 | 275171 |  | New Construction | Second Floor | 0.000000 | F | 209256 | 124446 | 133676 | Basic Wall:Interior - Partition (92mm Stud) | 0 | Basic Wall:Interior - Partition (92mm Stud):128360 | Size | 187412 | 197986,197987,197988,197989,197990,197991,209244,209245,209246,209247 | Manufacturer | -0.102000 | 2Xm8mTFlXE_vTXaS55sSoO | 1 | Basic Wall:Interior - Partition (92mm Stud):275171 |  | InstallationDate | 1272 | WarrantyGuarantorLabor | F | ModelLabel | F | WarrantyDescription | F | F | ProductionYear | 2.400000 | F | 2.178000 | T | 0.000000 | Up to level: Roof - Main | Finish | 2 | 3.503095 | SerialNumber | WarrantyStartDate | BarCode | AssetIdentifier | Features | TagNumber | 0 | 1.670400 | 0.434384 | 0 | 0.124000 | 0 | WarrantyDurationParts | AccessibilityPerformance | CodePerformance | Color | Constituents | Grade | Material | ModelReference | NominalHeight | NominalLength | Shape | SustainabilityPerformance | WarrantyDurationLabor | FIXED | WarrantyGuarantorParts | ExpectedLife | ReplacementCost | NominalWidth | 23-25 40 11 11 11 | Metal-Framed Gypsum Board Fixed Partitions | 189023,189025,189568,190010
1273 | Second Floor |  | 188632,189029,189574 | 2 | 285430 |  | New Construction | Second Floor | 0.000000 | F | 209256 | 124645 | 133687 | Basic Wall:Interior - Partition (92mm Stud) | 0 | Basic Wall:Interior - Partition (92mm Stud):128360 | Size | 187505 | 198831,198832,198833,198834,198835,198836,209244,209245,209246,209247 | Manufacturer | -2.608500 | 0bpfxAz3XBrAx$RjFuHv70 | 1 | Basic Wall:Interior - Partition (92mm Stud):285430 |  | InstallationDate | 1273 | WarrantyGuarantorLabor | F | ModelLabel | F | WarrantyDescription | F | F | ProductionYear | 0.000000 | F | 2.071500 | T | 0.000000 | Up to level: Roof - Main | Finish | 2 | 9.760342 | SerialNumber | WarrantyStartDate | BarCode | AssetIdentifier | Features | TagNumber | 0 | 4.711727 | 1.210282 | 0 | 0.124000 | 0 | WarrantyDurationParts | AccessibilityPerformance | CodePerformance | Color | Constituents | Grade | Material | ModelReference | NominalHeight | NominalLength | Shape | SustainabilityPerformance | WarrantyDurationLabor | FIXED | WarrantyGuarantorParts | ExpectedLife | ReplacementCost | NominalWidth | 23-25 40 11 11 11 | Metal-Framed Gypsum Board Fixed Partitions | 190015
1274 | Second Floor | 208511,208512 |  | 2 | 296926 |  | New Construction | Second Floor | 0.000000 | F | 209256 | 124716 | 133696 | Basic Wall:Interior - Partition (92mm Stud) | 0 | Basic Wall:Interior - Partition (92mm Stud):128360 | Size | 187514 | 199072,199073,199074,199075,199076,199077,209244,209245,209246,209247 | Manufacturer | 2.071500 | 3MOOG5txfDyunpNn2Iq9N7 | 1 | Basic Wall:Interior - Partition (92mm Stud):296926 |  | InstallationDate | 1274 | WarrantyGuarantorLabor | F | ModelLabel | F | WarrantyDescription | F | F | ProductionYear | 0.000000 | F | 2.071500 | T | 0.000000 | Up to level: Second Floor | Finish | 2 | 10.240981 | SerialNumber | WarrantyStartDate | BarCode | AssetIdentifier | Features | TagNumber | 0 | 5.005752 | 1.220477 | 0 | 0.124000 | 0 | WarrantyDurationParts | AccessibilityPerformance | CodePerformance | Color | Constituents | Grade | Material | ModelReference | NominalHeight | NominalLength | Shape | SustainabilityPerformance | WarrantyDurationLabor | FIXED | WarrantyGuarantorParts | ExpectedLife | ReplacementCost | NominalWidth | 23-25 40 11 11 11 | Metal-Framed Gypsum Board Fixed Partitions | 189033,190016
1310 | Second Floor | 208874 |  | 1 | 376708 | 205246 | New Construction | Second Floor | 0.000000 | F | 209256 | 32445 | 134018 | Basic Wall:Exterior - Insul Panel on Mtl. Stud | 0 | Basic Wall:Exterior - Insul Panel on Mtl. Stud:130954 | Size | 187800 | 205635,205636,205637,205638,205639,205640,209211,209212,209213,209214 | Manufacturer | 1.350000 | 2j55VthSj3Lu0J6fyrpMqO | 1 | Basic Wall:Exterior - Insul Panel on Mtl. Stud:376708 |  | InstallationDate | 1310 | WarrantyGuarantorLabor | F | ModelLabel | T | WarrantyDescription | F | F | ProductionYear | 3.486500 | F | 2.543500 | T | 0.000000 | Up to level: Roof - Main | Finish | 0 | 1.182620 | SerialNumber | WarrantyStartDate | BarCode | AssetIdentifier | Features | TagNumber | 0 | 1.079189 | 0.315760 | 1 | 0.267000 | 0 | WarrantyDurationParts | AccessibilityPerformance | CodePerformance | Color | Constituents | Grade | Material | ModelReference | NominalHeight | NominalLength | Shape | SustainabilityPerformance | WarrantyDurationLabor | FIXED | WarrantyGuarantorParts | ExpectedLife | ReplacementCost | NominalWidth | 23-25 30 24 21 | Metal Framed Structural Walls | 188567,188876
1311 | Second Floor |  | 188690,188884 | 1 | 378843 | 205247 | New Construction | Second Floor | 0.000000 | F | 209256 | 32446 | 134025 | Basic Wall:Exterior - Insul Panel on Mtl. Stud | 0 | Basic Wall:Exterior - Insul Panel on Mtl. Stud:130954 | Size | 187815 | 205641,205642,205643,205644,205645,205646,209211,209212,209213,209214 | Manufacturer | -0.791500 | 2j55VthSj3Lu0J6fyrpHL7 | 1 | Basic Wall:Exterior - Insul Panel on Mtl. Stud:378843 |  | InstallationDate | 1311 | WarrantyGuarantorLabor | F | ModelLabel | T | WarrantyDescription | F | F | ProductionYear | 2.191500 | F | 1.697000 | T | 0.000000 | Up to level: Roof - Main | Finish | 2 | 16.416230 | SerialNumber | WarrantyStartDate | BarCode | AssetIdentifier | Features | TagNumber | 0 | 9.104227 | 4.383133 | 1 | 0.267000 | 0 | WarrantyDurationParts | AccessibilityPerformance | CodePerformance | Color | Constituents | Grade | Material | ModelReference | NominalHeight | NominalLength | Shape | SustainabilityPerformance | WarrantyDurationLabor | FIXED | WarrantyGuarantorParts | ExpectedLife | ReplacementCost | NominalWidth | 23-25 30 24 21 | Metal Framed Structural Walls | 188088
1312 | Second Floor | 208138 | 188284,189866 | 0 | 379583 |  | New Construction | Second Floor | 0.000000 | F | 209256 | 125402 | 134030 | Basic Wall:Interior - Furring (38 mm Stud) | 0 | Basic Wall:Interior - Furring (38 mm Stud):128404 | Size | 187820 | 202073,202074,202075,202076,202077,202078,209240,209241,209242,209243 | Manufacturer | 2.800000 | 2j55VthSj3Lu0J6fyrpHWZ | 1 | Basic Wall:Interior - Furring (38 mm Stud):379583 |  | InstallationDate | 1312 | WarrantyGuarantorLabor | F | ModelLabel | F | WarrantyDescription | F | F | ProductionYear | 0.000000 | F | 2.800000 | T | 0.000000 | Up to level: Second Floor | Finish | 3 | 1.068927 | SerialNumber | WarrantyStartDate | BarCode | AssetIdentifier | Features | TagNumber | 0 | 0.416760 | 0.057722 | 0 | 0.054000 | 0 | WarrantyDurationParts | AccessibilityPerformance | CodePerformance | Color | Constituents | Grade | Material | ModelReference | NominalHeight | NominalLength | Shape | SustainabilityPerformance | WarrantyDurationLabor | FIXED | WarrantyGuarantorParts | ExpectedLife | ReplacementCost | NominalWidth | 23-25 40 11 11 11 | Metal-Framed Gypsum Board Fixed Partitions | 188283
1313 | Second Floor | 208369 | 189869 | 0 | 379749 |  | New Construction | Second Floor | 0.000000 | F | 209256 | 125405 | 134033 | Basic Wall:Interior - Furring (38 mm Stud) | 0 | Basic Wall:Interior - Furring (38 mm Stud):128404 | Size | 187823 | 202091,202092,202093,202094,202095,202096,209240,209241,209242,209243 | Manufacturer | -0.102000 | 2j55VthSj3Lu0J6fyrpHdv | 1 | Basic Wall:Interior - Furring (38 mm Stud):379749 |  | InstallationDate | 1313 | WarrantyGuarantorLabor | F | ModelLabel | F | WarrantyDescription | F | F | ProductionYear | 0.000000 | F | 4.578000 | T | 0.000000 | Up to level: Roof - Main | Finish | 3 | 1.858668 | SerialNumber | WarrantyStartDate | BarCode | AssetIdentifier | Features | TagNumber | 0 | 0.406000 | 0.100368 | 0 | 0.054000 | 0 | WarrantyDurationParts | AccessibilityPerformance | CodePerformance | Color | Constituents | Grade | Material | ModelReference | NominalHeight | NominalLength | Shape | SustainabilityPerformance | WarrantyDurationLabor | FIXED | WarrantyGuarantorParts | ExpectedLife | ReplacementCost | NominalWidth | 23-25 40 11 11 11 | Metal-Framed Gypsum Board Fixed Partitions | 188676,189868
1314 | Second Floor | 208876 |  | 1 | 382036 | 205256 | New Construction | Second Floor | 0.000000 | F | 209256 | 32451 | 134043 | Basic Wall:Exterior - Insul Panel on Mtl. Stud | 0 | Basic Wall:Exterior - Insul Panel on Mtl. Stud:130954 | Size | 187833 | 205671,205672,205673,205674,205675,205676,209211,209212,209213,209214 | Manufacturer | 1.350000 | 2j55VthSj3Lu0J6fyrpGR8 | 1 | Basic Wall:Exterior - Insul Panel on Mtl. Stud:382036 |  | InstallationDate | 1314 | WarrantyGuarantorLabor | F | ModelLabel | T | WarrantyDescription | F | F | ProductionYear | 3.486500 | F | 2.543500 | T | 0.000000 | Up to level: Roof - Main | Finish | 0 | 1.354316 | SerialNumber | WarrantyStartDate | BarCode | AssetIdentifier | Features | TagNumber | 0 | 1.088689 | 0.361602 | 1 | 0.267000 | 0 | WarrantyDurationParts | AccessibilityPerformance | CodePerformance | Color | Constituents | Grade | Material | ModelReference | NominalHeight | NominalLength | Shape | SustainabilityPerformance | WarrantyDurationLabor | FIXED | WarrantyGuarantorParts | ExpectedLife | ReplacementCost | NominalWidth | 23-25 30 24 21 | Metal Framed Structural Walls | 188582,188885
1316 | Second Floor | 208415 | 189880 | 0 | 384802 |  | New Construction | Second Floor | 0.000000 | F | 209256 | 125545 | 134049 | Basic Wall:Interior - Furring (38 mm Stud) | 0 | Basic Wall:Interior - Furring (38 mm Stud):128404 | Size | 187839 | 202534,202535,202536,202537,202538,202539,209240,209241,209242,209243 | Manufacturer | 0.000000 | 2d8HbdSu9Fr9Na0iagzLFW | 1 | Basic Wall:Interior - Furring (38 mm Stud):384802 |  | InstallationDate | 1316 | WarrantyGuarantorLabor | F | ModelLabel | F | WarrantyDescription | F | F | ProductionYear | 0.000000 | F | 4.680000 | T | 0.000000 | Up to level: Roof - Main | Finish | 3 | 1.684800 | SerialNumber | WarrantyStartDate | BarCode | AssetIdentifier | Features | TagNumber | 0 | 0.333000 | 0.090979 | 0 | 0.054000 | 0 | WarrantyDurationParts | AccessibilityPerformance | CodePerformance | Color | Constituents | Grade | Material | ModelReference | NominalHeight | NominalLength | Shape | SustainabilityPerformance | WarrantyDurationLabor | FIXED | WarrantyGuarantorParts | ExpectedLife | ReplacementCost | NominalWidth | 23-25 40 11 11 11 | Metal-Framed Gypsum Board Fixed Partitions | 189662,190096
1317 | Second Floor | 208251 |  | 0 | 385726 |  | New Construction | Second Floor | 0.000000 | F | 209256 | 125559 | 134063 | Basic Wall:Interior - Furring (38 mm Stud) | 0 | Basic Wall:Interior - Furring (38 mm Stud):128404 | Size | 187853 | 202618,202619,202620,202621,202622,202623,209240,209241,209242,209243 | Manufacturer | 0.000000 | 2d8HbdSu9Fr9Na0iagzMvy | 1 | Basic Wall:Interior - Furring (38 mm Stud):385726 |  | InstallationDate | 1317 | WarrantyGuarantorLabor | F | ModelLabel | F | WarrantyDescription | F | F | ProductionYear | 0.000000 | F | 4.680000 | T | 0.000000 | Up to level: Roof - Main | Finish | 3 | 1.513205 | SerialNumber | WarrantyStartDate | BarCode | AssetIdentifier | Features | TagNumber | 0 | 0.483834 | 0.081713 | 0 | 0.054000 | 0 | WarrantyDurationParts | AccessibilityPerformance | CodePerformance | Color | Constituents | Grade | Material | ModelReference | NominalHeight | NominalLength | Shape | SustainabilityPerformance | WarrantyDurationLabor | FIXED | WarrantyGuarantorParts | ExpectedLife | ReplacementCost | NominalWidth | 23-25 40 11 11 11 | Metal-Framed Gypsum Board Fixed Partitions | 188194,188681,189891
1318 | Second Floor | 208231 | 189894 | 0 | 386083 |  | New Construction | Second Floor | 0.000000 | F | 209256 | 125563 | 134067 | Basic Wall:Interior - Furring (38 mm Stud) | 0 | Basic Wall:Interior - Furring (38 mm Stud):128404 | Size | 187857 | 202642,202643,202644,202645,202646,202647,209240,209241,209242,209243 | Manufacturer | 0.000000 | 2d8HbdSu9Fr9Na0iagzMZX | 1 | Basic Wall:Interior - Furring (38 mm Stud):386083 |  | InstallationDate | 1318 | WarrantyGuarantorLabor | F | ModelLabel | F | WarrantyDescription | F | F | ProductionYear | 0.000000 | F | 4.680000 | T | 0.000000 | Up to level: Roof - Main | Finish | 3 | 2.971403 | SerialNumber | WarrantyStartDate | BarCode | AssetIdentifier | Features | TagNumber | 0 | 0.634915 | 0.160456 | 0 | 0.054000 | 0 | WarrantyDurationParts | AccessibilityPerformance | CodePerformance | Color | Constituents | Grade | Material | ModelReference | NominalHeight | NominalLength | Shape | SustainabilityPerformance | WarrantyDurationLabor | FIXED | WarrantyGuarantorParts | ExpectedLife | ReplacementCost | NominalWidth | 23-25 40 11 11 11 | Metal-Framed Gypsum Board Fixed Partitions | 188286,189893
1319 | Second Floor | 208217 | 189153,189897 | 0 | 386575 |  | New Construction | Second Floor | 0.000000 | F | 209256 | 125568 | 134073 | Basic Wall:Interior - Furring (38 mm Stud) | 0 | Basic Wall:Interior - Furring (38 mm Stud):128404 | Size | 187863 | 202678,202679,202680,202681,202682,202683,209240,209241,209242,209243 | Manufacturer | 0.000000 | 2d8HbdSu9Fr9Na0iagzMhD | 1 | Basic Wall:Interior - Furring (38 mm Stud):386575 |  | InstallationDate | 1319 | WarrantyGuarantorLabor | F | ModelLabel | F | WarrantyDescription | F | F | ProductionYear | 0.000000 | F | 4.680000 | T | 0.000000 | Up to level: Roof - Main | Finish | 3 | 3.042000 | SerialNumber | WarrantyStartDate | BarCode | AssetIdentifier | Features | TagNumber | 0 | 0.596000 | 0.164268 | 0 | 0.054000 | 0 | WarrantyDurationParts | AccessibilityPerformance | CodePerformance | Color | Constituents | Grade | Material | ModelReference | NominalHeight | NominalLength | Shape | SustainabilityPerformance | WarrantyDurationLabor | FIXED | WarrantyGuarantorParts | ExpectedLife | ReplacementCost | NominalWidth | 23-25 40 11 11 11 | Metal-Framed Gypsum Board Fixed Partitions | 189152
1320 | Second Floor | 208206 | 189156,189901 | 0 | 387052 |  | New Construction | Second Floor | 0.000000 | F | 209256 | 125572 | 134078 | Basic Wall:Interior - Furring (38 mm Stud) | 0 | Basic Wall:Interior - Furring (38 mm Stud):128404 | Size | 187868 | 202708,202709,202710,202711,202712,202713,209240,209241,209242,209243 | Manufacturer | 0.000000 | 2d8HbdSu9Fr9Na0iagzMik | 1 | Basic Wall:Interior - Furring (38 mm Stud):387052 |  | InstallationDate | 1320 | WarrantyGuarantorLabor | F | ModelLabel | F | WarrantyDescription | F | F | ProductionYear | 0.000000 | F | 4.680000 | T | 0.000000 | Up to level: Roof - Main | Finish | 3 | 3.042000 | SerialNumber | WarrantyStartDate | BarCode | AssetIdentifier | Features | TagNumber | 0 | 0.596000 | 0.164268 | 0 | 0.054000 | 0 | WarrantyDurationParts | AccessibilityPerformance | CodePerformance | Color | Constituents | Grade | Material | ModelReference | NominalHeight | NominalLength | Shape | SustainabilityPerformance | WarrantyDurationLabor | FIXED | WarrantyGuarantorParts | ExpectedLife | ReplacementCost | NominalWidth | 23-25 40 11 11 11 | Metal-Framed Gypsum Board Fixed Partitions | 189155
1321 | Second Floor | 208330 | 189910 | 0 | 387672 |  | New Construction | Second Floor | 0.000000 | F | 209256 | 125578 | 134085 | Basic Wall:Interior - Furring (38 mm Stud) | 0 | Basic Wall:Interior - Furring (38 mm Stud):128404 | Size | 187875 | 202750,202751,202752,202753,202754,202755,209240,209241,209242,209243 | Manufacturer | 0.000000 | 2d8HbdSu9Fr9Na0iagzMQQ | 1 | Basic Wall:Interior - Furring (38 mm Stud):387672 |  | InstallationDate | 1321 | WarrantyGuarantorLabor | F | ModelLabel | F | WarrantyDescription | F | F | ProductionYear | 0.000000 | F | 4.680000 | T | 0.000000 | Up to level: Roof - Main | Finish | 3 | 3.163680 | SerialNumber | WarrantyStartDate | BarCode | AssetIdentifier | Features | TagNumber | 0 | 0.676000 | 0.170839 | 0 | 0.054000 | 0 | WarrantyDurationParts | AccessibilityPerformance | CodePerformance | Color | Constituents | Grade | Material | ModelReference | NominalHeight | NominalLength | Shape | SustainabilityPerformance | WarrantyDurationLabor | FIXED | WarrantyGuarantorParts | ExpectedLife | ReplacementCost | NominalWidth | 23-25 40 11 11 11 | Metal-Framed Gypsum Board Fixed Partitions | 189157,189909
1322 | Second Floor | 208764 | 189163 | 0 | 388120 |  | New Construction | Second Floor | 0.000000 | F | 209256 | 125585 | 134092 | Basic Wall:Interior - Furring (38 mm Stud) | 0 | Basic Wall:Interior - Furring (38 mm Stud):128404 | Size | 187881 | 202790,202791,202792,202793,202794,202795,209240,209241,209242,209243 | Manufacturer | -0.102000 | 2d8HbdSu9Fr9Na0iagzM3Q | 1 | Basic Wall:Interior - Furring (38 mm Stud):388120 |  | InstallationDate | 1322 | WarrantyGuarantorLabor | F | ModelLabel | F | WarrantyDescription | F | F | ProductionYear | 0.000000 | F | 4.578000 | T | 0.000000 | Up to level: Roof - Main | Finish | 3 | 4.468128 | SerialNumber | WarrantyStartDate | BarCode | AssetIdentifier | Features | TagNumber | 0 | 0.976000 | 0.241279 | 0 | 0.054000 | 0 | WarrantyDurationParts | AccessibilityPerformance | CodePerformance | Color | Constituents | Grade | Material | ModelReference | NominalHeight | NominalLength | Shape | SustainabilityPerformance | WarrantyDurationLabor | FIXED | WarrantyGuarantorParts | ExpectedLife | ReplacementCost | NominalWidth | 23-25 40 11 11 11 | Metal-Framed Gypsum Board Fixed Partitions | 189162,190104
1323 | Second Floor | 208523 | 189925 | 0 | 389663 |  | New Construction | Second Floor | 0.000000 | F | 209256 | 125602 | 134109 | Basic Wall:Interior - Furring (38 mm Stud) | 0 | Basic Wall:Interior - Furring (38 mm Stud):128404 | Size | 187898 | 202892,202893,202894,202895,202896,202897,209240,209241,209242,209243 | Manufacturer | 2.105400 | 2d8HbdSu9Fr9Na0iagzNxT | 1 | Basic Wall:Interior - Furring (38 mm Stud):389663 |  | InstallationDate | 1323 | WarrantyGuarantorLabor | F | ModelLabel | F | WarrantyDescription | F | F | ProductionYear | 0.000000 | F | 2.105400 | T | 0.000000 | Up to level: Second Floor | Finish | 3 | 0.724258 | SerialNumber | WarrantyStartDate | BarCode | AssetIdentifier | Features | TagNumber | 0 | 0.450500 | 0.039110 | 0 | 0.054000 | 0 | WarrantyDurationParts | AccessibilityPerformance | CodePerformance | Color | Constituents | Grade | Material | ModelReference | NominalHeight | NominalLength | Shape | SustainabilityPerformance | WarrantyDurationLabor | FIXED | WarrantyGuarantorParts | ExpectedLife | ReplacementCost | NominalWidth | 23-25 40 11 11 11 | Metal-Framed Gypsum Board Fixed Partitions | 188092,188690
1324 | Second Floor | 208522 | 188888,189926 | 0 | 389693 |  | New Construction | Second Floor | 0.000000 | F | 209256 | 125603 | 134110 | Basic Wall:Interior - Furring (38 mm Stud) | 0 | Basic Wall:Interior - Furring (38 mm Stud):128404 | Size | 187899 | 202898,202899,202900,202901,202902,202903,209240,209241,209242,209243 | Manufacturer | 2.105400 | 2d8HbdSu9Fr9Na0iagzNx$ | 1 | Basic Wall:Interior - Furring (38 mm Stud):389693 |  | InstallationDate | 1324 | WarrantyGuarantorLabor | F | ModelLabel | F | WarrantyDescription | F | F | ProductionYear | 0.000000 | F | 2.105400 | T | 0.000000 | Up to level: Second Floor | Finish | 3 | 1.675898 | SerialNumber | WarrantyStartDate | BarCode | AssetIdentifier | Features | TagNumber | 0 | 0.796000 | 0.090499 | 0 | 0.054000 | 0 | WarrantyDurationParts | AccessibilityPerformance | CodePerformance | Color | Constituents | Grade | Material | ModelReference | NominalHeight | NominalLength | Shape | SustainabilityPerformance | WarrantyDurationLabor | FIXED | WarrantyGuarantorParts | ExpectedLife | ReplacementCost | NominalWidth | 23-25 40 11 11 11 | Metal-Framed Gypsum Board Fixed Partitions | 189925
1325 | Second Floor | 208351 | 190115 | 2 | 390124 |  | New Construction | Second Floor | 0.000000 | F | 209256 | 125605 | 134112 | Basic Wall:Interior - Partition (92mm Stud) | 0 | Basic Wall:Interior - Partition (92mm Stud):128360 | Size | 187901 | 202910,202911,202912,202913,202914,202915,209244,209245,209246,209247 | Manufacturer | -0.102000 | 2d8HbdSu9Fr9Na0iagzNyk | 1 | Basic Wall:Interior - Partition (92mm Stud):390124 |  | InstallationDate | 1325 | WarrantyGuarantorLabor | F | ModelLabel | F | WarrantyDescription | F | F | ProductionYear | 0.000000 | F | 4.578000 | T | 0.000000 | Up to level: Roof - Main | Finish | 2 | 1.120510 | SerialNumber | WarrantyStartDate | BarCode | AssetIdentifier | Features | TagNumber | 0 | 0.279760 | 0.138943 | 0 | 0.124000 | 0 | WarrantyDurationParts | AccessibilityPerformance | CodePerformance | Color | Constituents | Grade | Material | ModelReference | NominalHeight | NominalLength | Shape | SustainabilityPerformance | WarrantyDurationLabor | FIXED | WarrantyGuarantorParts | ExpectedLife | ReplacementCost | NominalWidth | 23-25 40 11 11 11 | Metal-Framed Gypsum Board Fixed Partitions | 189636,189927
1326 | Second Floor | 208164,208165 | 189929 | 0 | 390490 |  | New Construction | Second Floor | 0.000000 | F | 209256 | 125606 | 134113 | Basic Wall:Interior - Furring (38 mm Stud) | 0 | Basic Wall:Interior - Furring (38 mm Stud):128404 | Size | 187902 | 202916,202917,202918,202919,202920,202921,209240,209241,209242,209243 | Manufacturer | -0.102000 | 2d8HbdSu9Fr9Na0iagzNcO | 1 | Basic Wall:Interior - Furring (38 mm Stud):390490 |  | InstallationDate | 1326 | WarrantyGuarantorLabor | F | ModelLabel | F | WarrantyDescription | F | F | ProductionYear | 0.000000 | F | 4.578000 | T | 0.000000 | Up to level: Roof - Main | Finish | 3 | 1.052940 | SerialNumber | WarrantyStartDate | BarCode | AssetIdentifier | Features | TagNumber | 0 | 0.265000 | 0.056859 | 0 | 0.054000 | 0 | WarrantyDurationParts | AccessibilityPerformance | CodePerformance | Color | Constituents | Grade | Material | ModelReference | NominalHeight | NominalLength | Shape | SustainabilityPerformance | WarrantyDurationLabor | FIXED | WarrantyGuarantorParts | ExpectedLife | ReplacementCost | NominalWidth | 23-25 40 11 11 11 | Metal-Framed Gypsum Board Fixed Partitions | 188691
1327 | Second Floor | 208161 | 189932 | 0 | 390609 |  | New Construction | Second Floor | 0.000000 | F | 209256 | 125609 | 134116 | Basic Wall:Interior - Furring (38 mm Stud) | 0 | Basic Wall:Interior - Furring (38 mm Stud):128404 | Size | 187905 | 202934,202935,202936,202937,202938,202939,209240,209241,209242,209243 | Manufacturer | -0.102000 | 2d8HbdSu9Fr9Na0iagzNaJ | 1 | Basic Wall:Interior - Furring (38 mm Stud):390609 |  | InstallationDate | 1327 | WarrantyGuarantorLabor | F | ModelLabel | F | WarrantyDescription | F | F | ProductionYear | 0.000000 | F | 4.578000 | T | 0.000000 | Up to level: Roof - Main | Finish | 3 | 1.194858 | SerialNumber | WarrantyStartDate | BarCode | AssetIdentifier | Features | TagNumber | 0 | 0.261000 | 0.064522 | 0 | 0.054000 | 0 | WarrantyDurationParts | AccessibilityPerformance | CodePerformance | Color | Constituents | Grade | Material | ModelReference | NominalHeight | NominalLength | Shape | SustainabilityPerformance | WarrantyDurationLabor | FIXED | WarrantyGuarantorParts | ExpectedLife | ReplacementCost | NominalWidth | 23-25 40 11 11 11 | Metal-Framed Gypsum Board Fixed Partitions | 188692,189931
1328 | Second Floor | 208175,208176 | 189935 | 0 | 390877 |  | New Construction | Second Floor | 0.000000 | F | 209256 | 125620 | 134127 | Basic Wall:Interior - Furring (38 mm Stud) | 0 | Basic Wall:Interior - Furring (38 mm Stud):128404 | Size | 187915 | 202998,202999,203000,203001,203002,203003,209240,209241,209242,209243 | Manufacturer | -0.102000 | 2d8HbdSu9Fr9Na0iagzNeV | 1 | Basic Wall:Interior - Furring (38 mm Stud):390877 |  | InstallationDate | 1328 | WarrantyGuarantorLabor | F | ModelLabel | F | WarrantyDescription | F | F | ProductionYear | 0.000000 | F | 4.578000 | T | 0.000000 | Up to level: Roof - Main | Finish | 3 | 1.052940 | SerialNumber | WarrantyStartDate | BarCode | AssetIdentifier | Features | TagNumber | 0 | 0.265000 | 0.056859 | 0 | 0.054000 | 0 | WarrantyDurationParts | AccessibilityPerformance | CodePerformance | Color | Constituents | Grade | Material | ModelReference | NominalHeight | NominalLength | Shape | SustainabilityPerformance | WarrantyDurationLabor | FIXED | WarrantyGuarantorParts | ExpectedLife | ReplacementCost | NominalWidth | 23-25 40 11 11 11 | Metal-Framed Gypsum Board Fixed Partitions | 188693
1329 | Second Floor | 207712,207731 | 189941 | 0 | 392224 |  | New Construction | Second Floor | 0.000000 | F | 209256 | 125627 | 134135 | Basic Wall:Interior - Furring (38 mm Stud) | 0 | Basic Wall:Interior - Furring (38 mm Stud):128404 | Size | 187923 | 203046,203047,203048,203049,203050,203051,209240,209241,209242,209243 | Manufacturer | -0.102000 | 2d8HbdSu9Fr9Na0iagzN3Y | 1 | Basic Wall:Interior - Furring (38 mm Stud):392224 |  | InstallationDate | 1329 | WarrantyGuarantorLabor | F | ModelLabel | F | WarrantyDescription | F | F | ProductionYear | 0.000000 | F | 4.578000 | T | 0.000000 | Up to level: Roof - Main | Finish | 3 | 19.753154 | SerialNumber | WarrantyStartDate | BarCode | AssetIdentifier | Features | TagNumber | 0 | 4.314800 | 1.066670 | 0 | 0.054000 | 0 | WarrantyDurationParts | AccessibilityPerformance | CodePerformance | Color | Constituents | Grade | Material | ModelReference | NominalHeight | NominalLength | Shape | SustainabilityPerformance | WarrantyDurationLabor | FIXED | WarrantyGuarantorParts | ExpectedLife | ReplacementCost | NominalWidth | 23-25 40 11 11 11 | Metal-Framed Gypsum Board Fixed Partitions | 189940
1330 | Second Floor | 207986 | 188891,189956 | 0 | 394092 |  | New Construction | Second Floor | 0.000000 | F | 209256 | 125650 | 134157 | Basic Wall:Interior - Furring (38 mm Stud) | 0 | Basic Wall:Interior - Furring (38 mm Stud):128404 | Size | 187945 | 203177,203178,203179,203180,203181,203182,209240,209241,209242,209243 | Manufacturer | -0.102000 | 2d8HbdSu9Fr9Na0iagze_k | 1 | Basic Wall:Interior - Furring (38 mm Stud):394092 |  | InstallationDate | 1330 | WarrantyGuarantorLabor | F | ModelLabel | F | WarrantyDescription | F | F | ProductionYear | 0.000000 | F | 4.578000 | T | 0.000000 | Up to level: Roof - Main | Finish | 3 | 1.858668 | SerialNumber | WarrantyStartDate | BarCode | AssetIdentifier | Features | TagNumber | 0 | 0.406000 | 0.100368 | 0 | 0.054000 | 0 | WarrantyDurationParts | AccessibilityPerformance | CodePerformance | Color | Constituents | Grade | Material | ModelReference | NominalHeight | NominalLength | Shape | SustainabilityPerformance | WarrantyDurationLabor | FIXED | WarrantyGuarantorParts | ExpectedLife | ReplacementCost | NominalWidth | 23-25 40 11 11 11 | Metal-Framed Gypsum Board Fixed Partitions | 189955
1331 | Second Floor |  |  | 0 | 409027 | 205320 | New Construction | Second Floor | 0.000000 | F | 209256 | 32503 | 134205 | Basic Wall:Interior - Toilet Partition (25mm) | 0 | Basic Wall:Interior - Toilet Partition (25mm):128491 | Size | 187991 | 203471,203472,203473,203474,203475,203476,209091,209092,209093,209094 | Manufacturer | -0.102000 | 0ClPCUC7jCQRnj1dhupHgw | 1 | Basic Wall:Interior - Toilet Partition (25mm):409027 |  | InstallationDate | 1331 | WarrantyGuarantorLabor | F | ModelLabel | F | WarrantyDescription | F | F | ProductionYear | 0.000000 | F | 4.578000 | F | 0.000000 | Up to level: Roof - Main | Finish | 2 | 5.487096 | SerialNumber | WarrantyStartDate | BarCode | AssetIdentifier | Features | TagNumber | 0 | 1.544000 | 0.137177 | 0 | 0.025000 | 0 | WarrantyDurationParts | AccessibilityPerformance | CodePerformance | Color | Constituents | Grade | Material | ModelReference | NominalHeight | NominalLength | Shape | SustainabilityPerformance | WarrantyDurationLabor | FIXED | WarrantyGuarantorParts | ExpectedLife | ReplacementCost | NominalWidth | 23-25 40 14 14 11 11 | Metal Toilet Compartments and Urinal Screens | 188862,189658,189977 | 2 HR |  | 2 HR
1637 | Second Floor | 208685 | 188602,189437 | 0 | 190562 |  | New Construction | Second Floor | 0.000000 | F | 209256 | 123707 | 133144 | Basic Wall:Interior - Rated 1-HR (92mm Stud) | 0 | Basic Wall:Interior - Rated 1-HR (92mm Stud):128426 | Size | 187035 | 194009,194010,194011,194012,194013,194014,209185,209186,209187,209188 | Manufacturer | -0.102000 | 3Egy$LBd99weR14rW4bsCG | 1 | Basic Wall:Interior - Rated 1-HR (92mm Stud):190562 |  | InstallationDate | 1637 | WarrantyGuarantorLabor | F | ModelLabel | F | WarrantyDescription | F | F | ProductionYear | 0.000000 | F | 4.578000 | T | 0.000000 | Up to level: Roof - Main | Finish | 2 | 27.028504 | SerialNumber | WarrantyStartDate | BarCode | AssetIdentifier | Features | TagNumber | 0 | 5.779998 | 3.351535 | 0 | 0.124000 | 8421504 | WarrantyDurationParts | AccessibilityPerformance | CodePerformance | Color | Constituents | Grade | Material | ModelReference | NominalHeight | NominalLength | Shape | SustainabilityPerformance | WarrantyDurationLabor | FIXED | WarrantyGuarantorParts | ExpectedLife | ReplacementCost | NominalWidth | 23-25 40 11 11 11 | Metal-Framed Gypsum Board Fixed Partitions |  | 1 HR | Solid fill | 1 HR
1638 | Second Floor | 208686 | 189438 | 0 | 190644 |  | New Construction | Second Floor | 0.000000 | F | 209256 | 123708 | 133145 | Basic Wall:Interior - Rated 1-HR (92mm Stud) | 0 | Basic Wall:Interior - Rated 1-HR (92mm Stud):128426 | Size | 187036 | 194015,194016,194017,194018,194019,194020,209185,209186,209187,209188 | Manufacturer | -0.102000 | 3Egy$LBd99weR14rW4bsF6 | 1 | Basic Wall:Interior - Rated 1-HR (92mm Stud):190644 |  | InstallationDate | 1638 | WarrantyGuarantorLabor | F | ModelLabel | F | WarrantyDescription | F | F | ProductionYear | 0.000000 | F | 4.578000 | T | 0.000000 | Up to level: Roof - Main | Finish | 2 | 11.646427 | SerialNumber | WarrantyStartDate | BarCode | AssetIdentifier | Features | TagNumber | 0 | 2.543999 | 1.444157 | 0 | 0.124000 | 8421504 | WarrantyDurationParts | AccessibilityPerformance | CodePerformance | Color | Constituents | Grade | Material | ModelReference | NominalHeight | NominalLength | Shape | SustainabilityPerformance | WarrantyDurationLabor | FIXED | WarrantyGuarantorParts | ExpectedLife | ReplacementCost | NominalWidth | 23-25 40 11 11 11 | Metal-Framed Gypsum Board Fixed Partitions | 189437 | 1 HR | Solid fill | 1 HR
1639 | Second Floor | 208693 | 189440 | 0 | 190897 |  | New Construction | Second Floor | 0.000000 | F | 209256 | 123710 | 133147 | Basic Wall:Interior - Rated 1-HR (92mm Stud) | 0 | Basic Wall:Interior - Rated 1-HR (92mm Stud):128426 | Size | 187038 | 194027,194028,194029,194030,194031,194032,209185,209186,209187,209188 | Manufacturer | -0.102000 | 3Egy$LBd99weR14rW4bsB3 | 1 | Basic Wall:Interior - Rated 1-HR (92mm Stud):190897 |  | InstallationDate | 1639 | WarrantyGuarantorLabor | F | ModelLabel | F | WarrantyDescription | F | F | ProductionYear | 0.000000 | F | 4.578000 | T | 0.000000 | Up to level: Roof - Main | Finish | 2 | 3.937075 | SerialNumber | WarrantyStartDate | BarCode | AssetIdentifier | Features | TagNumber | 0 | 0.983999 | 0.488197 | 0 | 0.124000 | 8421504 | WarrantyDurationParts | AccessibilityPerformance | CodePerformance | Color | Constituents | Grade | Material | ModelReference | NominalHeight | NominalLength | Shape | SustainabilityPerformance | WarrantyDurationLabor | FIXED | WarrantyGuarantorParts | ExpectedLife | ReplacementCost | NominalWidth | 23-25 40 11 11 11 | Metal-Framed Gypsum Board Fixed Partitions | 188602 | 1 HR | Solid fill | 1 HR
1640 | Second Floor | 207713,207730 |  | 2 | 196851 |  | New Construction | Second Floor | 0.000000 | F | 209256 | 123739 | 133187 | Basic Wall:Interior - Partition (92mm Stud) | 0 | Basic Wall:Interior - Partition (92mm Stud):128360 | Size | 187078 | 194261,194262,194263,194264,194265,194266,209244,209245,209246,209247 | Manufacturer | -0.102000 | 3Egy$LBd99weR14rW4bek1 | 1 | Basic Wall:Interior - Partition (92mm Stud):196851 |  | InstallationDate | 1640 | WarrantyGuarantorLabor | F | ModelLabel | F | WarrantyDescription | F | F | ProductionYear | 0.000000 | F | 4.578000 | T | 0.000000 | Up to level: Roof - Main | Finish | 2 | 18.211284 | SerialNumber | WarrantyStartDate | BarCode | AssetIdentifier | Features | TagNumber | 0 | 4.040000 | 2.258199 | 0 | 0.124000 | 0 | WarrantyDurationParts | AccessibilityPerformance | CodePerformance | Color | Constituents | Grade | Material | ModelReference | NominalHeight | NominalLength | Shape | SustainabilityPerformance | WarrantyDurationLabor | FIXED | WarrantyGuarantorParts | ExpectedLife | ReplacementCost | NominalWidth | 23-25 40 11 11 11 | Metal-Framed Gypsum Board Fixed Partitions | 188813
1641 | Second Floor | 207801 | 188294 | 0 | 197593 |  | New Construction | Second Floor | 0.000000 | F | 209256 | 123744 | 133194 | Basic Wall:Interior - Furring (38 mm Stud) | 0 | Basic Wall:Interior - Furring (38 mm Stud):128404 | Size | 187085 | 194303,194304,194305,194306,194307,194308,209240,209241,209242,209243 | Manufacturer | 3.000000 | 3Egy$LBd99weR14rW4beYh | 1 | Basic Wall:Interior - Furring (38 mm Stud):197593 |  | InstallationDate | 1641 | WarrantyGuarantorLabor | F | ModelLabel | F | WarrantyDescription | F | F | ProductionYear | 0.000000 | F | 3.000000 | T | 0.000000 | Up to level: Second Floor | Finish | 2 | 1.159911 | SerialNumber | WarrantyStartDate | BarCode | AssetIdentifier | Features | TagNumber | 0 | 0.475637 | 0.062635 | 0 | 0.054000 | 0 | WarrantyDurationParts | AccessibilityPerformance | CodePerformance | Color | Constituents | Grade | Material | ModelReference | NominalHeight | NominalLength | Shape | SustainabilityPerformance | WarrantyDurationLabor | FIXED | WarrantyGuarantorParts | ExpectedLife | ReplacementCost | NominalWidth | 23-25 40 11 11 11 | Metal-Framed Gypsum Board Fixed Partitions | 189461
1642 | Second Floor | 207852 |  | 0 | 197726 |  | New Construction | Second Floor | 0.000000 | F | 209256 | 123746 | 133196 | Basic Wall:Interior - Furring (38 mm Stud) | 0 | Basic Wall:Interior - Furring (38 mm Stud):128404 | Size | 187087 | 194315,194316,194317,194318,194319,194320,209240,209241,209242,209243 | Manufacturer | -1.313500 | 3Egy$LBd99weR14rW4beyi | 1 | Basic Wall:Interior - Furring (38 mm Stud):197726 |  | InstallationDate | 1642 | WarrantyGuarantorLabor | F | ModelLabel | F | WarrantyDescription | F | F | ProductionYear | 0.000000 | F | 3.366500 | T | 0.000000 | Up to level: Roof - Main | Finish | 0 | 15.680237 | SerialNumber | WarrantyStartDate | BarCode | AssetIdentifier | Features | TagNumber | 0 | 4.746727 | 0.846733 | 0 | 0.054000 | 0 | WarrantyDurationParts | AccessibilityPerformance | CodePerformance | Color | Constituents | Grade | Material | ModelReference | NominalHeight | NominalLength | Shape | SustainabilityPerformance | WarrantyDurationLabor | FIXED | WarrantyGuarantorParts | ExpectedLife | ReplacementCost | NominalWidth | 23-25 40 11 11 11 | Metal-Framed Gypsum Board Fixed Partitions | 188815,189462
1643 | Second Floor | 207803,207848 |  | 2 | 198188 | 204953 | New Construction | Second Floor | 0.000000 | F | 209256 | 32077 | 133197 | Basic Wall:Interior - Partition (92mm Stud) | 0 | Basic Wall:Interior - Partition (92mm Stud):128360 | Size | 187088 | 205477,205478,205479,205480,205481,205482,209244,209245,209246,209247 | Manufacturer | -0.102000 | 3Egy$LBd99weR14rW4berU | 1 | Basic Wall:Interior - Partition (92mm Stud):198188 |  | InstallationDate | 1643 | WarrantyGuarantorLabor | F | ModelLabel | F | WarrantyDescription | F | F | ProductionYear | 0.000000 | F | 4.578000 | T | 0.000000 | Up to level: Roof - Main | Finish | 2 | 13.869982 | SerialNumber | WarrantyStartDate | BarCode | AssetIdentifier | Features | TagNumber | 0 | 3.373170 | 1.719878 | 0 | 0.124000 | 0 | WarrantyDurationParts | AccessibilityPerformance | CodePerformance | Color | Constituents | Grade | Material | ModelReference | NominalHeight | NominalLength | Shape | SustainabilityPerformance | WarrantyDurationLabor | FIXED | WarrantyGuarantorParts | ExpectedLife | ReplacementCost | NominalWidth | 23-25 40 11 11 11 | Metal-Framed Gypsum Board Fixed Partitions
1644 | Second Floor | 208131 | 188515,189471 | 2 | 201121 |  | New Construction | Second Floor | 0.000000 | F | 209256 | 123777 | 133211 | Basic Wall:Interior - Partition (92mm Stud) | 0 | Basic Wall:Interior - Partition (92mm Stud):128360 | Size | 187102 | 194446,194447,194448,194449,194450,194451,209244,209245,209246,209247 | Manufacturer | -0.102000 | 3Egy$LBd99weR14rW4bfhJ | 1 | Basic Wall:Interior - Partition (92mm Stud):201121 |  | InstallationDate | 1644 | WarrantyGuarantorLabor | F | ModelLabel | F | WarrantyDescription | F | F | ProductionYear | 0.000000 | F | 4.578000 | T | 0.000000 | Up to level: Roof - Main | Finish | 2 | 1.688182 | SerialNumber | WarrantyStartDate | BarCode | AssetIdentifier | Features | TagNumber | 0 | 0.306760 | 0.209335 | 0 | 0.124000 | 0 | WarrantyDurationParts | AccessibilityPerformance | CodePerformance | Color | Constituents | Grade | Material | ModelReference | NominalHeight | NominalLength | Shape | SustainabilityPerformance | WarrantyDurationLabor | FIXED | WarrantyGuarantorParts | ExpectedLife | ReplacementCost | NominalWidth | 23-25 40 11 11 11 | Metal-Framed Gypsum Board Fixed Partitions
1645 | Second Floor | 208153 | 188820 | 2 | 201190 |  | New Construction | Second Floor | 0.000000 | F | 209256 | 123779 | 133213 | Basic Wall:Interior - Partition (92mm Stud) | 0 | Basic Wall:Interior - Partition (92mm Stud):128360 | Size | 187104 | 194458,194459,194460,194461,194462,194463,209244,209245,209246,209247 | Manufacturer | -0.102000 | 3Egy$LBd99weR14rW4bfgK | 1 | Basic Wall:Interior - Partition (92mm Stud):201190 |  | InstallationDate | 1645 | WarrantyGuarantorLabor | F | ModelLabel | F | WarrantyDescription | F | F | ProductionYear | 0.000000 | F | 4.578000 | T | 0.000000 | Up to level: Roof - Main | Finish | 2 | 1.120510 | SerialNumber | WarrantyStartDate | BarCode | AssetIdentifier | Features | TagNumber | 0 | 0.306760 | 0.138943 | 0 | 0.124000 | 0 | WarrantyDurationParts | AccessibilityPerformance | CodePerformance | Color | Constituents | Grade | Material | ModelReference | NominalHeight | NominalLength | Shape | SustainabilityPerformance | WarrantyDurationLabor | FIXED | WarrantyGuarantorParts | ExpectedLife | ReplacementCost | NominalWidth | 23-25 40 11 11 11 | Metal-Framed Gypsum Board Fixed Partitions | 189472
1646 | Second Floor | 208389 | 189474 | 0 | 202408 |  | New Construction | Second Floor | 0.000000 | F | 209256 | 123783 | 133219 | Basic Wall:Interior - Rated 1-HR (92mm Stud) | 0 | Basic Wall:Interior - Rated 1-HR (92mm Stud):128426 | Size | 187110 | 194494,194495,194496,194497,194498,194499,209185,209186,209187,209188 | Manufacturer | -0.102000 | 3Egy$LBd99weR14rW4bftQ | 1 | Basic Wall:Interior - Rated 1-HR (92mm Stud):202408 |  | InstallationDate | 1646 | WarrantyGuarantorLabor | F | ModelLabel | F | WarrantyDescription | F | F | ProductionYear | 0.000000 | F | 4.578000 | T | 0.000000 | Up to level: Roof - Main | Finish | 2 | 8.416653 | SerialNumber | WarrantyStartDate | BarCode | AssetIdentifier | Features | TagNumber | 0 | 1.838500 | 1.043665 | 0 | 0.124000 | 8421504 | WarrantyDurationParts | AccessibilityPerformance | CodePerformance | Color | Constituents | Grade | Material | ModelReference | NominalHeight | NominalLength | Shape | SustainabilityPerformance | WarrantyDurationLabor | FIXED | WarrantyGuarantorParts | ExpectedLife | ReplacementCost | NominalWidth | 23-25 40 11 11 11 | Metal-Framed Gypsum Board Fixed Partitions | 189473 | 1 HR | Solid fill | 1 HR
1647 | Second Floor |  | 188044,189575,190016 | 2 | 203842 |  | New Construction | Second Floor | 0.000000 | F | 209256 | 123787 | 133223 | Basic Wall:Interior - Partition (92mm Stud) | 0 | Basic Wall:Interior - Partition (92mm Stud):128360 | Size | 187114 | 194512,194513,194514,194515,194516,194517,209244,209245,209246,209247 | Manufacturer | 2.105440 | 3Egy$LBd99weR14rW4bfSm | 1 | Basic Wall:Interior - Partition (92mm Stud):203842 |  | InstallationDate | 1647 | WarrantyGuarantorLabor | F | ModelLabel | F | WarrantyDescription | F | F | ProductionYear | 0.028437 | F | 2.077004 | T | 0.000000 | Up to level: Second Floor | Finish | 2 | 2.209021 | SerialNumber | WarrantyStartDate | BarCode | AssetIdentifier | Features | TagNumber | 0 | 1.125561 | 0.273919 | 0 | 0.124000 | 0 | WarrantyDurationParts | AccessibilityPerformance | CodePerformance | Color | Constituents | Grade | Material | ModelReference | NominalHeight | NominalLength | Shape | SustainabilityPerformance | WarrantyDurationLabor | FIXED | WarrantyGuarantorParts | ExpectedLife | ReplacementCost | NominalWidth | 23-25 40 11 11 11 | Metal-Framed Gypsum Board Fixed Partitions
1648 | Second Floor | 208618 | 189484 | 0 | 206857 |  | New Construction | Second Floor | 0.000000 | F | 209256 | 123801 | 133246 | Basic Wall:Interior - Furring (38 mm Stud) | 0 | Basic Wall:Interior - Furring (38 mm Stud):128404 | Size | 187137 | 194626,194627,194628,194629,194630,194631,209240,209241,209242,209243 | Manufacturer | -0.102000 | 3Egy$LBd99weR14rW4bgDx | 1 | Basic Wall:Interior - Furring (38 mm Stud):206857 |  | InstallationDate | 1648 | WarrantyGuarantorLabor | F | ModelLabel | F | WarrantyDescription | F | F | ProductionYear | 0.000000 | F | 4.578000 | T | 0.000000 | Up to level: Roof - Main | Finish | 0 | 1.727914 | SerialNumber | WarrantyStartDate | BarCode | AssetIdentifier | Features | TagNumber | 0 | 0.483939 | 0.093307 | 0 | 0.054000 | 0 | WarrantyDurationParts | AccessibilityPerformance | CodePerformance | Color | Constituents | Grade | Material | ModelReference | NominalHeight | NominalLength | Shape | SustainabilityPerformance | WarrantyDurationLabor | FIXED | WarrantyGuarantorParts | ExpectedLife | ReplacementCost | NominalWidth | 23-25 40 11 11 11 | Metal-Framed Gypsum Board Fixed Partitions | 188098
1649 | Second Floor | 208625 | 189485 | 0 | 207085 |  | New Construction | Second Floor | 0.000000 | F | 209256 | 123804 | 133249 | Basic Wall:Interior - Furring (38 mm Stud) | 0 | Basic Wall:Interior - Furring (38 mm Stud):128404 | Size | 187140 | 194644,194645,194646,194647,194648,194649,209240,209241,209242,209243 | Manufacturer | -0.102000 | 3Egy$LBd99weR14rW4bgEV | 1 | Basic Wall:Interior - Furring (38 mm Stud):207085 |  | InstallationDate | 1649 | WarrantyGuarantorLabor | F | ModelLabel | F | WarrantyDescription | F | F | ProductionYear | 0.000000 | F | 4.578000 | T | 0.000000 | Up to level: Roof - Main | Finish | 0 | 1.727914 | SerialNumber | WarrantyStartDate | BarCode | AssetIdentifier | Features | TagNumber | 0 | 0.483939 | 0.093307 | 0 | 0.054000 | 0 | WarrantyDurationParts | AccessibilityPerformance | CodePerformance | Color | Constituents | Grade | Material | ModelReference | NominalHeight | NominalLength | Shape | SustainabilityPerformance | WarrantyDurationLabor | FIXED | WarrantyGuarantorParts | ExpectedLife | ReplacementCost | NominalWidth | 23-25 40 11 11 11 | Metal-Framed Gypsum Board Fixed Partitions | 188099
1650 | Second Floor | 208626 | 189486 | 0 | 207119 |  | New Construction | Second Floor | 0.000000 | F | 209256 | 123805 | 133250 | Basic Wall:Interior - Furring (38 mm Stud) | 0 | Basic Wall:Interior - Furring (38 mm Stud):128404 | Size | 187141 | 194650,194651,194652,194653,194654,194655,209240,209241,209242,209243 | Manufacturer | -0.102000 | 3Egy$LBd99weR14rW4bg9z | 1 | Basic Wall:Interior - Furring (38 mm Stud):207119 |  | InstallationDate | 1650 | WarrantyGuarantorLabor | F | ModelLabel | F | WarrantyDescription | F | F | ProductionYear | 0.000000 | F | 4.578000 | T | 0.000000 | Up to level: Roof - Main | Finish | 0 | 3.987424 | SerialNumber | WarrantyStartDate | BarCode | AssetIdentifier | Features | TagNumber | 0 | 0.870997 | 0.215321 | 0 | 0.054000 | 0 | WarrantyDurationParts | AccessibilityPerformance | CodePerformance | Color | Constituents | Grade | Material | ModelReference | NominalHeight | NominalLength | Shape | SustainabilityPerformance | WarrantyDurationLabor | FIXED | WarrantyGuarantorParts | ExpectedLife | ReplacementCost | NominalWidth | 23-25 40 11 11 11 | Metal-Framed Gypsum Board Fixed Partitions | 189485
1651 | Second Floor | 208627 |  | 0 | 207143 |  | New Construction | Second Floor | 0.000000 | F | 209256 | 123806 | 133251 | Basic Wall:Interior - Furring (38 mm Stud) | 0 | Basic Wall:Interior - Furring (38 mm Stud):128404 | Size | 187142 | 194656,194657,194658,194659,194660,194661,209240,209241,209242,209243 | Manufacturer | -0.102000 | 3Egy$LBd99weR14rW4bg9L | 1 | Basic Wall:Interior - Furring (38 mm Stud):207143 |  | InstallationDate | 1651 | WarrantyGuarantorLabor | F | ModelLabel | F | WarrantyDescription | F | F | ProductionYear | 0.000000 | F | 4.578000 | T | 0.000000 | Up to level: Roof - Main | Finish | 0 | 1.480702 | SerialNumber | WarrantyStartDate | BarCode | AssetIdentifier | Features | TagNumber | 0 | 0.483939 | 0.079958 | 0 | 0.054000 | 0 | WarrantyDurationParts | AccessibilityPerformance | CodePerformance | Color | Constituents | Grade | Material | ModelReference | NominalHeight | NominalLength | Shape | SustainabilityPerformance | WarrantyDurationLabor | FIXED | WarrantyGuarantorParts | ExpectedLife | ReplacementCost | NominalWidth | 23-25 40 11 11 11 | Metal-Framed Gypsum Board Fixed Partitions | 188187,189486
1652 | Second Floor | 208684 |  | 2 | 208108 |  | New Construction | Second Floor | 0.000000 | F | 209256 | 123809 | 133258 | Basic Wall:Interior - Partition (92mm Stud) | 0 | Basic Wall:Interior - Partition (92mm Stud):128360 | Size | 187149 | 194698,194699,194700,194701,194702,194703,209244,209245,209246,209247 | Manufacturer | -0.102000 | 3Egy$LBd99weR14rW4bgUU | 1 | Basic Wall:Interior - Partition (92mm Stud):208108 |  | InstallationDate | 1652 | WarrantyGuarantorLabor | F | ModelLabel | F | WarrantyDescription | F | F | ProductionYear | 0.000000 | F | 4.578000 | T | 0.000000 | Up to level: Roof - Main | Finish | 2 | 27.614497 | SerialNumber | WarrantyStartDate | BarCode | AssetIdentifier | Features | TagNumber | 0 | 6.156000 | 3.424198 | 0 | 0.124000 | 0 | WarrantyDurationParts | AccessibilityPerformance | CodePerformance | Color | Constituents | Grade | Material | ModelReference | NominalHeight | NominalLength | Shape | SustainabilityPerformance | WarrantyDurationLabor | FIXED | WarrantyGuarantorParts | ExpectedLife | ReplacementCost | NominalWidth | 23-25 40 11 11 11 | Metal-Framed Gypsum Board Fixed Partitions | 188525,188838
1653 | Second Floor | 208297 | 189491 | 2 | 210789 |  | New Construction | Second Floor | 0.000000 | F | 209256 | 123827 | 133281 | Basic Wall:Interior - Partition (92mm Stud) | 0 | Basic Wall:Interior - Partition (92mm Stud):128360 | Size | 187172 | 194824,194825,194826,194827,194828,194829,209244,209245,209246,209247 | Manufacturer | -0.102000 | 3NhaIUfh12PAdrGa$S3xZS | 1 | Basic Wall:Interior - Partition (92mm Stud):210789 |  | InstallationDate | 1653 | WarrantyGuarantorLabor | F | ModelLabel | F | WarrantyDescription | F | F | ProductionYear | 0.000000 | F | 4.578000 | T | 0.000000 | Up to level: Roof - Main | Finish | 2 | 1.602300 | SerialNumber | WarrantyStartDate | BarCode | AssetIdentifier | Features | TagNumber | 0 | 0.474000 | 0.198685 | 0 | 0.124000 | 0 | WarrantyDurationParts | AccessibilityPerformance | CodePerformance | Color | Constituents | Grade | Material | ModelReference | NominalHeight | NominalLength | Shape | SustainabilityPerformance | WarrantyDurationLabor | FIXED | WarrantyGuarantorParts | ExpectedLife | ReplacementCost | NominalWidth | 23-25 40 11 11 11 | Metal-Framed Gypsum Board Fixed Partitions | 188541
1654 | Second Floor | 208296 |  | 2 | 210817 |  | New Construction | Second Floor | 0.000000 | F | 209256 | 123828 | 133282 | Basic Wall:Interior - Partition (92mm Stud) | 0 | Basic Wall:Interior - Partition (92mm Stud):128360 | Size | 187173 | 194830,194831,194832,194833,194834,194835,209244,209245,209246,209247 | Manufacturer | -0.102000 | 3NhaIUfh12PAdrGa$S3xWu | 1 | Basic Wall:Interior - Partition (92mm Stud):210817 |  | InstallationDate | 1654 | WarrantyGuarantorLabor | F | ModelLabel | F | WarrantyDescription | F | F | ProductionYear | 0.000000 | F | 4.578000 | T | 0.000000 | Up to level: Roof - Main | Finish | 2 | 0.892710 | SerialNumber | WarrantyStartDate | BarCode | AssetIdentifier | Features | TagNumber | 0 | 0.195000 | 0.110696 | 0 | 0.124000 | 0 | WarrantyDurationParts | AccessibilityPerformance | CodePerformance | Color | Constituents | Grade | Material | ModelReference | NominalHeight | NominalLength | Shape | SustainabilityPerformance | WarrantyDurationLabor | FIXED | WarrantyGuarantorParts | ExpectedLife | ReplacementCost | NominalWidth | 23-25 40 11 11 11 | Metal-Framed Gypsum Board Fixed Partitions | 188847,189491
1655 | Second Floor | 208241,208255 |  | 2 | 211942 |  | New Construction | Second Floor | 0.000000 | F | 209256 | 123833 | 133287 | Basic Wall:Interior - Partition (92mm Stud) | 0 | Basic Wall:Interior - Partition (92mm Stud):128360 | Size | 187178 | 194860,194861,194862,194863,194864,194865,209244,209245,209246,209247 | Manufacturer | -0.102000 | 3NhaIUfh12PAdrGa$S3xHV | 1 | Basic Wall:Interior - Partition (92mm Stud):211942 |  | InstallationDate | 1655 | WarrantyGuarantorLabor | F | ModelLabel | F | WarrantyDescription | F | F | ProductionYear | 0.000000 | F | 4.578000 | T | 0.000000 | Up to level: Roof - Main | Finish | 2 | 1.155664 | SerialNumber | WarrantyStartDate | BarCode | AssetIdentifier | Features | TagNumber | 0 | 0.385939 | 0.143302 | 0 | 0.124000 | 0 | WarrantyDurationParts | AccessibilityPerformance | CodePerformance | Color | Constituents | Grade | Material | ModelReference | NominalHeight | NominalLength | Shape | SustainabilityPerformance | WarrantyDurationLabor | FIXED | WarrantyGuarantorParts | ExpectedLife | ReplacementCost | NominalWidth | 23-25 40 11 11 11 | Metal-Framed Gypsum Board Fixed Partitions | 188103
1656 | Second Floor | 208263 | 189492 | 0 | 212054 |  | New Construction | Second Floor | 0.000000 | F | 209256 | 123834 | 133289 | Basic Wall:Interior - Furring (152 mm Stud) | 0 | Basic Wall:Interior - Furring (152 mm Stud):138413 | Size | 187180 | 194872,194873,194874,194875,194876,194877,209191,209192,209193,209194 | Manufacturer | -0.102000 | 3NhaIUfh12PAdrGa$S3xFl | 1 | Basic Wall:Interior - Furring (152 mm Stud):212054 |  | InstallationDate | 1656 | WarrantyGuarantorLabor | F | ModelLabel | F | WarrantyDescription | F | F | ProductionYear | 0.000000 | F | 4.578000 | T | 0.000000 | Up to level: Roof - Main | Finish | 0 | 5.032610 | SerialNumber | WarrantyStartDate | BarCode | AssetIdentifier | Features | TagNumber | 0 | 1.188303 | 0.845478 | 0 | 0.168000 | 0 | WarrantyDurationParts | AccessibilityPerformance | CodePerformance | Color | Constituents | Grade | Material | ModelReference | NominalHeight | NominalLength | Shape | SustainabilityPerformance | WarrantyDurationLabor | FIXED | WarrantyGuarantorParts | ExpectedLife | ReplacementCost | NominalWidth | 23-25 40 11 11 11 | Metal-Framed Gypsum Board Fixed Partitions | 188543
1657 | Second Floor | 208264 |  | 0 | 212081 |  | New Construction | Second Floor | 0.000000 | F | 209256 | 123835 | 133290 | Basic Wall:Interior - Furring (38 mm Stud) | 0 | Basic Wall:Interior - Furring (38 mm Stud):128404 | Size | 187181 | 194878,194879,194880,194881,194882,194883,209240,209241,209242,209243 | Manufacturer | -0.102000 | 3NhaIUfh12PAdrGa$S3xF8 | 1 | Basic Wall:Interior - Furring (38 mm Stud):212081 |  | InstallationDate | 1657 | WarrantyGuarantorLabor | F | ModelLabel | F | WarrantyDescription | F | F | ProductionYear | 0.000000 | F | 4.578000 | T | 0.000000 | Up to level: Roof - Main | Finish | 0 | 1.171968 | SerialNumber | WarrantyStartDate | BarCode | AssetIdentifier | Features | TagNumber | 0 | 0.234000 | 0.063286 | 0 | 0.054000 | 0 | WarrantyDurationParts | AccessibilityPerformance | CodePerformance | Color | Constituents | Grade | Material | ModelReference | NominalHeight | NominalLength | Shape | SustainabilityPerformance | WarrantyDurationLabor | FIXED | WarrantyGuarantorParts | ExpectedLife | ReplacementCost | NominalWidth | 23-25 40 11 11 11 | Metal-Framed Gypsum Board Fixed Partitions | 188849,189492
1658 | Second Floor | 208156 | 189493 | 2 | 213032 |  | New Construction | Second Floor | 0.000000 | F | 209256 | 123837 | 133294 | Basic Wall:Interior - Partition (92mm Stud) | 0 | Basic Wall:Interior - Partition (92mm Stud):128360 | Size | 187185 | 194896,194897,194898,194899,194900,194901,209244,209245,209246,209247 | Manufacturer | -0.102000 | 3NhaIUfh12PAdrGa$S3y_H | 1 | Basic Wall:Interior - Partition (92mm Stud):213032 |  | InstallationDate | 1658 | WarrantyGuarantorLabor | F | ModelLabel | F | WarrantyDescription | F | F | ProductionYear | 0.000000 | F | 4.578000 | T | 0.000000 | Up to level: Roof - Main | Finish | 2 | 62.659086 | SerialNumber | WarrantyStartDate | BarCode | AssetIdentifier | Features | TagNumber | 0 | 13.758500 | 7.769727 | 0 | 0.124000 | 0 | WarrantyDurationParts | AccessibilityPerformance | CodePerformance | Color | Constituents | Grade | Material | ModelReference | NominalHeight | NominalLength | Shape | SustainabilityPerformance | WarrantyDurationLabor | FIXED | WarrantyGuarantorParts | ExpectedLife | ReplacementCost | NominalWidth | 23-25 40 11 11 11 | Metal-Framed Gypsum Board Fixed Partitions | 188108
1659 | Second Floor |  | 188692,189158,189171 | 2 | 213164 |  | New Construction | Second Floor | 0.000000 | F | 209256 | 123839 | 133296 | Basic Wall:Interior - Partition (92mm Stud) | 0 | Basic Wall:Interior - Partition (92mm Stud):128360 | Size | 187187 | 194908,194909,194910,194911,194912,194913,209244,209245,209246,209247 | Manufacturer | -0.102000 | 3NhaIUfh12PAdrGa$S3yyL | 1 | Basic Wall:Interior - Partition (92mm Stud):213164 |  | InstallationDate | 1659 | WarrantyGuarantorLabor | F | ModelLabel | F | WarrantyDescription | F | F | ProductionYear | 0.000000 | F | 4.578000 | T | 0.000000 | Up to level: Roof - Main | Finish | 2 | 1.052940 | SerialNumber | WarrantyStartDate | BarCode | AssetIdentifier | Features | TagNumber | 0 | 0.257000 | 0.130565 | 0 | 0.124000 | 0 | WarrantyDurationParts | AccessibilityPerformance | CodePerformance | Color | Constituents | Grade | Material | ModelReference | NominalHeight | NominalLength | Shape | SustainabilityPerformance | WarrantyDurationLabor | FIXED | WarrantyGuarantorParts | ExpectedLife | ReplacementCost | NominalWidth | 23-25 40 11 11 11 | Metal-Framed Gypsum Board Fixed Partitions
1660 | Second Floor | 208177 | 188693,189494 | 2 | 213843 |  | New Construction | Second Floor | 0.000000 | F | 209256 | 123840 | 133298 | Basic Wall:Interior - Partition (92mm Stud) | 0 | Basic Wall:Interior - Partition (92mm Stud):128360 | Size | 187189 | 194920,194921,194922,194923,194924,194925,209244,209245,209246,209247 | Manufacturer | -0.102000 | 3NhaIUfh12PAdrGa$S3ypg | 1 | Basic Wall:Interior - Partition (92mm Stud):213843 |  | InstallationDate | 1660 | WarrantyGuarantorLabor | F | ModelLabel | F | WarrantyDescription | F | F | ProductionYear | 0.000000 | F | 4.578000 | T | 0.000000 | Up to level: Roof - Main | Finish | 2 | 15.098244 | SerialNumber | WarrantyStartDate | BarCode | AssetIdentifier | Features | TagNumber | 0 | 3.209000 | 1.872182 | 0 | 0.124000 | 0 | WarrantyDurationParts | AccessibilityPerformance | CodePerformance | Color | Constituents | Grade | Material | ModelReference | NominalHeight | NominalLength | Shape | SustainabilityPerformance | WarrantyDurationLabor | FIXED | WarrantyGuarantorParts | ExpectedLife | ReplacementCost | NominalWidth | 23-25 40 11 11 11 | Metal-Framed Gypsum Board Fixed Partitions
1661 | Second Floor | 207909 | 188266 | 2 | 218394 |  | New Construction | Second Floor | 0.000000 | F | 209256 | 123861 | 133327 | Basic Wall:Interior - Plumbing (152mm Stud) | 0 | Basic Wall:Interior - Plumbing (152mm Stud):128382 | Size | 187218 | 195088,195089,195090,195091,195092,195093,209106,209107,209108,209109 | Manufacturer | -0.102000 | 3NhaIUfh12PAdrGa$S3zgZ | 1 | Basic Wall:Interior - Plumbing (152mm Stud):218394 |  | InstallationDate | 1661 | WarrantyGuarantorLabor | F | ModelLabel | F | WarrantyDescription | F | F | ProductionYear | 0.000000 | F | 4.578000 | T | 0.000000 | Up to level: Roof - Main | Finish | 2 | 7.166071 | SerialNumber | WarrantyStartDate | BarCode | AssetIdentifier | Features | TagNumber | 0 | 1.689328 | 1.318557 | 0 | 0.184000 | 0 | WarrantyDurationParts | AccessibilityPerformance | CodePerformance | Color | Constituents | Grade | Material | ModelReference | NominalHeight | NominalLength | Shape | SustainabilityPerformance | WarrantyDurationLabor | FIXED | WarrantyGuarantorParts | ExpectedLife | ReplacementCost | NominalWidth | 23-25 40 11 11 11 | Metal-Framed Gypsum Board Fixed Partitions | 188557
1662 | Second Floor | 207925 | 188032 | 2 | 218438 |  | New Construction | Second Floor | 0.000000 | F | 209256 | 123862 | 133328 | Basic Wall:Interior - Plumbing (152mm Stud) | 0 | Basic Wall:Interior - Plumbing (152mm Stud):128382 | Size | 187219 | 195094,195095,195096,195097,195098,195099,209106,209107,209108,209109 | Manufacturer | -0.102000 | 3NhaIUfh12PAdrGa$S3zh$ | 1 | Basic Wall:Interior - Plumbing (152mm Stud):218438 |  | InstallationDate | 1662 | WarrantyGuarantorLabor | F | ModelLabel | F | WarrantyDescription | F | F | ProductionYear | 0.000000 | F | 4.578000 | T | 0.000000 | Up to level: Roof - Main | Finish | 2 | 7.166071 | SerialNumber | WarrantyStartDate | BarCode | AssetIdentifier | Features | TagNumber | 0 | 1.689328 | 1.318557 | 0 | 0.184000 | 0 | WarrantyDurationParts | AccessibilityPerformance | CodePerformance | Color | Constituents | Grade | Material | ModelReference | NominalHeight | NominalLength | Shape | SustainabilityPerformance | WarrantyDurationLabor | FIXED | WarrantyGuarantorParts | ExpectedLife | ReplacementCost | NominalWidth | 23-25 40 11 11 11 | Metal-Framed Gypsum Board Fixed Partitions | 188863
1663 | Second Floor | 207876 | 188700 | 0 | 219415 |  | New Construction | Second Floor | 0.000000 | F | 209256 | 123871 | 133337 | Basic Wall:Interior - Furring (38 mm Stud) | 0 | Basic Wall:Interior - Furring (38 mm Stud):128404 | Size | 187228 | 195136,195137,195138,195139,195140,195141,209240,209241,209242,209243 | Manufacturer | -0.102000 | 3NhaIUfh12PAdrGa$S3zQk | 1 | Basic Wall:Interior - Furring (38 mm Stud):219415 |  | InstallationDate | 1663 | WarrantyGuarantorLabor | F | ModelLabel | F | WarrantyDescription | F | F | ProductionYear | 0.000000 | F | 4.578000 | T | 0.000000 | Up to level: Roof - Main | Finish | 2 | 30.643471 | SerialNumber | WarrantyStartDate | BarCode | AssetIdentifier | Features | TagNumber | 0 | 6.693637 | 1.654747 | 0 | 0.054000 | 0 | WarrantyDurationParts | AccessibilityPerformance | CodePerformance | Color | Constituents | Grade | Material | ModelReference | NominalHeight | NominalLength | Shape | SustainabilityPerformance | WarrantyDurationLabor | FIXED | WarrantyGuarantorParts | ExpectedLife | ReplacementCost | NominalWidth | 23-25 40 11 11 11 | Metal-Framed Gypsum Board Fixed Partitions | 188947
1664 | Second Floor | 207641 | 189508 | 0 | 220330 |  | New Construction | Second Floor | 0.000000 | F | 209256 | 123873 | 133339 | Basic Wall:Interior - Furring (38 mm Stud) | 0 | Basic Wall:Interior - Furring (38 mm Stud):128404 | Size | 187230 | 195148,195149,195150,195151,195152,195153,209240,209241,209242,209243 | Manufacturer | -0.102000 | 3NhaIUfh12PAdrGa$S3zCJ | 1 | Basic Wall:Interior - Furring (38 mm Stud):220330 |  | InstallationDate | 1664 | WarrantyGuarantorLabor | F | ModelLabel | F | WarrantyDescription | F | F | ProductionYear | 0.000000 | F | 4.578000 | T | 0.000000 | Up to level: Roof - Main | Finish | 2 | 1.538208 | SerialNumber | WarrantyStartDate | BarCode | AssetIdentifier | Features | TagNumber | 0 | 0.371000 | 0.083063 | 0 | 0.054000 | 0 | WarrantyDurationParts | AccessibilityPerformance | CodePerformance | Color | Constituents | Grade | Material | ModelReference | NominalHeight | NominalLength | Shape | SustainabilityPerformance | WarrantyDurationLabor | FIXED | WarrantyGuarantorParts | ExpectedLife | ReplacementCost | NominalWidth | 23-25 40 11 11 11 | Metal-Framed Gypsum Board Fixed Partitions | 188513
1673 | Second Floor | 208873 |  | 1 | 290066 | 205226 | New Construction | Second Floor | 0.000000 | F | 209256 | 32430 | 133694 | Basic Wall:Exterior - Insul Panel on Mtl. Stud | 0 | Basic Wall:Exterior - Insul Panel on Mtl. Stud:130954 | Size | 187512 | 205579,205580,205581,205582,205583,205584,209211,209212,209213,209214 | Manufacturer | 0.457000 | 2rYzycbvf66xRydQGFbjyx | 1 | Basic Wall:Exterior - Insul Panel on Mtl. Stud:290066 |  | InstallationDate | 1673 | WarrantyGuarantorLabor | F | ModelLabel | T | WarrantyDescription | F | F | ProductionYear | 3.486500 | F | 1.650500 | T | 0.000000 | Up to level: Roof - Main | Finish | 2 | 26.423017 | SerialNumber | WarrantyStartDate | BarCode | AssetIdentifier | Features | TagNumber | 0 | 15.343000 | 7.054946 | 1 | 0.267000 | 0 | WarrantyDurationParts | AccessibilityPerformance | CodePerformance | Color | Constituents | Grade | Material | ModelReference | NominalHeight | NominalLength | Shape | SustainabilityPerformance | WarrantyDurationLabor | FIXED | WarrantyGuarantorParts | ExpectedLife | ReplacementCost | NominalWidth | 23-25 30 24 21 | Metal Framed Structural Walls | 188083
1756 | Second Floor | 208137 | 189867 | 0 | 379615 |  | New Construction | Second Floor | 0.000000 | F | 209256 | 125403 | 134031 | Basic Wall:Interior - Furring (38 mm Stud) | 0 | Basic Wall:Interior - Furring (38 mm Stud):128404 | Size | 187821 | 202079,202080,202081,202082,202083,202084,209240,209241,209242,209243 | Manufacturer | -0.102000 | 2j55VthSj3Lu0J6fyrpHX3 | 1 | Basic Wall:Interior - Furring (38 mm Stud):379615 |  | InstallationDate | 1756 | WarrantyGuarantorLabor | F | ModelLabel | F | WarrantyDescription | F | F | ProductionYear | 0.000000 | F | 4.578000 | T | 0.000000 | Up to level: Roof - Main | Finish | 3 | 0.938490 | SerialNumber | WarrantyStartDate | BarCode | AssetIdentifier | Features | TagNumber | 0 | 0.205000 | 0.050678 | 0 | 0.054000 | 0 | WarrantyDurationParts | AccessibilityPerformance | CodePerformance | Color | Constituents | Grade | Material | ModelReference | NominalHeight | NominalLength | Shape | SustainabilityPerformance | WarrantyDurationLabor | FIXED | WarrantyGuarantorParts | ExpectedLife | ReplacementCost | NominalWidth | 23-25 40 11 11 11 | Metal-Framed Gypsum Board Fixed Partitions | 189866
1757 | Second Floor | 208877 |  | 1 | 381802 | 205251 | New Construction | Second Floor | 0.000000 | F | 209256 | 32450 | 134037 | Basic Wall:Exterior - Insul Panel on Mtl. Stud | 0 | Basic Wall:Exterior - Insul Panel on Mtl. Stud:130954 | Size | 187827 | 205665,205666,205667,205668,205669,205670,209211,209212,209213,209214 | Manufacturer | 0.457000 | 2j55VthSj3Lu0J6fyrpG7s | 1 | Basic Wall:Exterior - Insul Panel on Mtl. Stud:381802 |  | InstallationDate | 1757 | WarrantyGuarantorLabor | F | ModelLabel | T | WarrantyDescription | F | F | ProductionYear | 3.486500 | F | 1.650500 | T | 0.000000 | Up to level: Roof - Main | Finish | 2 | 26.423017 | SerialNumber | WarrantyStartDate | BarCode | AssetIdentifier | Features | TagNumber | 0 | 15.343000 | 7.054946 | 1 | 0.267000 | 0 | WarrantyDurationParts | AccessibilityPerformance | CodePerformance | Color | Constituents | Grade | Material | ModelReference | NominalHeight | NominalLength | Shape | SustainabilityPerformance | WarrantyDurationLabor | FIXED | WarrantyGuarantorParts | ExpectedLife | ReplacementCost | NominalWidth | 23-25 30 24 21 | Metal Framed Structural Walls | 188089
1759 | Second Floor | 208342 |  | 0 | 384864 |  | New Construction | Second Floor | 0.000000 | F | 209256 | 125547 | 134051 | Basic Wall:Interior - Furring (38 mm Stud) | 0 | Basic Wall:Interior - Furring (38 mm Stud):128404 | Size | 187841 | 202546,202547,202548,202549,202550,202551,209240,209241,209242,209243 | Manufacturer | 0.000000 | 2d8HbdSu9Fr9Na0iagzLEY | 1 | Basic Wall:Interior - Furring (38 mm Stud):384864 |  | InstallationDate | 1759 | WarrantyGuarantorLabor | F | ModelLabel | F | WarrantyDescription | F | F | ProductionYear | 0.000000 | F | 4.680000 | T | 0.000000 | Up to level: Roof - Main | Finish | 3 | 1.513694 | SerialNumber | WarrantyStartDate | BarCode | AssetIdentifier | Features | TagNumber | 0 | 0.483939 | 0.081739 | 0 | 0.054000 | 0 | WarrantyDurationParts | AccessibilityPerformance | CodePerformance | Color | Constituents | Grade | Material | ModelReference | NominalHeight | NominalLength | Shape | SustainabilityPerformance | WarrantyDurationLabor | FIXED | WarrantyGuarantorParts | ExpectedLife | ReplacementCost | NominalWidth | 23-25 40 11 11 11 | Metal-Framed Gypsum Board Fixed Partitions | 188190,189881
1760 | Second Floor | 208335 |  | 0 | 385034 |  | New Construction | Second Floor | 0.000000 | F | 209256 | 125550 | 134054 | Basic Wall:Interior - Furring (38 mm Stud) | 0 | Basic Wall:Interior - Furring (38 mm Stud):128404 | Size | 187844 | 202564,202565,202566,202567,202568,202569,209240,209241,209242,209243 | Manufacturer | 0.000000 | 2d8HbdSu9Fr9Na0iagzMp8 | 1 | Basic Wall:Interior - Furring (38 mm Stud):385034 |  | InstallationDate | 1760 | WarrantyGuarantorLabor | F | ModelLabel | F | WarrantyDescription | F | F | ProductionYear | 0.000000 | F | 4.680000 | T | 0.000000 | Up to level: Roof - Main | Finish | 3 | 1.525680 | SerialNumber | WarrantyStartDate | BarCode | AssetIdentifier | Features | TagNumber | 0 | 0.486500 | 0.082387 | 0 | 0.054000 | 0 | WarrantyDurationParts | AccessibilityPerformance | CodePerformance | Color | Constituents | Grade | Material | ModelReference | NominalHeight | NominalLength | Shape | SustainabilityPerformance | WarrantyDurationLabor | FIXED | WarrantyGuarantorParts | ExpectedLife | ReplacementCost | NominalWidth | 23-25 40 11 11 11 | Metal-Framed Gypsum Board Fixed Partitions | 188191,189884
1761 | Second Floor | 208280 | 189885 | 0 | 385155 |  | New Construction | Second Floor | 0.000000 | F | 209256 | 125551 | 134055 | Basic Wall:Interior - Furring (38 mm Stud) | 0 | Basic Wall:Interior - Furring (38 mm Stud):128404 | Size | 187845 | 202570,202571,202572,202573,202574,202575,209240,209241,209242,209243 | Manufacturer | 0.000000 | 2d8HbdSu9Fr9Na0iagzMn1 | 1 | Basic Wall:Interior - Furring (38 mm Stud):385155 |  | InstallationDate | 1761 | WarrantyGuarantorLabor | F | ModelLabel | F | WarrantyDescription | F | F | ProductionYear | 0.000000 | F | 4.680000 | T | 0.000000 | Up to level: Roof - Main | Finish | 3 | 1.765925 | SerialNumber | WarrantyStartDate | BarCode | AssetIdentifier | Features | TagNumber | 0 | 0.483834 | 0.095360 | 0 | 0.054000 | 0 | WarrantyDurationParts | AccessibilityPerformance | CodePerformance | Color | Constituents | Grade | Material | ModelReference | NominalHeight | NominalLength | Shape | SustainabilityPerformance | WarrantyDurationLabor | FIXED | WarrantyGuarantorParts | ExpectedLife | ReplacementCost | NominalWidth | 23-25 40 11 11 11 | Metal-Framed Gypsum Board Fixed Partitions | 188105
1762 | Second Floor | 208272 | 189888 | 0 | 385337 |  | New Construction | Second Floor | 0.000000 | F | 209256 | 125554 | 134058 | Basic Wall:Interior - Furring (38 mm Stud) | 0 | Basic Wall:Interior - Furring (38 mm Stud):128404 | Size | 187848 | 202588,202589,202590,202591,202592,202593,209240,209241,209242,209243 | Manufacturer | 0.000000 | 2d8HbdSu9Fr9Na0iagzMtx | 1 | Basic Wall:Interior - Furring (38 mm Stud):385337 |  | InstallationDate | 1762 | WarrantyGuarantorLabor | F | ModelLabel | F | WarrantyDescription | F | F | ProductionYear | 0.000000 | F | 4.680000 | T | 0.000000 | Up to level: Roof - Main | Finish | 3 | 1.765925 | SerialNumber | WarrantyStartDate | BarCode | AssetIdentifier | Features | TagNumber | 0 | 0.483834 | 0.095360 | 0 | 0.054000 | 0 | WarrantyDurationParts | AccessibilityPerformance | CodePerformance | Color | Constituents | Grade | Material | ModelReference | NominalHeight | NominalLength | Shape | SustainabilityPerformance | WarrantyDurationLabor | FIXED | WarrantyGuarantorParts | ExpectedLife | ReplacementCost | NominalWidth | 23-25 40 11 11 11 | Metal-Framed Gypsum Board Fixed Partitions | 188106
1763 | Second Floor | 208282 |  | 0 | 385615 |  | New Construction | Second Floor | 0.000000 | F | 209256 | 125556 | 134060 | Basic Wall:Interior - Furring (38 mm Stud) | 0 | Basic Wall:Interior - Furring (38 mm Stud):128404 | Size | 187850 | 202600,202601,202602,202603,202604,202605,209240,209241,209242,209243 | Manufacturer | 0.000000 | 2d8HbdSu9Fr9Na0iagzMwD | 1 | Basic Wall:Interior - Furring (38 mm Stud):385615 |  | InstallationDate | 1763 | WarrantyGuarantorLabor | F | ModelLabel | F | WarrantyDescription | F | F | ProductionYear | 0.000000 | F | 4.680000 | T | 0.000000 | Up to level: Roof - Main | Finish | 3 | 1.513205 | SerialNumber | WarrantyStartDate | BarCode | AssetIdentifier | Features | TagNumber | 0 | 0.483834 | 0.081713 | 0 | 0.054000 | 0 | WarrantyDurationParts | AccessibilityPerformance | CodePerformance | Color | Constituents | Grade | Material | ModelReference | NominalHeight | NominalLength | Shape | SustainabilityPerformance | WarrantyDurationLabor | FIXED | WarrantyGuarantorParts | ExpectedLife | ReplacementCost | NominalWidth | 23-25 40 11 11 11 | Metal-Framed Gypsum Board Fixed Partitions | 188193,189889
1764 | Second Floor | 208291 | 189890 | 0 | 385670 |  | New Construction | Second Floor | 0.000000 | F | 209256 | 125557 | 134061 | Basic Wall:Interior - Furring (38 mm Stud) | 0 | Basic Wall:Interior - Furring (38 mm Stud):128404 | Size | 187851 | 202606,202607,202608,202609,202610,202611,209240,209241,209242,209243 | Manufacturer | 0.000000 | 2d8HbdSu9Fr9Na0iagzMv4 | 1 | Basic Wall:Interior - Furring (38 mm Stud):385670 |  | InstallationDate | 1764 | WarrantyGuarantorLabor | F | ModelLabel | F | WarrantyDescription | F | F | ProductionYear | 0.000000 | F | 4.680000 | T | 0.000000 | Up to level: Roof - Main | Finish | 3 | 1.765925 | SerialNumber | WarrantyStartDate | BarCode | AssetIdentifier | Features | TagNumber | 0 | 0.483834 | 0.095360 | 0 | 0.054000 | 0 | WarrantyDurationParts | AccessibilityPerformance | CodePerformance | Color | Constituents | Grade | Material | ModelReference | NominalHeight | NominalLength | Shape | SustainabilityPerformance | WarrantyDurationLabor | FIXED | WarrantyGuarantorParts | ExpectedLife | ReplacementCost | NominalWidth | 23-25 40 11 11 11 | Metal-Framed Gypsum Board Fixed Partitions | 188107
1765 | Second Floor | 208248 | 189892 | 0 | 385956 |  | New Construction | Second Floor | 0.000000 | F | 209256 | 125560 | 134064 | Basic Wall:Interior - Furring (38 mm Stud) | 0 | Basic Wall:Interior - Furring (38 mm Stud):128404 | Size | 187854 | 202624,202625,202626,202627,202628,202629,209240,209241,209242,209243 | Manufacturer | 0.000000 | 2d8HbdSu9Fr9Na0iagzMzc | 1 | Basic Wall:Interior - Furring (38 mm Stud):385956 |  | InstallationDate | 1765 | WarrantyGuarantorLabor | F | ModelLabel | F | WarrantyDescription | F | F | ProductionYear | 0.000000 | F | 4.680000 | T | 0.000000 | Up to level: Roof - Main | Finish | 3 | 1.605240 | SerialNumber | WarrantyStartDate | BarCode | AssetIdentifier | Features | TagNumber | 0 | 0.449500 | 0.086683 | 0 | 0.054000 | 0 | WarrantyDurationParts | AccessibilityPerformance | CodePerformance | Color | Constituents | Grade | Material | ModelReference | NominalHeight | NominalLength | Shape | SustainabilityPerformance | WarrantyDurationLabor | FIXED | WarrantyGuarantorParts | ExpectedLife | ReplacementCost | NominalWidth | 23-25 40 11 11 11 | Metal-Framed Gypsum Board Fixed Partitions | 188109
1766 | Second Floor | 208249 |  | 0 | 385979 |  | New Construction | Second Floor | 0.000000 | F | 209256 | 125561 | 134065 | Basic Wall:Interior - Furring (38 mm Stud) | 0 | Basic Wall:Interior - Furring (38 mm Stud):128404 | Size | 187855 | 202630,202631,202632,202633,202634,202635,209240,209241,209242,209243 | Manufacturer | 0.000000 | 2d8HbdSu9Fr9Na0iagzMzv | 1 | Basic Wall:Interior - Furring (38 mm Stud):385979 |  | InstallationDate | 1766 | WarrantyGuarantorLabor | F | ModelLabel | F | WarrantyDescription | F | F | ProductionYear | 0.000000 | F | 4.680000 | T | 0.000000 | Up to level: Roof - Main | Finish | 3 | 1.466893 | SerialNumber | WarrantyStartDate | BarCode | AssetIdentifier | Features | TagNumber | 0 | 0.473939 | 0.079212 | 0 | 0.054000 | 0 | WarrantyDurationParts | AccessibilityPerformance | CodePerformance | Color | Constituents | Grade | Material | ModelReference | NominalHeight | NominalLength | Shape | SustainabilityPerformance | WarrantyDurationLabor | FIXED | WarrantyGuarantorParts | ExpectedLife | ReplacementCost | NominalWidth | 23-25 40 11 11 11 | Metal-Framed Gypsum Board Fixed Partitions | 188195,189892
1767 | Second Floor | 208246 | 189893 | 0 | 386051 |  | New Construction | Second Floor | 0.000000 | F | 209256 | 125562 | 134066 | Basic Wall:Interior - Furring (38 mm Stud) | 0 | Basic Wall:Interior - Furring (38 mm Stud):128404 | Size | 187856 | 202636,202637,202638,202639,202640,202641,209240,209241,209242,209243 | Manufacturer | 0.000000 | 2d8HbdSu9Fr9Na0iagzMZ1 | 1 | Basic Wall:Interior - Furring (38 mm Stud):386051 |  | InstallationDate | 1767 | WarrantyGuarantorLabor | F | ModelLabel | F | WarrantyDescription | F | F | ProductionYear | 0.000000 | F | 4.680000 | T | 0.000000 | Up to level: Roof - Main | Finish | 3 | 1.605240 | SerialNumber | WarrantyStartDate | BarCode | AssetIdentifier | Features | TagNumber | 0 | 0.449500 | 0.086683 | 0 | 0.054000 | 0 | WarrantyDurationParts | AccessibilityPerformance | CodePerformance | Color | Constituents | Grade | Material | ModelReference | NominalHeight | NominalLength | Shape | SustainabilityPerformance | WarrantyDurationLabor | FIXED | WarrantyGuarantorParts | ExpectedLife | ReplacementCost | NominalWidth | 23-25 40 11 11 11 | Metal-Framed Gypsum Board Fixed Partitions | 188110
1768 | Second Floor | 208230 |  | 0 | 386101 |  | New Construction | Second Floor | 0.000000 | F | 209256 | 125564 | 134068 | Basic Wall:Interior - Furring (38 mm Stud) | 0 | Basic Wall:Interior - Furring (38 mm Stud):128404 | Size | 187858 | 202648,202649,202650,202651,202652,202653,209240,209241,209242,209243 | Manufacturer | 0.000000 | 2d8HbdSu9Fr9Na0iagzMZt | 1 | Basic Wall:Interior - Furring (38 mm Stud):386101 |  | InstallationDate | 1768 | WarrantyGuarantorLabor | F | ModelLabel | F | WarrantyDescription | F | F | ProductionYear | 0.000000 | F | 4.680000 | T | 0.000000 | Up to level: Roof - Main | Finish | 3 | 1.352520 | SerialNumber | WarrantyStartDate | BarCode | AssetIdentifier | Features | TagNumber | 0 | 0.449500 | 0.073036 | 0 | 0.054000 | 0 | WarrantyDurationParts | AccessibilityPerformance | CodePerformance | Color | Constituents | Grade | Material | ModelReference | NominalHeight | NominalLength | Shape | SustainabilityPerformance | WarrantyDurationLabor | FIXED | WarrantyGuarantorParts | ExpectedLife | ReplacementCost | NominalWidth | 23-25 40 11 11 11 | Metal-Framed Gypsum Board Fixed Partitions | 188198,189894
1769 | Second Floor | 208239 | 189895 | 0 | 386213 |  | New Construction | Second Floor | 0.000000 | F | 209256 | 125565 | 134069 | Basic Wall:Interior - Furring (38 mm Stud) | 0 | Basic Wall:Interior - Furring (38 mm Stud):128404 | Size | 187859 | 202654,202655,202656,202657,202658,202659,209240,209241,209242,209243 | Manufacturer | 0.000000 | 2d8HbdSu9Fr9Na0iagzMXd | 1 | Basic Wall:Interior - Furring (38 mm Stud):386213 |  | InstallationDate | 1769 | WarrantyGuarantorLabor | F | ModelLabel | F | WarrantyDescription | F | F | ProductionYear | 0.000000 | F | 4.680000 | T | 0.000000 | Up to level: Roof - Main | Finish | 3 | 1.605240 | SerialNumber | WarrantyStartDate | BarCode | AssetIdentifier | Features | TagNumber | 0 | 0.449500 | 0.086683 | 0 | 0.054000 | 0 | WarrantyDurationParts | AccessibilityPerformance | CodePerformance | Color | Constituents | Grade | Material | ModelReference | NominalHeight | NominalLength | Shape | SustainabilityPerformance | WarrantyDurationLabor | FIXED | WarrantyGuarantorParts | ExpectedLife | ReplacementCost | NominalWidth | 23-25 40 11 11 11 | Metal-Framed Gypsum Board Fixed Partitions | 188111
1770 | Second Floor | 208222 |  | 0 | 386284 |  | New Construction | Second Floor | 0.000000 | F | 209256 | 125567 | 134071 | Basic Wall:Interior - Furring (38 mm Stud) | 0 | Basic Wall:Interior - Furring (38 mm Stud):128404 | Size | 187861 | 202666,202667,202668,202669,202670,202671,209240,209241,209242,209243 | Manufacturer | 0.000000 | 2d8HbdSu9Fr9Na0iagzMWk | 1 | Basic Wall:Interior - Furring (38 mm Stud):386284 |  | InstallationDate | 1770 | WarrantyGuarantorLabor | F | ModelLabel | F | WarrantyDescription | F | F | ProductionYear | 0.000000 | F | 4.680000 | T | 0.000000 | Up to level: Roof - Main | Finish | 3 | 1.352520 | SerialNumber | WarrantyStartDate | BarCode | AssetIdentifier | Features | TagNumber | 0 | 0.449500 | 0.073036 | 0 | 0.054000 | 0 | WarrantyDurationParts | AccessibilityPerformance | CodePerformance | Color | Constituents | Grade | Material | ModelReference | NominalHeight | NominalLength | Shape | SustainabilityPerformance | WarrantyDurationLabor | FIXED | WarrantyGuarantorParts | ExpectedLife | ReplacementCost | NominalWidth | 23-25 40 11 11 11 | Metal-Framed Gypsum Board Fixed Partitions | 188199,189896
1771 | Second Floor |  | 188686,189912 | 0 | 387774 |  | New Construction | Second Floor | 0.000000 | F | 209256 | 125580 | 134087 | Basic Wall:Interior - Furring (38 mm Stud) | 0 | Basic Wall:Interior - Furring (38 mm Stud):128404 | Size | 187877 | 202762,202763,202764,202765,202766,202767,209240,209241,209242,209243 | Manufacturer | 0.000000 | 2d8HbdSu9Fr9Na0iagzMPy | 1 | Basic Wall:Interior - Furring (38 mm Stud):387774 |  | InstallationDate | 1771 | WarrantyGuarantorLabor | F | ModelLabel | F | WarrantyDescription | F | F | ProductionYear | 0.000000 | F | 4.680000 | T | 0.000000 | Up to level: Roof - Main | Finish | 3 | 2.059200 | SerialNumber | WarrantyStartDate | BarCode | AssetIdentifier | Features | TagNumber | 0 | 0.440000 | 0.102544 | 0 | 0.054000 | 0 | WarrantyDurationParts | AccessibilityPerformance | CodePerformance | Color | Constituents | Grade | Material | ModelReference | NominalHeight | NominalLength | Shape | SustainabilityPerformance | WarrantyDurationLabor | FIXED | WarrantyGuarantorParts | ExpectedLife | ReplacementCost | NominalWidth | 23-25 40 11 11 11 | Metal-Framed Gypsum Board Fixed Partitions | 189911
1772 | Second Floor | 208677 | 189918 | 0 | 388643 |  | New Construction | Second Floor | 0.000000 | F | 209256 | 125593 | 134100 | Basic Wall:Interior - Furring (38 mm Stud) | 0 | Basic Wall:Interior - Furring (38 mm Stud):128404 | Size | 187889 | 202838,202839,202840,202841,202842,202843,209240,209241,209242,209243 | Manufacturer | -0.102000 | 2d8HbdSu9Fr9Na0iagzMBX | 1 | Basic Wall:Interior - Furring (38 mm Stud):388643 |  | InstallationDate | 1772 | WarrantyGuarantorLabor | F | ModelLabel | F | WarrantyDescription | F | F | ProductionYear | 0.000000 | F | 4.578000 | T | 0.000000 | Up to level: Roof - Main | Finish | 3 | 3.067260 | SerialNumber | WarrantyStartDate | BarCode | AssetIdentifier | Features | TagNumber | 0 | 0.705000 | 0.165632 | 0 | 0.054000 | 0 | WarrantyDurationParts | AccessibilityPerformance | CodePerformance | Color | Constituents | Grade | Material | ModelReference | NominalHeight | NominalLength | Shape | SustainabilityPerformance | WarrantyDurationLabor | FIXED | WarrantyGuarantorParts | ExpectedLife | ReplacementCost | NominalWidth | 23-25 40 11 11 11 | Metal-Framed Gypsum Board Fixed Partitions | 188534
1773 | Second Floor | 208676 | 189919 | 0 | 388667 |  | New Construction | Second Floor | 0.000000 | F | 209256 | 125594 | 134101 | Basic Wall:Interior - Furring (38 mm Stud) | 0 | Basic Wall:Interior - Furring (38 mm Stud):128404 | Size | 187890 | 202844,202845,202846,202847,202848,202849,209240,209241,209242,209243 | Manufacturer | -0.102000 | 2d8HbdSu9Fr9Na0iagzMBv | 1 | Basic Wall:Interior - Furring (38 mm Stud):388667 |  | InstallationDate | 1773 | WarrantyGuarantorLabor | F | ModelLabel | F | WarrantyDescription | F | F | ProductionYear | 0.000000 | F | 4.578000 | T | 0.000000 | Up to level: Roof - Main | Finish | 3 | 1.858668 | SerialNumber | WarrantyStartDate | BarCode | AssetIdentifier | Features | TagNumber | 0 | 0.406000 | 0.100368 | 0 | 0.054000 | 0 | WarrantyDurationParts | AccessibilityPerformance | CodePerformance | Color | Constituents | Grade | Material | ModelReference | NominalHeight | NominalLength | Shape | SustainabilityPerformance | WarrantyDurationLabor | FIXED | WarrantyGuarantorParts | ExpectedLife | ReplacementCost | NominalWidth | 23-25 40 11 11 11 | Metal-Framed Gypsum Board Fixed Partitions | 189918
1774 | Second Floor | 208675 |  | 0 | 388696 |  | New Construction | Second Floor | 0.000000 | F | 209256 | 125595 | 134102 | Basic Wall:Interior - Furring (38 mm Stud) | 0 | Basic Wall:Interior - Furring (38 mm Stud):128404 | Size | 187891 | 202850,202851,202852,202853,202854,202855,209240,209241,209242,209243 | Manufacturer | -0.102000 | 2d8HbdSu9Fr9Na0iagzMAQ | 1 | Basic Wall:Interior - Furring (38 mm Stud):388696 |  | InstallationDate | 1774 | WarrantyGuarantorLabor | F | ModelLabel | F | WarrantyDescription | F | F | ProductionYear | 0.000000 | F | 4.578000 | T | 0.000000 | Up to level: Roof - Main | Finish | 3 | 2.820048 | SerialNumber | WarrantyStartDate | BarCode | AssetIdentifier | Features | TagNumber | 0 | 0.705000 | 0.152283 | 0 | 0.054000 | 0 | WarrantyDurationParts | AccessibilityPerformance | CodePerformance | Color | Constituents | Grade | Material | ModelReference | NominalHeight | NominalLength | Shape | SustainabilityPerformance | WarrantyDurationLabor | FIXED | WarrantyGuarantorParts | ExpectedLife | ReplacementCost | NominalWidth | 23-25 40 11 11 11 | Metal-Framed Gypsum Board Fixed Partitions | 188843,189919
1775 | Second Floor | 208500 | 189922 | 0 | 389313 |  | New Construction | Second Floor | 0.000000 | F | 209256 | 125597 | 134104 | Basic Wall:Interior - Furring (38 mm Stud) | 0 | Basic Wall:Interior - Furring (38 mm Stud):128404 | Size | 187893 | 202862,202863,202864,202865,202866,202867,209240,209241,209242,209243 | Manufacturer | -0.102000 | 2d8HbdSu9Fr9Na0iagzNm3 | 1 | Basic Wall:Interior - Furring (38 mm Stud):389313 |  | InstallationDate | 1775 | WarrantyGuarantorLabor | F | ModelLabel | F | WarrantyDescription | F | F | ProductionYear | 0.000000 | F | 4.578000 | T | 0.000000 | Up to level: Roof - Main | Finish | 3 | 1.570254 | SerialNumber | WarrantyStartDate | BarCode | AssetIdentifier | Features | TagNumber | 0 | 0.449500 | 0.084794 | 0 | 0.054000 | 0 | WarrantyDurationParts | AccessibilityPerformance | CodePerformance | Color | Constituents | Grade | Material | ModelReference | NominalHeight | NominalLength | Shape | SustainabilityPerformance | WarrantyDurationLabor | FIXED | WarrantyGuarantorParts | ExpectedLife | ReplacementCost | NominalWidth | 23-25 40 11 11 11 | Metal-Framed Gypsum Board Fixed Partitions | 188090
1776 | Second Floor | 208499 |  | 0 | 389358 |  | New Construction | Second Floor | 0.000000 | F | 209256 | 125598 | 134105 | Basic Wall:Interior - Furring (38 mm Stud) | 0 | Basic Wall:Interior - Furring (38 mm Stud):128404 | Size | 187894 | 202868,202869,202870,202871,202872,202873,209240,209241,209242,209243 | Manufacturer | -0.102000 | 2d8HbdSu9Fr9Na0iagzNmi | 1 | Basic Wall:Interior - Furring (38 mm Stud):389358 |  | InstallationDate | 1776 | WarrantyGuarantorLabor | F | ModelLabel | F | WarrantyDescription | F | F | ProductionYear | 0.000000 | F | 4.578000 | T | 0.000000 | Up to level: Roof - Main | Finish | 3 | 2.790572 | SerialNumber | WarrantyStartDate | BarCode | AssetIdentifier | Features | TagNumber | 0 | 0.698561 | 0.150691 | 0 | 0.054000 | 0 | WarrantyDurationParts | AccessibilityPerformance | CodePerformance | Color | Constituents | Grade | Material | ModelReference | NominalHeight | NominalLength | Shape | SustainabilityPerformance | WarrantyDurationLabor | FIXED | WarrantyGuarantorParts | ExpectedLife | ReplacementCost | NominalWidth | 23-25 40 11 11 11 | Metal-Framed Gypsum Board Fixed Partitions | 188835,189922
1777 | Second Floor | 208519 | 189923 | 0 | 389436 |  | New Construction | Second Floor | 0.000000 | F | 209256 | 125599 | 134106 | Basic Wall:Interior - Furring (38 mm Stud) | 0 | Basic Wall:Interior - Furring (38 mm Stud):128404 | Size | 187895 | 202874,202875,202876,202877,202878,202879,209240,209241,209242,209243 | Manufacturer | -0.102000 | 2d8HbdSu9Fr9Na0iagzNt_ | 1 | Basic Wall:Interior - Furring (38 mm Stud):389436 |  | InstallationDate | 1777 | WarrantyGuarantorLabor | F | ModelLabel | F | WarrantyDescription | F | F | ProductionYear | 0.000000 | F | 4.578000 | T | 0.000000 | Up to level: Roof - Main | Finish | 3 | 1.570254 | SerialNumber | WarrantyStartDate | BarCode | AssetIdentifier | Features | TagNumber | 0 | 0.449500 | 0.084794 | 0 | 0.054000 | 0 | WarrantyDurationParts | AccessibilityPerformance | CodePerformance | Color | Constituents | Grade | Material | ModelReference | NominalHeight | NominalLength | Shape | SustainabilityPerformance | WarrantyDurationLabor | FIXED | WarrantyGuarantorParts | ExpectedLife | ReplacementCost | NominalWidth | 23-25 40 11 11 11 | Metal-Framed Gypsum Board Fixed Partitions | 188091
1778 | Second Floor | 208491 |  | 0 | 389537 |  | New Construction | Second Floor | 0.000000 | F | 209256 | 125601 | 134108 | Basic Wall:Interior - Furring (38 mm Stud) | 0 | Basic Wall:Interior - Furring (38 mm Stud):128404 | Size | 187897 | 202886,202887,202888,202889,202890,202891,209240,209241,209242,209243 | Manufacturer | -0.102000 | 2d8HbdSu9Fr9Na0iagzNrZ | 1 | Basic Wall:Interior - Furring (38 mm Stud):389537 |  | InstallationDate | 1778 | WarrantyGuarantorLabor | F | ModelLabel | F | WarrantyDescription | F | F | ProductionYear | 0.000000 | F | 4.578000 | T | 0.000000 | Up to level: Roof - Main | Finish | 3 | 1.323042 | SerialNumber | WarrantyStartDate | BarCode | AssetIdentifier | Features | TagNumber | 0 | 0.449500 | 0.071444 | 0 | 0.054000 | 0 | WarrantyDurationParts | AccessibilityPerformance | CodePerformance | Color | Constituents | Grade | Material | ModelReference | NominalHeight | NominalLength | Shape | SustainabilityPerformance | WarrantyDurationLabor | FIXED | WarrantyGuarantorParts | ExpectedLife | ReplacementCost | NominalWidth | 23-25 40 11 11 11 | Metal-Framed Gypsum Board Fixed Partitions | 188185,189924
1779 | Second Floor | 208521 |  | 0 | 389719 |  | New Construction | Second Floor | 0.000000 | F | 209256 | 125604 | 134111 | Basic Wall:Interior - Furring (38 mm Stud) | 0 | Basic Wall:Interior - Furring (38 mm Stud):128404 | Size | 187900 | 202904,202905,202906,202907,202908,202909,209240,209241,209242,209243 | Manufacturer | 2.105400 | 2d8HbdSu9Fr9Na0iagzNwL | 1 | Basic Wall:Interior - Furring (38 mm Stud):389719 |  | InstallationDate | 1779 | WarrantyGuarantorLabor | F | ModelLabel | F | WarrantyDescription | F | F | ProductionYear | 0.000000 | F | 2.105400 | T | 0.000000 | Up to level: Second Floor | Finish | 3 | 0.610566 | SerialNumber | WarrantyStartDate | BarCode | AssetIdentifier | Features | TagNumber | 0 | 0.450500 | 0.032971 | 0 | 0.054000 | 0 | WarrantyDurationParts | AccessibilityPerformance | CodePerformance | Color | Constituents | Grade | Material | ModelReference | NominalHeight | NominalLength | Shape | SustainabilityPerformance | WarrantyDurationLabor | FIXED | WarrantyGuarantorParts | ExpectedLife | ReplacementCost | NominalWidth | 23-25 40 11 11 11 | Metal-Framed Gypsum Board Fixed Partitions | 188186,189926
1780 | Second Floor | 208163 | 189930 | 0 | 390522 |  | New Construction | Second Floor | 0.000000 | F | 209256 | 125607 | 134114 | Basic Wall:Interior - Furring (38 mm Stud) | 0 | Basic Wall:Interior - Furring (38 mm Stud):128404 | Size | 187903 | 202922,202923,202924,202925,202926,202927,209240,209241,209242,209243 | Manufacturer | -0.102000 | 2d8HbdSu9Fr9Na0iagzNcu | 1 | Basic Wall:Interior - Furring (38 mm Stud):390522 |  | InstallationDate | 1780 | WarrantyGuarantorLabor | F | ModelLabel | F | WarrantyDescription | F | F | ProductionYear | 0.000000 | F | 4.578000 | T | 0.000000 | Up to level: Roof - Main | Finish | 3 | 1.052940 | SerialNumber | WarrantyStartDate | BarCode | AssetIdentifier | Features | TagNumber | 0 | 0.230000 | 0.056859 | 0 | 0.054000 | 0 | WarrantyDurationParts | AccessibilityPerformance | CodePerformance | Color | Constituents | Grade | Material | ModelReference | NominalHeight | NominalLength | Shape | SustainabilityPerformance | WarrantyDurationLabor | FIXED | WarrantyGuarantorParts | ExpectedLife | ReplacementCost | NominalWidth | 23-25 40 11 11 11 | Metal-Framed Gypsum Board Fixed Partitions | 189929
1781 | Second Floor | 208196 | 189172,189933 | 0 | 390788 |  | New Construction | Second Floor | 0.000000 | F | 209256 | 125612 | 134119 | Basic Wall:Interior - Furring (38 mm Stud) | 0 | Basic Wall:Interior - Furring (38 mm Stud):128404 | Size | 187907 | 202950,202951,202952,202953,202954,202955,209240,209241,209242,209243 | Manufacturer | -0.102000 | 2d8HbdSu9Fr9Na0iagzNf6 | 1 | Basic Wall:Interior - Furring (38 mm Stud):390788 |  | InstallationDate | 1781 | WarrantyGuarantorLabor | F | ModelLabel | F | WarrantyDescription | F | F | ProductionYear | 0.000000 | F | 4.578000 | T | 0.000000 | Up to level: Roof - Main | Finish | 3 | 1.858668 | SerialNumber | WarrantyStartDate | BarCode | AssetIdentifier | Features | TagNumber | 0 | 0.406000 | 0.100368 | 0 | 0.054000 | 0 | WarrantyDurationParts | AccessibilityPerformance | CodePerformance | Color | Constituents | Grade | Material | ModelReference | NominalHeight | NominalLength | Shape | SustainabilityPerformance | WarrantyDurationLabor | FIXED | WarrantyGuarantorParts | ExpectedLife | ReplacementCost | NominalWidth | 23-25 40 11 11 11 | Metal-Framed Gypsum Board Fixed Partitions
1782 | Second Floor | 208199 | 189173 | 0 | 390789 |  | New Construction | Second Floor | 0.000000 | F | 209256 | 125613 | 134120 | Basic Wall:Interior - Furring (38 mm Stud) | 0 | Basic Wall:Interior - Furring (38 mm Stud):128404 | Size | 187908 | 202956,202957,202958,202959,202960,202961,209240,209241,209242,209243 | Manufacturer | -0.102000 | 2d8HbdSu9Fr9Na0iagzNf7 | 1 | Basic Wall:Interior - Furring (38 mm Stud):390789 |  | InstallationDate | 1782 | WarrantyGuarantorLabor | F | ModelLabel | F | WarrantyDescription | F | F | ProductionYear | 0.000000 | F | 4.578000 | T | 0.000000 | Up to level: Roof - Main | Finish | 3 | 1.858668 | SerialNumber | WarrantyStartDate | BarCode | AssetIdentifier | Features | TagNumber | 0 | 0.406000 | 0.100368 | 0 | 0.054000 | 0 | WarrantyDurationParts | AccessibilityPerformance | CodePerformance | Color | Constituents | Grade | Material | ModelReference | NominalHeight | NominalLength | Shape | SustainabilityPerformance | WarrantyDurationLabor | FIXED | WarrantyGuarantorParts | ExpectedLife | ReplacementCost | NominalWidth | 23-25 40 11 11 11 | Metal-Framed Gypsum Board Fixed Partitions | 189172
1783 | Second Floor | 208198 | 189174 | 0 | 390790 |  | New Construction | Second Floor | 0.000000 | F | 209256 | 125614 | 134121 | Basic Wall:Interior - Furring (38 mm Stud) | 0 | Basic Wall:Interior - Furring (38 mm Stud):128404 | Size | 187909 | 202962,202963,202964,202965,202966,202967,209240,209241,209242,209243 | Manufacturer | -0.102000 | 2d8HbdSu9Fr9Na0iagzNf4 | 1 | Basic Wall:Interior - Furring (38 mm Stud):390790 |  | InstallationDate | 1783 | WarrantyGuarantorLabor | F | ModelLabel | F | WarrantyDescription | F | F | ProductionYear | 0.000000 | F | 4.578000 | T | 0.000000 | Up to level: Roof - Main | Finish | 3 | 1.858668 | SerialNumber | WarrantyStartDate | BarCode | AssetIdentifier | Features | TagNumber | 0 | 0.406000 | 0.100368 | 0 | 0.054000 | 0 | WarrantyDurationParts | AccessibilityPerformance | CodePerformance | Color | Constituents | Grade | Material | ModelReference | NominalHeight | NominalLength | Shape | SustainabilityPerformance | WarrantyDurationLabor | FIXED | WarrantyGuarantorParts | ExpectedLife | ReplacementCost | NominalWidth | 23-25 40 11 11 11 | Metal-Framed Gypsum Board Fixed Partitions | 189173
1784 | Second Floor | 208197 |  | 0 | 390791 |  | New Construction | Second Floor | 0.000000 | F | 209256 | 125615 | 134122 | Basic Wall:Interior - Furring (38 mm Stud) | 0 | Basic Wall:Interior - Furring (38 mm Stud):128404 | Size | 187910 | 202968,202969,202970,202971,202972,202973,209240,209241,209242,209243 | Manufacturer | -0.102000 | 2d8HbdSu9Fr9Na0iagzNf5 | 1 | Basic Wall:Interior - Furring (38 mm Stud):390791 |  | InstallationDate | 1784 | WarrantyGuarantorLabor | F | ModelLabel | F | WarrantyDescription | F | F | ProductionYear | 0.000000 | F | 4.578000 | T | 0.000000 | Up to level: Roof - Main | Finish | 3 | 1.858668 | SerialNumber | WarrantyStartDate | BarCode | AssetIdentifier | Features | TagNumber | 0 | 0.406000 | 0.100368 | 0 | 0.054000 | 0 | WarrantyDurationParts | AccessibilityPerformance | CodePerformance | Color | Constituents | Grade | Material | ModelReference | NominalHeight | NominalLength | Shape | SustainabilityPerformance | WarrantyDurationLabor | FIXED | WarrantyGuarantorParts | ExpectedLife | ReplacementCost | NominalWidth | 23-25 40 11 11 11 | Metal-Framed Gypsum Board Fixed Partitions | 189174,189933
1785 | Second Floor | 208192 | 189175,189934 | 0 | 390816 |  | New Construction | Second Floor | 0.000000 | F | 209256 | 125616 | 134123 | Basic Wall:Interior - Furring (38 mm Stud) | 0 | Basic Wall:Interior - Furring (38 mm Stud):128404 | Size | 187911 | 202974,202975,202976,202977,202978,202979,209240,209241,209242,209243 | Manufacturer | -0.102000 | 2d8HbdSu9Fr9Na0iagzNfY | 1 | Basic Wall:Interior - Furring (38 mm Stud):390816 |  | InstallationDate | 1785 | WarrantyGuarantorLabor | F | ModelLabel | F | WarrantyDescription | F | F | ProductionYear | 0.000000 | F | 4.578000 | T | 0.000000 | Up to level: Roof - Main | Finish | 3 | 1.858668 | SerialNumber | WarrantyStartDate | BarCode | AssetIdentifier | Features | TagNumber | 0 | 0.406000 | 0.100368 | 0 | 0.054000 | 0 | WarrantyDurationParts | AccessibilityPerformance | CodePerformance | Color | Constituents | Grade | Material | ModelReference | NominalHeight | NominalLength | Shape | SustainabilityPerformance | WarrantyDurationLabor | FIXED | WarrantyGuarantorParts | ExpectedLife | ReplacementCost | NominalWidth | 23-25 40 11 11 11 | Metal-Framed Gypsum Board Fixed Partitions
1786 | Second Floor | 208195 | 189176 | 0 | 390817 |  | New Construction | Second Floor | 0.000000 | F | 209256 | 125617 | 134124 | Basic Wall:Interior - Furring (38 mm Stud) | 0 | Basic Wall:Interior - Furring (38 mm Stud):128404 | Size | 187912 | 202980,202981,202982,202983,202984,202985,209240,209241,209242,209243 | Manufacturer | -0.102000 | 2d8HbdSu9Fr9Na0iagzNfZ | 1 | Basic Wall:Interior - Furring (38 mm Stud):390817 |  | InstallationDate | 1786 | WarrantyGuarantorLabor | F | ModelLabel | F | WarrantyDescription | F | F | ProductionYear | 0.000000 | F | 4.578000 | T | 0.000000 | Up to level: Roof - Main | Finish | 3 | 1.858668 | SerialNumber | WarrantyStartDate | BarCode | AssetIdentifier | Features | TagNumber | 0 | 0.406000 | 0.100368 | 0 | 0.054000 | 0 | WarrantyDurationParts | AccessibilityPerformance | CodePerformance | Color | Constituents | Grade | Material | ModelReference | NominalHeight | NominalLength | Shape | SustainabilityPerformance | WarrantyDurationLabor | FIXED | WarrantyGuarantorParts | ExpectedLife | ReplacementCost | NominalWidth | 23-25 40 11 11 11 | Metal-Framed Gypsum Board Fixed Partitions | 189175
1787 | Second Floor | 208194 | 189177 | 0 | 390818 |  | New Construction | Second Floor | 0.000000 | F | 209256 | 125618 | 134125 | Basic Wall:Interior - Furring (38 mm Stud) | 0 | Basic Wall:Interior - Furring (38 mm Stud):128404 | Size | 187913 | 202986,202987,202988,202989,202990,202991,209240,209241,209242,209243 | Manufacturer | -0.102000 | 2d8HbdSu9Fr9Na0iagzNfW | 1 | Basic Wall:Interior - Furring (38 mm Stud):390818 |  | InstallationDate | 1787 | WarrantyGuarantorLabor | F | ModelLabel | F | WarrantyDescription | F | F | ProductionYear | 0.000000 | F | 4.578000 | T | 0.000000 | Up to level: Roof - Main | Finish | 3 | 1.858668 | SerialNumber | WarrantyStartDate | BarCode | AssetIdentifier | Features | TagNumber | 0 | 0.406000 | 0.100368 | 0 | 0.054000 | 0 | WarrantyDurationParts | AccessibilityPerformance | CodePerformance | Color | Constituents | Grade | Material | ModelReference | NominalHeight | NominalLength | Shape | SustainabilityPerformance | WarrantyDurationLabor | FIXED | WarrantyGuarantorParts | ExpectedLife | ReplacementCost | NominalWidth | 23-25 40 11 11 11 | Metal-Framed Gypsum Board Fixed Partitions | 189176
1788 | Second Floor | 208193 |  | 0 | 390819 |  | New Construction | Second Floor | 0.000000 | F | 209256 | 125619 | 134126 | Basic Wall:Interior - Furring (38 mm Stud) | 0 | Basic Wall:Interior - Furring (38 mm Stud):128404 | Size | 187914 | 202992,202993,202994,202995,202996,202997,209240,209241,209242,209243 | Manufacturer | -0.102000 | 2d8HbdSu9Fr9Na0iagzNfX | 1 | Basic Wall:Interior - Furring (38 mm Stud):390819 |  | InstallationDate | 1788 | WarrantyGuarantorLabor | F | ModelLabel | F | WarrantyDescription | F | F | ProductionYear | 0.000000 | F | 4.578000 | T | 0.000000 | Up to level: Roof - Main | Finish | 3 | 1.858668 | SerialNumber | WarrantyStartDate | BarCode | AssetIdentifier | Features | TagNumber | 0 | 0.406000 | 0.100368 | 0 | 0.054000 | 0 | WarrantyDurationParts | AccessibilityPerformance | CodePerformance | Color | Constituents | Grade | Material | ModelReference | NominalHeight | NominalLength | Shape | SustainabilityPerformance | WarrantyDurationLabor | FIXED | WarrantyGuarantorParts | ExpectedLife | ReplacementCost | NominalWidth | 23-25 40 11 11 11 | Metal-Framed Gypsum Board Fixed Partitions | 189177,189934
1789 | Second Floor | 208174 | 189936 | 0 | 390913 |  | New Construction | Second Floor | 0.000000 | F | 209256 | 125621 | 134128 | Basic Wall:Interior - Furring (38 mm Stud) | 0 | Basic Wall:Interior - Furring (38 mm Stud):128404 | Size | 187916 | 203004,203005,203006,203007,203008,203009,209240,209241,209242,209243 | Manufacturer | -0.102000 | 2d8HbdSu9Fr9Na0iagzNl3 | 1 | Basic Wall:Interior - Furring (38 mm Stud):390913 |  | InstallationDate | 1789 | WarrantyGuarantorLabor | F | ModelLabel | F | WarrantyDescription | F | F | ProductionYear | 0.000000 | F | 4.578000 | T | 0.000000 | Up to level: Roof - Main | Finish | 3 | 1.858668 | SerialNumber | WarrantyStartDate | BarCode | AssetIdentifier | Features | TagNumber | 0 | 0.406000 | 0.100368 | 0 | 0.054000 | 0 | WarrantyDurationParts | AccessibilityPerformance | CodePerformance | Color | Constituents | Grade | Material | ModelReference | NominalHeight | NominalLength | Shape | SustainabilityPerformance | WarrantyDurationLabor | FIXED | WarrantyGuarantorParts | ExpectedLife | ReplacementCost | NominalWidth | 23-25 40 11 11 11 | Metal-Framed Gypsum Board Fixed Partitions | 189935
1790 | Second Floor | 207874 | 189185,189937 | 2 | 391258 |  | New Construction | Second Floor | 0.000000 | F | 209256 | 125623 | 134130 | Basic Wall:Interior - Partition (92mm Stud) | 0 | Basic Wall:Interior - Partition (92mm Stud):128360 | Size | 187918 | 203016,203017,203018,203019,203020,203021,209244,209245,209246,209247 | Manufacturer | -0.102000 | 2d8HbdSu9Fr9Na0iagzNIO | 1 | Basic Wall:Interior - Partition (92mm Stud):391258 |  | InstallationDate | 1790 | WarrantyGuarantorLabor | F | ModelLabel | F | WarrantyDescription | F | F | ProductionYear | 0.000000 | F | 4.578000 | T | 0.000000 | Up to level: Roof - Main | Finish | 2 | 2.307312 | SerialNumber | WarrantyStartDate | BarCode | AssetIdentifier | Features | TagNumber | 0 | 0.415000 | 0.286107 | 0 | 0.124000 | 0 | WarrantyDurationParts | AccessibilityPerformance | CodePerformance | Color | Constituents | Grade | Material | ModelReference | NominalHeight | NominalLength | Shape | SustainabilityPerformance | WarrantyDurationLabor | FIXED | WarrantyGuarantorParts | ExpectedLife | ReplacementCost | NominalWidth | 23-25 40 11 11 11 | Metal-Framed Gypsum Board Fixed Partitions
1791 | Second Floor | 207873 |  | 2 | 391315 |  | New Construction | Second Floor | 0.000000 | F | 209256 | 125624 | 134131 | Basic Wall:Interior - Partition (92mm Stud) | 0 | Basic Wall:Interior - Partition (92mm Stud):128360 | Size | 187919 | 203022,203023,203024,203025,203026,203027,209244,209245,209246,209247 | Manufacturer | -0.102000 | 2d8HbdSu9Fr9Na0iagzNHH | 1 | Basic Wall:Interior - Partition (92mm Stud):391315 |  | InstallationDate | 1791 | WarrantyGuarantorLabor | F | ModelLabel | F | WarrantyDescription | F | F | ProductionYear | 0.000000 | F | 4.578000 | T | 0.000000 | Up to level: Roof - Main | Finish | 2 | 4.919061 | SerialNumber | WarrantyStartDate | BarCode | AssetIdentifier | Features | TagNumber | 0 | 1.198500 | 0.609964 | 0 | 0.124000 | 0 | WarrantyDurationParts | AccessibilityPerformance | CodePerformance | Color | Constituents | Grade | Material | ModelReference | NominalHeight | NominalLength | Shape | SustainabilityPerformance | WarrantyDurationLabor | FIXED | WarrantyGuarantorParts | ExpectedLife | ReplacementCost | NominalWidth | 23-25 40 11 11 11 | Metal-Framed Gypsum Board Fixed Partitions | 188864,189937
1792 | Second Floor | 207732 | 189940 | 0 | 392112 |  | New Construction | Second Floor | 0.000000 | F | 209256 | 125626 | 134134 | Basic Wall:Interior - Furring (38 mm Stud) | 0 | Basic Wall:Interior - Furring (38 mm Stud):128404 | Size | 187922 | 203040,203041,203042,203043,203044,203045,209240,209241,209242,209243 | Manufacturer | -0.102000 | 2d8HbdSu9Fr9Na0iagzNTo | 1 | Basic Wall:Interior - Furring (38 mm Stud):392112 |  | InstallationDate | 1792 | WarrantyGuarantorLabor | F | ModelLabel | F | WarrantyDescription | F | F | ProductionYear | 0.000000 | F | 4.578000 | T | 0.000000 | Up to level: Roof - Main | Finish | 3 | 1.570254 | SerialNumber | WarrantyStartDate | BarCode | AssetIdentifier | Features | TagNumber | 0 | 0.449500 | 0.084794 | 0 | 0.054000 | 0 | WarrantyDurationParts | AccessibilityPerformance | CodePerformance | Color | Constituents | Grade | Material | ModelReference | NominalHeight | NominalLength | Shape | SustainabilityPerformance | WarrantyDurationLabor | FIXED | WarrantyGuarantorParts | ExpectedLife | ReplacementCost | NominalWidth | 23-25 40 11 11 11 | Metal-Framed Gypsum Board Fixed Partitions | 188085
1793 | Second Floor | 207711 |  | 0 | 392246 |  | New Construction | Second Floor | 0.000000 | F | 209256 | 125628 | 134136 | Basic Wall:Interior - Furring (38 mm Stud) | 0 | Basic Wall:Interior - Furring (38 mm Stud):128404 | Size | 187924 | 203052,203053,203054,203055,203056,203057,209240,209241,209242,209243 | Manufacturer | -0.102000 | 2d8HbdSu9Fr9Na0iagzN3q | 1 | Basic Wall:Interior - Furring (38 mm Stud):392246 |  | InstallationDate | 1793 | WarrantyGuarantorLabor | F | ModelLabel | F | WarrantyDescription | F | F | ProductionYear | 0.000000 | F | 4.578000 | T | 0.000000 | Up to level: Roof - Main | Finish | 3 | 1.323042 | SerialNumber | WarrantyStartDate | BarCode | AssetIdentifier | Features | TagNumber | 0 | 0.449500 | 0.071444 | 0 | 0.054000 | 0 | WarrantyDurationParts | AccessibilityPerformance | CodePerformance | Color | Constituents | Grade | Material | ModelReference | NominalHeight | NominalLength | Shape | SustainabilityPerformance | WarrantyDurationLabor | FIXED | WarrantyGuarantorParts | ExpectedLife | ReplacementCost | NominalWidth | 23-25 40 11 11 11 | Metal-Framed Gypsum Board Fixed Partitions | 188181,189941
1794 | Second Floor | 207723 | 189942 | 0 | 392297 |  | New Construction | Second Floor | 0.000000 | F | 209256 | 125629 | 134137 | Basic Wall:Interior - Furring (38 mm Stud) | 0 | Basic Wall:Interior - Furring (38 mm Stud):128404 | Size | 187925 | 203058,203059,203060,203061,203062,203063,209240,209241,209242,209243 | Manufacturer | 2.800000 | 2d8HbdSu9Fr9Na0iagzN2h | 1 | Basic Wall:Interior - Furring (38 mm Stud):392297 |  | InstallationDate | 1794 | WarrantyGuarantorLabor | F | ModelLabel | F | WarrantyDescription | F | F | ProductionYear | 0.000000 | F | 2.800000 | T | 0.000000 | Up to level: Second Floor | Finish | 3 | 0.960400 | SerialNumber | WarrantyStartDate | BarCode | AssetIdentifier | Features | TagNumber | 0 | 0.449500 | 0.051862 | 0 | 0.054000 | 0 | WarrantyDurationParts | AccessibilityPerformance | CodePerformance | Color | Constituents | Grade | Material | ModelReference | NominalHeight | NominalLength | Shape | SustainabilityPerformance | WarrantyDurationLabor | FIXED | WarrantyGuarantorParts | ExpectedLife | ReplacementCost | NominalWidth | 23-25 40 11 11 11 | Metal-Framed Gypsum Board Fixed Partitions | 188086
1795 | Second Floor | 207804,207847 |  | 2 | 392438 |  | New Construction | Second Floor | 0.000000 | F | 209256 | 125631 | 134139 | Basic Wall:Interior - Partition (92mm Stud) | 0 | Basic Wall:Interior - Partition (92mm Stud):128360 | Size | 187927 | 203064,203065,203066,203067,203068,203069,209244,209245,209246,209247 | Manufacturer | 0.890000 | 2d8HbdSu9Fr9Na0iagzN0q | 1 | Basic Wall:Interior - Partition (92mm Stud):392438 |  | InstallationDate | 1795 | WarrantyGuarantorLabor | F | ModelLabel | F | WarrantyDescription | F | F | ProductionYear | 0.000000 | F | 0.890000 | T | 0.000000 | Up to level: Second Floor | Finish | 2 | 1.135166 | SerialNumber | WarrantyStartDate | BarCode | AssetIdentifier | Features | TagNumber | 0 | 1.337467 | 0.140761 | 0 | 0.124000 | 0 | WarrantyDurationParts | AccessibilityPerformance | CodePerformance | Color | Constituents | Grade | Material | ModelReference | NominalHeight | NominalLength | Shape | SustainabilityPerformance | WarrantyDurationLabor | FIXED | WarrantyGuarantorParts | ExpectedLife | ReplacementCost | NominalWidth | 23-25 40 11 11 11 | Metal-Framed Gypsum Board Fixed Partitions | 188816
1796 | Second Floor | 207726 | 189943 | 0 | 393263 |  | New Construction | Second Floor | 0.000000 | F | 209256 | 125633 | 134140 | Basic Wall:Interior - Furring (38 mm Stud) | 0 | Basic Wall:Interior - Furring (38 mm Stud):128404 | Size | 187928 | 203075,203076,203077,203078,203079,203080,209240,209241,209242,209243 | Manufacturer | -0.102000 | 2d8HbdSu9Fr9Na0iagzepj | 1 | Basic Wall:Interior - Furring (38 mm Stud):393263 |  | InstallationDate | 1796 | WarrantyGuarantorLabor | F | ModelLabel | F | WarrantyDescription | F | F | ProductionYear | 0.000000 | F | 4.578000 | T | 0.000000 | Up to level: Roof - Main | Finish | 3 | 2.316468 | SerialNumber | WarrantyStartDate | BarCode | AssetIdentifier | Features | TagNumber | 0 | 0.541000 | 0.125089 | 0 | 0.054000 | 0 | WarrantyDurationParts | AccessibilityPerformance | CodePerformance | Color | Constituents | Grade | Material | ModelReference | NominalHeight | NominalLength | Shape | SustainabilityPerformance | WarrantyDurationLabor | FIXED | WarrantyGuarantorParts | ExpectedLife | ReplacementCost | NominalWidth | 23-25 40 11 11 11 | Metal-Framed Gypsum Board Fixed Partitions | 188507
1797 | Second Floor | 207725 |  | 0 | 393287 |  | New Construction | Second Floor | 0.000000 | F | 209256 | 125634 | 134141 | Basic Wall:Interior - Furring (38 mm Stud) | 0 | Basic Wall:Interior - Furring (38 mm Stud):128404 | Size | 187929 | 203081,203082,203083,203084,203085,203086,209240,209241,209242,209243 | Manufacturer | -0.102000 | 2d8HbdSu9Fr9Na0iagzeo5 | 1 | Basic Wall:Interior - Furring (38 mm Stud):393287 |  | InstallationDate | 1797 | WarrantyGuarantorLabor | F | ModelLabel | F | WarrantyDescription | F | F | ProductionYear | 0.000000 | F | 4.578000 | T | 0.000000 | Up to level: Roof - Main | Finish | 3 | 1.323042 | SerialNumber | WarrantyStartDate | BarCode | AssetIdentifier | Features | TagNumber | 0 | 0.449500 | 0.071444 | 0 | 0.054000 | 0 | WarrantyDurationParts | AccessibilityPerformance | CodePerformance | Color | Constituents | Grade | Material | ModelReference | NominalHeight | NominalLength | Shape | SustainabilityPerformance | WarrantyDurationLabor | FIXED | WarrantyGuarantorParts | ExpectedLife | ReplacementCost | NominalWidth | 23-25 40 11 11 11 | Metal-Framed Gypsum Board Fixed Partitions | 188182,189943
1798 | Second Floor | 207832 | 189949 | 0 | 393618 |  | New Construction | Second Floor | 0.000000 | F | 209256 | 125639 | 134146 | Basic Wall:Interior - Furring (38 mm Stud) | 0 | Basic Wall:Interior - Furring (38 mm Stud):128404 | Size | 187934 | 203111,203112,203113,203114,203115,203116,209240,209241,209242,209243 | Manufacturer | -0.102000 | 2d8HbdSu9Fr9Na0iagzerG | 1 | Basic Wall:Interior - Furring (38 mm Stud):393618 |  | InstallationDate | 1798 | WarrantyGuarantorLabor | F | ModelLabel | F | WarrantyDescription | F | F | ProductionYear | 0.000000 | F | 4.578000 | T | 0.000000 | Up to level: Roof - Main | Finish | 3 | 1.858668 | SerialNumber | WarrantyStartDate | BarCode | AssetIdentifier | Features | TagNumber | 0 | 0.406000 | 0.100368 | 0 | 0.054000 | 0 | WarrantyDurationParts | AccessibilityPerformance | CodePerformance | Color | Constituents | Grade | Material | ModelReference | NominalHeight | NominalLength | Shape | SustainabilityPerformance | WarrantyDurationLabor | FIXED | WarrantyGuarantorParts | ExpectedLife | ReplacementCost | NominalWidth | 23-25 40 11 11 11 | Metal-Framed Gypsum Board Fixed Partitions | 189948
1799 | Second Floor | 207891 | 188288,189953 | 0 | 393862 |  | New Construction | Second Floor | 0.000000 | F | 209256 | 125645 | 134152 | Basic Wall:Interior - Furring (38 mm Stud) | 0 | Basic Wall:Interior - Furring (38 mm Stud):128404 | Size | 187940 | 203147,203148,203149,203150,203151,203152,209240,209241,209242,209243 | Manufacturer | -0.102000 | 2d8HbdSu9Fr9Na0iagzev4 | 1 | Basic Wall:Interior - Furring (38 mm Stud):393862 |  | InstallationDate | 1799 | WarrantyGuarantorLabor | F | ModelLabel | F | WarrantyDescription | F | F | ProductionYear | 0.000000 | F | 4.578000 | T | 0.000000 | Up to level: Roof - Main | Finish | 3 | 3.735648 | SerialNumber | WarrantyStartDate | BarCode | AssetIdentifier | Features | TagNumber | 0 | 0.851000 | 0.201725 | 0 | 0.054000 | 0 | WarrantyDurationParts | AccessibilityPerformance | CodePerformance | Color | Constituents | Grade | Material | ModelReference | NominalHeight | NominalLength | Shape | SustainabilityPerformance | WarrantyDurationLabor | FIXED | WarrantyGuarantorParts | ExpectedLife | ReplacementCost | NominalWidth | 23-25 40 11 11 11 | Metal-Framed Gypsum Board Fixed Partitions
1800 | Second Floor | 207890 |  | 0 | 393892 |  | New Construction | Second Floor | 0.000000 | F | 209256 | 125646 | 134153 | Basic Wall:Interior - Furring (38 mm Stud) | 0 | Basic Wall:Interior - Furring (38 mm Stud):128404 | Size | 187941 | 203153,203154,203155,203156,203157,203158,209240,209241,209242,209243 | Manufacturer | -0.102000 | 2d8HbdSu9Fr9Na0iagzevc | 1 | Basic Wall:Interior - Furring (38 mm Stud):393892 |  | InstallationDate | 1800 | WarrantyGuarantorLabor | F | ModelLabel | F | WarrantyDescription | F | F | ProductionYear | 0.000000 | F | 4.578000 | T | 0.000000 | Up to level: Roof - Main | Finish | 3 | 1.290996 | SerialNumber | WarrantyStartDate | BarCode | AssetIdentifier | Features | TagNumber | 0 | 0.371000 | 0.069714 | 0 | 0.054000 | 0 | WarrantyDurationParts | AccessibilityPerformance | CodePerformance | Color | Constituents | Grade | Material | ModelReference | NominalHeight | NominalLength | Shape | SustainabilityPerformance | WarrantyDurationLabor | FIXED | WarrantyGuarantorParts | ExpectedLife | ReplacementCost | NominalWidth | 23-25 40 11 11 11 | Metal-Framed Gypsum Board Fixed Partitions | 188860,189953
1801 | Second Floor | 207946 | 189954 | 0 | 393950 |  | New Construction | Second Floor | 0.000000 | F | 209256 | 125647 | 134154 | Basic Wall:Interior - Furring (38 mm Stud) | 0 | Basic Wall:Interior - Furring (38 mm Stud):128404 | Size | 187942 | 203159,203160,203161,203162,203163,203164,209240,209241,209242,209243 | Manufacturer | -0.102000 | 2d8HbdSu9Fr9Na0iagzeuS | 1 | Basic Wall:Interior - Furring (38 mm Stud):393950 |  | InstallationDate | 1801 | WarrantyGuarantorLabor | F | ModelLabel | F | WarrantyDescription | F | F | ProductionYear | 0.000000 | F | 4.578000 | T | 0.000000 | Up to level: Roof - Main | Finish | 3 | 1.538208 | SerialNumber | WarrantyStartDate | BarCode | AssetIdentifier | Features | TagNumber | 0 | 0.371000 | 0.083063 | 0 | 0.054000 | 0 | WarrantyDurationParts | AccessibilityPerformance | CodePerformance | Color | Constituents | Grade | Material | ModelReference | NominalHeight | NominalLength | Shape | SustainabilityPerformance | WarrantyDurationLabor | FIXED | WarrantyGuarantorParts | ExpectedLife | ReplacementCost | NominalWidth | 23-25 40 11 11 11 | Metal-Framed Gypsum Board Fixed Partitions | 188503
1802 | Second Floor | 207945 |  | 0 | 393970 |  | New Construction | Second Floor | 0.000000 | F | 209256 | 125648 | 134155 | Basic Wall:Interior - Furring (38 mm Stud) | 0 | Basic Wall:Interior - Furring (38 mm Stud):128404 | Size | 187943 | 203165,203166,203167,203168,203169,203170,209240,209241,209242,209243 | Manufacturer | -0.102000 | 2d8HbdSu9Fr9Na0iagzeum | 1 | Basic Wall:Interior - Furring (38 mm Stud):393970 |  | InstallationDate | 1802 | WarrantyGuarantorLabor | F | ModelLabel | F | WarrantyDescription | F | F | ProductionYear | 0.000000 | F | 4.578000 | T | 0.000000 | Up to level: Roof - Main | Finish | 3 | 3.305316 | SerialNumber | WarrantyStartDate | BarCode | AssetIdentifier | Features | TagNumber | 0 | 0.811000 | 0.178487 | 0 | 0.054000 | 0 | WarrantyDurationParts | AccessibilityPerformance | CodePerformance | Color | Constituents | Grade | Material | ModelReference | NominalHeight | NominalLength | Shape | SustainabilityPerformance | WarrantyDurationLabor | FIXED | WarrantyGuarantorParts | ExpectedLife | ReplacementCost | NominalWidth | 23-25 40 11 11 11 | Metal-Framed Gypsum Board Fixed Partitions | 188853,189954
1803 | Second Floor | 207987 | 189955 | 0 | 394048 |  | New Construction | Second Floor | 0.000000 | F | 209256 | 125649 | 134156 | Basic Wall:Interior - Furring (38 mm Stud) | 0 | Basic Wall:Interior - Furring (38 mm Stud):128404 | Size | 187944 | 203171,203172,203173,203174,203175,203176,209240,209241,209242,209243 | Manufacturer | -0.102000 | 2d8HbdSu9Fr9Na0iagze_2 | 1 | Basic Wall:Interior - Furring (38 mm Stud):394048 |  | InstallationDate | 1803 | WarrantyGuarantorLabor | F | ModelLabel | F | WarrantyDescription | F | F | ProductionYear | 0.000000 | F | 4.578000 | T | 0.000000 | Up to level: Roof - Main | Finish | 3 | 1.693860 | SerialNumber | WarrantyStartDate | BarCode | AssetIdentifier | Features | TagNumber | 0 | 0.405000 | 0.091468 | 0 | 0.054000 | 0 | WarrantyDurationParts | AccessibilityPerformance | CodePerformance | Color | Constituents | Grade | Material | ModelReference | NominalHeight | NominalLength | Shape | SustainabilityPerformance | WarrantyDurationLabor | FIXED | WarrantyGuarantorParts | ExpectedLife | ReplacementCost | NominalWidth | 23-25 40 11 11 11 | Metal-Framed Gypsum Board Fixed Partitions | 188551
1804 | Second Floor | 207956 |  | 0 | 394119 |  | New Construction | Second Floor | 0.000000 | F | 209256 | 125651 | 134158 | Basic Wall:Interior - Furring (38 mm Stud) | 0 | Basic Wall:Interior - Furring (38 mm Stud):128404 | Size | 187946 | 203183,203184,203185,203186,203187,203188,209240,209241,209242,209243 | Manufacturer | -0.102000 | 2d8HbdSu9Fr9Na0iagzez5 | 1 | Basic Wall:Interior - Furring (38 mm Stud):394119 |  | InstallationDate | 1804 | WarrantyGuarantorLabor | F | ModelLabel | F | WarrantyDescription | F | F | ProductionYear | 0.000000 | F | 4.578000 | T | 0.000000 | Up to level: Roof - Main | Finish | 3 | 1.446648 | SerialNumber | WarrantyStartDate | BarCode | AssetIdentifier | Features | TagNumber | 0 | 0.405000 | 0.078119 | 0 | 0.054000 | 0 | WarrantyDurationParts | AccessibilityPerformance | CodePerformance | Color | Constituents | Grade | Material | ModelReference | NominalHeight | NominalLength | Shape | SustainabilityPerformance | WarrantyDurationLabor | FIXED | WarrantyGuarantorParts | ExpectedLife | ReplacementCost | NominalWidth | 23-25 40 11 11 11 | Metal-Framed Gypsum Board Fixed Partitions | 188855,189956
1805 | Second Floor | 208186 | 189957 | 0 | 394193 |  | New Construction | Second Floor | 0.000000 | F | 209256 | 125652 | 134159 | Basic Wall:Interior - Furring (38 mm Stud) | 0 | Basic Wall:Interior - Furring (38 mm Stud):128404 | Size | 187947 | 203189,203190,203191,203192,203193,203194,209240,209241,209242,209243 | Manufacturer | -0.102000 | 2d8HbdSu9Fr9Na0iagzeyJ | 1 | Basic Wall:Interior - Furring (38 mm Stud):394193 |  | InstallationDate | 1805 | WarrantyGuarantorLabor | F | ModelLabel | F | WarrantyDescription | F | F | ProductionYear | 0.000000 | F | 4.578000 | T | 0.000000 | Up to level: Roof - Main | Finish | 3 | 1.570254 | SerialNumber | WarrantyStartDate | BarCode | AssetIdentifier | Features | TagNumber | 0 | 0.449500 | 0.084794 | 0 | 0.054000 | 0 | WarrantyDurationParts | AccessibilityPerformance | CodePerformance | Color | Constituents | Grade | Material | ModelReference | NominalHeight | NominalLength | Shape | SustainabilityPerformance | WarrantyDurationLabor | FIXED | WarrantyGuarantorParts | ExpectedLife | ReplacementCost | NominalWidth | 23-25 40 11 11 11 | Metal-Framed Gypsum Board Fixed Partitions | 188112
1806 | Second Floor | 208185 | 189958 | 0 | 394216 |  | New Construction | Second Floor | 0.000000 | F | 209256 | 125653 | 134160 | Basic Wall:Interior - Furring (38 mm Stud) | 0 | Basic Wall:Interior - Furring (38 mm Stud):128404 | Size | 187948 | 203195,203196,203197,203198,203199,203200,209240,209241,209242,209243 | Manufacturer | -0.102000 | 2d8HbdSu9Fr9Na0iagzeyg | 1 | Basic Wall:Interior - Furring (38 mm Stud):394216 |  | InstallationDate | 1806 | WarrantyGuarantorLabor | F | ModelLabel | F | WarrantyDescription | F | F | ProductionYear | 0.000000 | F | 4.578000 | T | 0.000000 | Up to level: Roof - Main | Finish | 3 | 1.858668 | SerialNumber | WarrantyStartDate | BarCode | AssetIdentifier | Features | TagNumber | 0 | 0.406000 | 0.100368 | 0 | 0.054000 | 0 | WarrantyDurationParts | AccessibilityPerformance | CodePerformance | Color | Constituents | Grade | Material | ModelReference | NominalHeight | NominalLength | Shape | SustainabilityPerformance | WarrantyDurationLabor | FIXED | WarrantyGuarantorParts | ExpectedLife | ReplacementCost | NominalWidth | 23-25 40 11 11 11 | Metal-Framed Gypsum Board Fixed Partitions | 189957
1807 | Second Floor | 208184 |  | 0 | 394233 |  | New Construction | Second Floor | 0.000000 | F | 209256 | 125654 | 134161 | Basic Wall:Interior - Furring (38 mm Stud) | 0 | Basic Wall:Interior - Furring (38 mm Stud):128404 | Size | 187949 | 203201,203202,203203,203204,203205,203206,209240,209241,209242,209243 | Manufacturer | -0.102000 | 2d8HbdSu9Fr9Na0iagzeyx | 1 | Basic Wall:Interior - Furring (38 mm Stud):394233 |  | InstallationDate | 1807 | WarrantyGuarantorLabor | F | ModelLabel | F | WarrantyDescription | F | F | ProductionYear | 0.000000 | F | 4.578000 | T | 0.000000 | Up to level: Roof - Main | Finish | 3 | 1.323042 | SerialNumber | WarrantyStartDate | BarCode | AssetIdentifier | Features | TagNumber | 0 | 0.449500 | 0.071444 | 0 | 0.054000 | 0 | WarrantyDurationParts | AccessibilityPerformance | CodePerformance | Color | Constituents | Grade | Material | ModelReference | NominalHeight | NominalLength | Shape | SustainabilityPerformance | WarrantyDurationLabor | FIXED | WarrantyGuarantorParts | ExpectedLife | ReplacementCost | NominalWidth | 23-25 40 11 11 11 | Metal-Framed Gypsum Board Fixed Partitions | 188200,189958
1808 | Second Floor | 208191 | 189959 | 0 | 394312 |  | New Construction | Second Floor | 0.000000 | F | 209256 | 125655 | 134162 | Basic Wall:Interior - Furring (38 mm Stud) | 0 | Basic Wall:Interior - Furring (38 mm Stud):128404 | Size | 187950 | 203207,203208,203209,203210,203211,203212,209240,209241,209242,209243 | Manufacturer | -0.102000 | 2d8HbdSu9Fr9Na0iagzeYA | 1 | Basic Wall:Interior - Furring (38 mm Stud):394312 |  | InstallationDate | 1808 | WarrantyGuarantorLabor | F | ModelLabel | F | WarrantyDescription | F | F | ProductionYear | 0.000000 | F | 4.578000 | T | 0.000000 | Up to level: Roof - Main | Finish | 3 | 1.570254 | SerialNumber | WarrantyStartDate | BarCode | AssetIdentifier | Features | TagNumber | 0 | 0.449500 | 0.084794 | 0 | 0.054000 | 0 | WarrantyDurationParts | AccessibilityPerformance | CodePerformance | Color | Constituents | Grade | Material | ModelReference | NominalHeight | NominalLength | Shape | SustainabilityPerformance | WarrantyDurationLabor | FIXED | WarrantyGuarantorParts | ExpectedLife | ReplacementCost | NominalWidth | 23-25 40 11 11 11 | Metal-Framed Gypsum Board Fixed Partitions | 188113
1809 | Second Floor | 208190 | 189960 | 0 | 394333 |  | New Construction | Second Floor | 0.000000 | F | 209256 | 125656 | 134163 | Basic Wall:Interior - Furring (38 mm Stud) | 0 | Basic Wall:Interior - Furring (38 mm Stud):128404 | Size | 187951 | 203213,203214,203215,203216,203217,203218,209240,209241,209242,209243 | Manufacturer | -0.102000 | 2d8HbdSu9Fr9Na0iagzeYV | 1 | Basic Wall:Interior - Furring (38 mm Stud):394333 |  | InstallationDate | 1809 | WarrantyGuarantorLabor | F | ModelLabel | F | WarrantyDescription | F | F | ProductionYear | 0.000000 | F | 4.578000 | T | 0.000000 | Up to level: Roof - Main | Finish | 3 | 1.858668 | SerialNumber | WarrantyStartDate | BarCode | AssetIdentifier | Features | TagNumber | 0 | 0.406000 | 0.100368 | 0 | 0.054000 | 0 | WarrantyDurationParts | AccessibilityPerformance | CodePerformance | Color | Constituents | Grade | Material | ModelReference | NominalHeight | NominalLength | Shape | SustainabilityPerformance | WarrantyDurationLabor | FIXED | WarrantyGuarantorParts | ExpectedLife | ReplacementCost | NominalWidth | 23-25 40 11 11 11 | Metal-Framed Gypsum Board Fixed Partitions | 189959
1810 | Second Floor | 208189 |  | 0 | 394351 |  | New Construction | Second Floor | 0.000000 | F | 209256 | 125657 | 134164 | Basic Wall:Interior - Furring (38 mm Stud) | 0 | Basic Wall:Interior - Furring (38 mm Stud):128404 | Size | 187952 | 203219,203220,203221,203222,203223,203224,209240,209241,209242,209243 | Manufacturer | -0.102000 | 2d8HbdSu9Fr9Na0iagzeYj | 1 | Basic Wall:Interior - Furring (38 mm Stud):394351 |  | InstallationDate | 1810 | WarrantyGuarantorLabor | F | ModelLabel | F | WarrantyDescription | F | F | ProductionYear | 0.000000 | F | 4.578000 | T | 0.000000 | Up to level: Roof - Main | Finish | 3 | 1.323042 | SerialNumber | WarrantyStartDate | BarCode | AssetIdentifier | Features | TagNumber | 0 | 0.449500 | 0.071444 | 0 | 0.054000 | 0 | WarrantyDurationParts | AccessibilityPerformance | CodePerformance | Color | Constituents | Grade | Material | ModelReference | NominalHeight | NominalLength | Shape | SustainabilityPerformance | WarrantyDurationLabor | FIXED | WarrantyGuarantorParts | ExpectedLife | ReplacementCost | NominalWidth | 23-25 40 11 11 11 | Metal-Framed Gypsum Board Fixed Partitions | 188201,189960
1811 | Second Floor | 208018 | 189961 | 0 | 394422 |  | New Construction | Second Floor | 0.000000 | F | 209256 | 125658 | 134165 | Basic Wall:Interior - Furring (38 mm Stud) | 0 | Basic Wall:Interior - Furring (38 mm Stud):128404 | Size | 187953 | 203225,203226,203227,203228,203229,203230,209240,209241,209242,209243 | Manufacturer | -0.102000 | 2d8HbdSu9Fr9Na0iagzeXq | 1 | Basic Wall:Interior - Furring (38 mm Stud):394422 |  | InstallationDate | 1811 | WarrantyGuarantorLabor | F | ModelLabel | F | WarrantyDescription | F | F | ProductionYear | 0.000000 | F | 4.578000 | T | 0.000000 | Up to level: Roof - Main | Finish | 3 | 1.570254 | SerialNumber | WarrantyStartDate | BarCode | AssetIdentifier | Features | TagNumber | 0 | 0.449500 | 0.084794 | 0 | 0.054000 | 0 | WarrantyDurationParts | AccessibilityPerformance | CodePerformance | Color | Constituents | Grade | Material | ModelReference | NominalHeight | NominalLength | Shape | SustainabilityPerformance | WarrantyDurationLabor | FIXED | WarrantyGuarantorParts | ExpectedLife | ReplacementCost | NominalWidth | 23-25 40 11 11 11 | Metal-Framed Gypsum Board Fixed Partitions | 188114
1812 | Second Floor | 208017 | 189962 | 0 | 394440 |  | New Construction | Second Floor | 0.000000 | F | 209256 | 125659 | 134166 | Basic Wall:Interior - Furring (38 mm Stud) | 0 | Basic Wall:Interior - Furring (38 mm Stud):128404 | Size | 187954 | 203231,203232,203233,203234,203235,203236,209240,209241,209242,209243 | Manufacturer | -0.102000 | 2d8HbdSu9Fr9Na0iagzeWA | 1 | Basic Wall:Interior - Furring (38 mm Stud):394440 |  | InstallationDate | 1812 | WarrantyGuarantorLabor | F | ModelLabel | F | WarrantyDescription | F | F | ProductionYear | 0.000000 | F | 4.578000 | T | 0.000000 | Up to level: Roof - Main | Finish | 3 | 2.213512 | SerialNumber | WarrantyStartDate | BarCode | AssetIdentifier | Features | TagNumber | 0 | 0.483511 | 0.119530 | 0 | 0.054000 | 0 | WarrantyDurationParts | AccessibilityPerformance | CodePerformance | Color | Constituents | Grade | Material | ModelReference | NominalHeight | NominalLength | Shape | SustainabilityPerformance | WarrantyDurationLabor | FIXED | WarrantyGuarantorParts | ExpectedLife | ReplacementCost | NominalWidth | 23-25 40 11 11 11 | Metal-Framed Gypsum Board Fixed Partitions | 189961
1813 | Second Floor | 208016 |  | 0 | 394452 |  | New Construction | Second Floor | 0.000000 | F | 209256 | 125660 | 134167 | Basic Wall:Interior - Furring (38 mm Stud) | 0 | Basic Wall:Interior - Furring (38 mm Stud):128404 | Size | 187955 | 203237,203238,203239,203240,203241,203242,209240,209241,209242,209243 | Manufacturer | -0.102000 | 2d8HbdSu9Fr9Na0iagzeWM | 1 | Basic Wall:Interior - Furring (38 mm Stud):394452 |  | InstallationDate | 1813 | WarrantyGuarantorLabor | F | ModelLabel | F | WarrantyDescription | F | F | ProductionYear | 0.000000 | F | 4.578000 | T | 0.000000 | Up to level: Roof - Main | Finish | 3 | 1.323042 | SerialNumber | WarrantyStartDate | BarCode | AssetIdentifier | Features | TagNumber | 0 | 0.449500 | 0.071444 | 0 | 0.054000 | 0 | WarrantyDurationParts | AccessibilityPerformance | CodePerformance | Color | Constituents | Grade | Material | ModelReference | NominalHeight | NominalLength | Shape | SustainabilityPerformance | WarrantyDurationLabor | FIXED | WarrantyGuarantorParts | ExpectedLife | ReplacementCost | NominalWidth | 23-25 40 11 11 11 | Metal-Framed Gypsum Board Fixed Partitions | 188202,189962
1814 | Second Floor | 208000 | 189963 | 0 | 394518 |  | New Construction | Second Floor | 0.000000 | F | 209256 | 125661 | 134168 | Basic Wall:Interior - Furring (38 mm Stud) | 0 | Basic Wall:Interior - Furring (38 mm Stud):128404 | Size | 187956 | 203243,203244,203245,203246,203247,203248,209240,209241,209242,209243 | Manufacturer | -0.102000 | 2d8HbdSu9Fr9Na0iagzedK | 1 | Basic Wall:Interior - Furring (38 mm Stud):394518 |  | InstallationDate | 1814 | WarrantyGuarantorLabor | F | ModelLabel | F | WarrantyDescription | F | F | ProductionYear | 0.000000 | F | 4.578000 | T | 0.000000 | Up to level: Roof - Main | Finish | 3 | 1.570254 | SerialNumber | WarrantyStartDate | BarCode | AssetIdentifier | Features | TagNumber | 0 | 0.449500 | 0.084794 | 0 | 0.054000 | 0 | WarrantyDurationParts | AccessibilityPerformance | CodePerformance | Color | Constituents | Grade | Material | ModelReference | NominalHeight | NominalLength | Shape | SustainabilityPerformance | WarrantyDurationLabor | FIXED | WarrantyGuarantorParts | ExpectedLife | ReplacementCost | NominalWidth | 23-25 40 11 11 11 | Metal-Framed Gypsum Board Fixed Partitions | 188115
1815 | Second Floor | 207999 |  | 0 | 394533 |  | New Construction | Second Floor | 0.000000 | F | 209256 | 125662 | 134169 | Basic Wall:Interior - Furring (38 mm Stud) | 0 | Basic Wall:Interior - Furring (38 mm Stud):128404 | Size | 187957 | 203249,203250,203251,203252,203253,203254,209240,209241,209242,209243 | Manufacturer | -0.102000 | 2d8HbdSu9Fr9Na0iagzedd | 1 | Basic Wall:Interior - Furring (38 mm Stud):394533 |  | InstallationDate | 1815 | WarrantyGuarantorLabor | F | ModelLabel | F | WarrantyDescription | F | F | ProductionYear | 0.000000 | F | 4.578000 | T | 0.000000 | Up to level: Roof - Main | Finish | 3 | 2.110423 | SerialNumber | WarrantyStartDate | BarCode | AssetIdentifier | Features | TagNumber | 0 | 0.621492 | 0.113963 | 0 | 0.054000 | 0 | WarrantyDurationParts | AccessibilityPerformance | CodePerformance | Color | Constituents | Grade | Material | ModelReference | NominalHeight | NominalLength | Shape | SustainabilityPerformance | WarrantyDurationLabor | FIXED | WarrantyGuarantorParts | ExpectedLife | ReplacementCost | NominalWidth | 23-25 40 11 11 11 | Metal-Framed Gypsum Board Fixed Partitions | 188204,189963
1816 | Second Floor | 208014 | 189964 | 0 | 394604 |  | New Construction | Second Floor | 0.000000 | F | 209256 | 125663 | 134170 | Basic Wall:Interior - Furring (38 mm Stud) | 0 | Basic Wall:Interior - Furring (38 mm Stud):128404 | Size | 187958 | 203255,203256,203257,203258,203259,203260,209240,209241,209242,209243 | Manufacturer | -0.102000 | 2d8HbdSu9Fr9Na0iagzeck | 1 | Basic Wall:Interior - Furring (38 mm Stud):394604 |  | InstallationDate | 1816 | WarrantyGuarantorLabor | F | ModelLabel | F | WarrantyDescription | F | F | ProductionYear | 0.000000 | F | 4.578000 | T | 0.000000 | Up to level: Roof - Main | Finish | 3 | 1.570254 | SerialNumber | WarrantyStartDate | BarCode | AssetIdentifier | Features | TagNumber | 0 | 0.449500 | 0.084794 | 0 | 0.054000 | 0 | WarrantyDurationParts | AccessibilityPerformance | CodePerformance | Color | Constituents | Grade | Material | ModelReference | NominalHeight | NominalLength | Shape | SustainabilityPerformance | WarrantyDurationLabor | FIXED | WarrantyGuarantorParts | ExpectedLife | ReplacementCost | NominalWidth | 23-25 40 11 11 11 | Metal-Framed Gypsum Board Fixed Partitions | 188116
1817 | Second Floor | 207993 |  | 0 | 394672 |  | New Construction | Second Floor | 0.000000 | F | 209256 | 125665 | 134172 | Basic Wall:Interior - Furring (38 mm Stud) | 0 | Basic Wall:Interior - Furring (38 mm Stud):128404 | Size | 187960 | 203267,203268,203269,203270,203271,203272,209240,209241,209242,209243 | Manufacturer | -0.102000 | 2d8HbdSu9Fr9Na0iagzebo | 1 | Basic Wall:Interior - Furring (38 mm Stud):394672 |  | InstallationDate | 1817 | WarrantyGuarantorLabor | F | ModelLabel | F | WarrantyDescription | F | F | ProductionYear | 0.000000 | F | 4.578000 | T | 0.000000 | Up to level: Roof - Main | Finish | 3 | 1.323042 | SerialNumber | WarrantyStartDate | BarCode | AssetIdentifier | Features | TagNumber | 0 | 0.449500 | 0.071444 | 0 | 0.054000 | 0 | WarrantyDurationParts | AccessibilityPerformance | CodePerformance | Color | Constituents | Grade | Material | ModelReference | NominalHeight | NominalLength | Shape | SustainabilityPerformance | WarrantyDurationLabor | FIXED | WarrantyGuarantorParts | ExpectedLife | ReplacementCost | NominalWidth | 23-25 40 11 11 11 | Metal-Framed Gypsum Board Fixed Partitions | 188203,189965
1818 | Second Floor | 207981 | 189966 | 0 | 394804 |  | New Construction | Second Floor | 0.000000 | F | 209256 | 125666 | 134173 | Basic Wall:Interior - Furring (38 mm Stud) | 0 | Basic Wall:Interior - Furring (38 mm Stud):128404 | Size | 187961 | 203273,203274,203275,203276,203277,203278,209240,209241,209242,209243 | Manufacturer | -0.102000 | 2d8HbdSu9Fr9Na0iagzehs | 1 | Basic Wall:Interior - Furring (38 mm Stud):394804 |  | InstallationDate | 1818 | WarrantyGuarantorLabor | F | ModelLabel | F | WarrantyDescription | F | F | ProductionYear | 0.000000 | F | 4.578000 | T | 0.000000 | Up to level: Roof - Main | Finish | 3 | 1.570254 | SerialNumber | WarrantyStartDate | BarCode | AssetIdentifier | Features | TagNumber | 0 | 0.449500 | 0.084794 | 0 | 0.054000 | 0 | WarrantyDurationParts | AccessibilityPerformance | CodePerformance | Color | Constituents | Grade | Material | ModelReference | NominalHeight | NominalLength | Shape | SustainabilityPerformance | WarrantyDurationLabor | FIXED | WarrantyGuarantorParts | ExpectedLife | ReplacementCost | NominalWidth | 23-25 40 11 11 11 | Metal-Framed Gypsum Board Fixed Partitions | 188117
1819 | Second Floor | 207934 |  | 0 | 395014 |  | New Construction | Second Floor | 0.000000 | F | 209256 | 125669 | 134176 | Basic Wall:Interior - Furring (38 mm Stud) | 0 | Basic Wall:Interior - Furring (38 mm Stud):128404 | Size | 187964 | 203291,203292,203293,203294,203295,203296,209240,209241,209242,209243 | Manufacturer | -0.102000 | 2d8HbdSu9Fr9Na0iagzel4 | 1 | Basic Wall:Interior - Furring (38 mm Stud):395014 |  | InstallationDate | 1819 | WarrantyGuarantorLabor | F | ModelLabel | F | WarrantyDescription | F | F | ProductionYear | 0.000000 | F | 4.578000 | T | 0.000000 | Up to level: Roof - Main | Finish | 3 | 1.165382 | SerialNumber | WarrantyStartDate | BarCode | AssetIdentifier | Features | TagNumber | 0 | 0.415061 | 0.062931 | 0 | 0.054000 | 0 | WarrantyDurationParts | AccessibilityPerformance | CodePerformance | Color | Constituents | Grade | Material | ModelReference | NominalHeight | NominalLength | Shape | SustainabilityPerformance | WarrantyDurationLabor | FIXED | WarrantyGuarantorParts | ExpectedLife | ReplacementCost | NominalWidth | 23-25 40 11 11 11 | Metal-Framed Gypsum Board Fixed Partitions | 188205,189968
1820 | Second Floor | 207887 | 189969 | 0 | 395119 |  | New Construction | Second Floor | 0.000000 | F | 209256 | 125670 | 134177 | Basic Wall:Interior - Furring (38 mm Stud) | 0 | Basic Wall:Interior - Furring (38 mm Stud):128404 | Size | 187965 | 203297,203298,203299,203300,203301,203302,209240,209241,209242,209243 | Manufacturer | -0.102000 | 2d8HbdSu9Fr9Na0iagzekj | 1 | Basic Wall:Interior - Furring (38 mm Stud):395119 |  | InstallationDate | 1820 | WarrantyGuarantorLabor | F | ModelLabel | F | WarrantyDescription | F | F | ProductionYear | 0.000000 | F | 4.578000 | T | 0.000000 | Up to level: Roof - Main | Finish | 3 | 1.412594 | SerialNumber | WarrantyStartDate | BarCode | AssetIdentifier | Features | TagNumber | 0 | 0.415061 | 0.076280 | 0 | 0.054000 | 0 | WarrantyDurationParts | AccessibilityPerformance | CodePerformance | Color | Constituents | Grade | Material | ModelReference | NominalHeight | NominalLength | Shape | SustainabilityPerformance | WarrantyDurationLabor | FIXED | WarrantyGuarantorParts | ExpectedLife | ReplacementCost | NominalWidth | 23-25 40 11 11 11 | Metal-Framed Gypsum Board Fixed Partitions | 188118
1821 | Second Floor | 207886 |  | 0 | 395153 |  | New Construction | Second Floor | 0.000000 | F | 209256 | 125671 | 134178 | Basic Wall:Interior - Furring (38 mm Stud) | 0 | Basic Wall:Interior - Furring (38 mm Stud):128404 | Size | 187966 | 203303,203304,203305,203306,203307,203308,209240,209241,209242,209243 | Manufacturer | -0.102000 | 2d8HbdSu9Fr9Na0iagzejJ | 1 | Basic Wall:Interior - Furring (38 mm Stud):395153 |  | InstallationDate | 1821 | WarrantyGuarantorLabor | F | ModelLabel | F | WarrantyDescription | F | F | ProductionYear | 0.000000 | F | 4.578000 | T | 0.000000 | Up to level: Roof - Main | Finish | 3 | 8.679888 | SerialNumber | WarrantyStartDate | BarCode | AssetIdentifier | Features | TagNumber | 0 | 1.985000 | 0.468714 | 0 | 0.054000 | 0 | WarrantyDurationParts | AccessibilityPerformance | CodePerformance | Color | Constituents | Grade | Material | ModelReference | NominalHeight | NominalLength | Shape | SustainabilityPerformance | WarrantyDurationLabor | FIXED | WarrantyGuarantorParts | ExpectedLife | ReplacementCost | NominalWidth | 23-25 40 11 11 11 | Metal-Framed Gypsum Board Fixed Partitions | 188808,189969
1822 | Second Floor | 207779 | 189970 | 0 | 395226 |  | New Construction | Second Floor | 0.000000 | F | 209256 | 125672 | 134179 | Basic Wall:Interior - Furring (38 mm Stud) | 0 | Basic Wall:Interior - Furring (38 mm Stud):128404 | Size | 187967 | 203309,203310,203311,203312,203313,203314,209240,209241,209242,209243 | Manufacturer | -0.102000 | 2d8HbdSu9Fr9Na0iagzeiO | 1 | Basic Wall:Interior - Furring (38 mm Stud):395226 |  | InstallationDate | 1822 | WarrantyGuarantorLabor | F | ModelLabel | F | WarrantyDescription | F | F | ProductionYear | 0.000000 | F | 4.578000 | T | 0.000000 | Up to level: Roof - Main | Finish | 3 | 6.207768 | SerialNumber | WarrantyStartDate | BarCode | AssetIdentifier | Features | TagNumber | 0 | 1.391000 | 0.335219 | 0 | 0.054000 | 0 | WarrantyDurationParts | AccessibilityPerformance | CodePerformance | Color | Constituents | Grade | Material | ModelReference | NominalHeight | NominalLength | Shape | SustainabilityPerformance | WarrantyDurationLabor | FIXED | WarrantyGuarantorParts | ExpectedLife | ReplacementCost | NominalWidth | 23-25 40 11 11 11 | Metal-Framed Gypsum Board Fixed Partitions | 188499
1823 | Second Floor | 207778 |  | 0 | 395240 |  | New Construction | Second Floor | 0.000000 | F | 209256 | 125673 | 134180 | Basic Wall:Interior - Furring (38 mm Stud) | 0 | Basic Wall:Interior - Furring (38 mm Stud):128404 | Size | 187968 | 203315,203316,203317,203318,203319,203320,209240,209241,209242,209243 | Manufacturer | -0.102000 | 2d8HbdSu9Fr9Na0iagzeig | 1 | Basic Wall:Interior - Furring (38 mm Stud):395240 |  | InstallationDate | 1823 | WarrantyGuarantorLabor | F | ModelLabel | F | WarrantyDescription | F | F | ProductionYear | 0.000000 | F | 4.578000 | T | 0.000000 | Up to level: Roof - Main | Finish | 3 | 1.165382 | SerialNumber | WarrantyStartDate | BarCode | AssetIdentifier | Features | TagNumber | 0 | 0.415061 | 0.062931 | 0 | 0.054000 | 0 | WarrantyDurationParts | AccessibilityPerformance | CodePerformance | Color | Constituents | Grade | Material | ModelReference | NominalHeight | NominalLength | Shape | SustainabilityPerformance | WarrantyDurationLabor | FIXED | WarrantyGuarantorParts | ExpectedLife | ReplacementCost | NominalWidth | 23-25 40 11 11 11 | Metal-Framed Gypsum Board Fixed Partitions | 188206,189970
1824 | Second Floor | 207776 | 189971 | 0 | 395310 |  | New Construction | Second Floor | 0.000000 | F | 209256 | 125674 | 134181 | Basic Wall:Interior - Furring (38 mm Stud) | 0 | Basic Wall:Interior - Furring (38 mm Stud):128404 | Size | 187969 | 203321,203322,203323,203324,203325,203326,209240,209241,209242,209243 | Manufacturer | -0.102000 | 2d8HbdSu9Fr9Na0iagzeJi | 1 | Basic Wall:Interior - Furring (38 mm Stud):395310 |  | InstallationDate | 1824 | WarrantyGuarantorLabor | F | ModelLabel | F | WarrantyDescription | F | F | ProductionYear | 0.000000 | F | 4.578000 | T | 0.000000 | Up to level: Roof - Main | Finish | 3 | 1.412594 | SerialNumber | WarrantyStartDate | BarCode | AssetIdentifier | Features | TagNumber | 0 | 0.415061 | 0.076280 | 0 | 0.054000 | 0 | WarrantyDurationParts | AccessibilityPerformance | CodePerformance | Color | Constituents | Grade | Material | ModelReference | NominalHeight | NominalLength | Shape | SustainabilityPerformance | WarrantyDurationLabor | FIXED | WarrantyGuarantorParts | ExpectedLife | ReplacementCost | NominalWidth | 23-25 40 11 11 11 | Metal-Framed Gypsum Board Fixed Partitions | 188119
1825 | Second Floor | 207775 |  | 0 | 395332 |  | New Construction | Second Floor | 0.000000 | F | 209256 | 125675 | 134182 | Basic Wall:Interior - Furring (38 mm Stud) | 0 | Basic Wall:Interior - Furring (38 mm Stud):128404 | Size | 187970 | 203327,203328,203329,203330,203331,203332,209240,209241,209242,209243 | Manufacturer | -0.102000 | 2d8HbdSu9Fr9Na0iagzeI6 | 1 | Basic Wall:Interior - Furring (38 mm Stud):395332 |  | InstallationDate | 1825 | WarrantyGuarantorLabor | F | ModelLabel | F | WarrantyDescription | F | F | ProductionYear | 0.000000 | F | 4.578000 | T | 0.000000 | Up to level: Roof - Main | Finish | 3 | 2.435382 | SerialNumber | WarrantyStartDate | BarCode | AssetIdentifier | Features | TagNumber | 0 | 0.620975 | 0.131511 | 0 | 0.054000 | 0 | WarrantyDurationParts | AccessibilityPerformance | CodePerformance | Color | Constituents | Grade | Material | ModelReference | NominalHeight | NominalLength | Shape | SustainabilityPerformance | WarrantyDurationLabor | FIXED | WarrantyGuarantorParts | ExpectedLife | ReplacementCost | NominalWidth | 23-25 40 11 11 11 | Metal-Framed Gypsum Board Fixed Partitions | 188809,189971
1826 | Second Floor | 207749 | 189972 | 0 | 395438 |  | New Construction | Second Floor | 0.000000 | F | 209256 | 125676 | 134183 | Basic Wall:Interior - Furring (38 mm Stud) | 0 | Basic Wall:Interior - Furring (38 mm Stud):128404 | Size | 187971 | 203333,203334,203335,203336,203337,203338,209240,209241,209242,209243 | Manufacturer | -0.102000 | 2d8HbdSu9Fr9Na0iagzeHi | 1 | Basic Wall:Interior - Furring (38 mm Stud):395438 |  | InstallationDate | 1826 | WarrantyGuarantorLabor | F | ModelLabel | F | WarrantyDescription | F | F | ProductionYear | 0.000000 | F | 4.578000 | T | 0.000000 | Up to level: Roof - Main | Finish | 3 | 2.861250 | SerialNumber | WarrantyStartDate | BarCode | AssetIdentifier | Features | TagNumber | 0 | 0.660000 | 0.154507 | 0 | 0.054000 | 0 | WarrantyDurationParts | AccessibilityPerformance | CodePerformance | Color | Constituents | Grade | Material | ModelReference | NominalHeight | NominalLength | Shape | SustainabilityPerformance | WarrantyDurationLabor | FIXED | WarrantyGuarantorParts | ExpectedLife | ReplacementCost | NominalWidth | 23-25 40 11 11 11 | Metal-Framed Gypsum Board Fixed Partitions | 188500
1827 | Second Floor | 207748 |  | 0 | 395460 |  | New Construction | Second Floor | 0.000000 | F | 209256 | 125677 | 134184 | Basic Wall:Interior - Furring (38 mm Stud) | 0 | Basic Wall:Interior - Furring (38 mm Stud):128404 | Size | 187972 | 203339,203340,203341,203342,203343,203344,209240,209241,209242,209243 | Manufacturer | -0.102000 | 2d8HbdSu9Fr9Na0iagzeG6 | 1 | Basic Wall:Interior - Furring (38 mm Stud):395460 |  | InstallationDate | 1827 | WarrantyGuarantorLabor | F | ModelLabel | F | WarrantyDescription | F | F | ProductionYear | 0.000000 | F | 4.578000 | T | 0.000000 | Up to level: Roof - Main | Finish | 3 | 1.165382 | SerialNumber | WarrantyStartDate | BarCode | AssetIdentifier | Features | TagNumber | 0 | 0.415061 | 0.062931 | 0 | 0.054000 | 0 | WarrantyDurationParts | AccessibilityPerformance | CodePerformance | Color | Constituents | Grade | Material | ModelReference | NominalHeight | NominalLength | Shape | SustainabilityPerformance | WarrantyDurationLabor | FIXED | WarrantyGuarantorParts | ExpectedLife | ReplacementCost | NominalWidth | 23-25 40 11 11 11 | Metal-Framed Gypsum Board Fixed Partitions | 188207,189972
1828 | Second Floor | 207756 | 189973 | 0 | 395566 |  | New Construction | Second Floor | 0.000000 | F | 209256 | 125678 | 134185 | Basic Wall:Interior - Furring (38 mm Stud) | 0 | Basic Wall:Interior - Furring (38 mm Stud):128404 | Size | 187973 | 203345,203346,203347,203348,203349,203350,209240,209241,209242,209243 | Manufacturer | -0.102000 | 2d8HbdSu9Fr9Na0iagzeNi | 1 | Basic Wall:Interior - Furring (38 mm Stud):395566 |  | InstallationDate | 1828 | WarrantyGuarantorLabor | F | ModelLabel | F | WarrantyDescription | F | F | ProductionYear | 0.000000 | F | 4.578000 | T | 0.000000 | Up to level: Roof - Main | Finish | 3 | 1.412594 | SerialNumber | WarrantyStartDate | BarCode | AssetIdentifier | Features | TagNumber | 0 | 0.415061 | 0.076280 | 0 | 0.054000 | 0 | WarrantyDurationParts | AccessibilityPerformance | CodePerformance | Color | Constituents | Grade | Material | ModelReference | NominalHeight | NominalLength | Shape | SustainabilityPerformance | WarrantyDurationLabor | FIXED | WarrantyGuarantorParts | ExpectedLife | ReplacementCost | NominalWidth | 23-25 40 11 11 11 | Metal-Framed Gypsum Board Fixed Partitions | 188120
1829 | Second Floor |  |  | 0 | 398670 |  | New Construction | Second Floor | 0.000000 | F | 209256 | 125685 | 134190 | Basic Wall:Interior - Furring (38 mm Stud) | 0 | Basic Wall:Interior - Furring (38 mm Stud):128404 | Size | 187980 | 203385,203386,203387,203388,203389,203390,209240,209241,209242,209243 | Manufacturer | -0.102000 | 0UkNSLJf55phwJDF$vXKEj | 1 | Basic Wall:Interior - Furring (38 mm Stud):398670 |  | InstallationDate | 1829 | WarrantyGuarantorLabor | F | ModelLabel | F | WarrantyDescription | F | F | ProductionYear | 0.000000 | F | 4.578000 | T | 0.000000 | Up to level: Roof - Main | Finish | 3 | 0.650076 | SerialNumber | WarrantyStartDate | BarCode | AssetIdentifier | Features | TagNumber | 0 | 0.261000 | 0.035104 | 0 | 0.054000 | 0 | WarrantyDurationParts | AccessibilityPerformance | CodePerformance | Color | Constituents | Grade | Material | ModelReference | NominalHeight | NominalLength | Shape | SustainabilityPerformance | WarrantyDurationLabor | FIXED | WarrantyGuarantorParts | ExpectedLife | ReplacementCost | NominalWidth | 23-25 40 11 11 11 | Metal-Framed Gypsum Board Fixed Partitions | 188700,189671,190114
1830 | Second Floor |  |  | 0 | 398821 |  | New Construction | Second Floor | 0.000000 | F | 209256 | 125687 | 134192 | Basic Wall:Interior - Furring (38 mm Stud) | 0 | Basic Wall:Interior - Furring (38 mm Stud):128404 | Size | 187982 | 203397,203398,203399,203400,203401,203402,209240,209241,209242,209243 | Manufacturer | -0.102000 | 0UkNSLJf55phwJDF$vXKC6 | 1 | Basic Wall:Interior - Furring (38 mm Stud):398821 |  | InstallationDate | 1830 | WarrantyGuarantorLabor | F | ModelLabel | F | WarrantyDescription | F | F | ProductionYear | 0.000000 | F | 4.578000 | T | 0.000000 | Up to level: Roof - Main | Finish | 3 | 5.723644 | SerialNumber | WarrantyStartDate | BarCode | AssetIdentifier | Features | TagNumber | 0 | 1.374250 | 0.309077 | 0 | 0.054000 | 0 | WarrantyDurationParts | AccessibilityPerformance | CodePerformance | Color | Constituents | Grade | Material | ModelReference | NominalHeight | NominalLength | Shape | SustainabilityPerformance | WarrantyDurationLabor | FIXED | WarrantyGuarantorParts | ExpectedLife | ReplacementCost | NominalWidth | 23-25 40 11 11 11 | Metal-Framed Gypsum Board Fixed Partitions | 188660,188702,190115
1832 | Second Floor |  |  | 0 | 412921 | 205266 | New Construction | Second Floor | 0.000000 | F | 209256 | 32468 | 134215 | Basic Wall:Interior - Toilet Partition (25mm) | 0 | Basic Wall:Interior - Toilet Partition (25mm):128491 | Size | 187997 | 203527,203528,203529,203530,203531,203532,209091,209092,209093,209094 | Manufacturer | 1.750000 | 3qpE7fVkr8dRZ2wfCc6tnB | 1 | Basic Wall:Interior - Toilet Partition (25mm):412921 |  | InstallationDate | 1832 | WarrantyGuarantorLabor | F | ModelLabel | F | WarrantyDescription | F | F | ProductionYear | 0.250000 | F | 1.500000 | F | 0.000000 | Up to level: Second Floor | Finish | 2 | 0.907498 | SerialNumber | WarrantyStartDate | BarCode | AssetIdentifier | Features | TagNumber | 0 | 1.574499 | 0.022687 | 0 | 0.025000 | 0 | WarrantyDurationParts | AccessibilityPerformance | CodePerformance | Color | Constituents | Grade | Material | ModelReference | NominalHeight | NominalLength | Shape | SustainabilityPerformance | WarrantyDurationLabor | FIXED | WarrantyGuarantorParts | ExpectedLife | ReplacementCost | NominalWidth | 23-25 40 14 14 11 11 | Metal Toilet Compartments and Urinal Screens | 188867,189980 | 2 HR |  | 2 HR
1833 | Second Floor | 208047 |  | 2 | 439314 |  | New Construction | Second Floor | 0.000000 | F | 209256 | 125852 | 134267 | Basic Wall:Interior - Plumbing (152mm Stud) | 0 | Basic Wall:Interior - Plumbing (152mm Stud):128382 | Size | 188009 | 203907,203908,203909,203910,203911,203912,209106,209107,209108,209109 | Manufacturer | -0.102000 | 197mqEVor8ZRDjVbXCppvS | 1 | Basic Wall:Interior - Plumbing (152mm Stud):439314 |  | InstallationDate | 1833 | WarrantyGuarantorLabor | F | ModelLabel | F | WarrantyDescription | F | F | ProductionYear | 0.000000 | F | 4.578000 | T | 0.000000 | Up to level: Roof - Main | Finish | 2 | 13.734000 | SerialNumber | WarrantyStartDate | BarCode | AssetIdentifier | Features | TagNumber | 0 | 3.154000 | 2.527056 | 0 | 0.184000 | 0 | WarrantyDurationParts | AccessibilityPerformance | CodePerformance | Color | Constituents | Grade | Material | ModelReference | NominalHeight | NominalLength | Shape | SustainabilityPerformance | WarrantyDurationLabor | FIXED | WarrantyGuarantorParts | ExpectedLife | ReplacementCost | NominalWidth | 23-25 40 11 11 11 | Metal-Framed Gypsum Board Fixed Partitions | 188514,188868
1834 | Second Floor |  |  | 2 | 442141 |  | New Construction | Second Floor | 0.000000 | F | 209256 | 125864 | 134279 | Basic Wall:Interior - Partition (92mm Stud) | 0 | Basic Wall:Interior - Partition (92mm Stud):128360 | Size | 188014 | 203959,203960,203961,203962,203963,203964,209244,209245,209246,209247 | Manufacturer | -0.102000 | 197mqEVor8ZRDjVbXCppLJ | 1 | Basic Wall:Interior - Partition (92mm Stud):442141 |  | InstallationDate | 1834 | WarrantyGuarantorLabor | F | ModelLabel | F | WarrantyDescription | F | F | ProductionYear | 0.000000 | F | 4.578000 | T | 0.000000 | Up to level: Roof - Main | Finish | 2 | 2.929920 | SerialNumber | WarrantyStartDate | BarCode | AssetIdentifier | Features | TagNumber | 0 | 0.732000 | 0.363310 | 0 | 0.124000 | 0 | WarrantyDurationParts | AccessibilityPerformance | CodePerformance | Color | Constituents | Grade | Material | ModelReference | NominalHeight | NominalLength | Shape | SustainabilityPerformance | WarrantyDurationLabor | FIXED | WarrantyGuarantorParts | ExpectedLife | ReplacementCost | NominalWidth | 23-25 40 11 11 11 | Metal-Framed Gypsum Board Fixed Partitions | 188704,189657,189985
1932 | Second Floor |  | 189483 | 2 | 206508 |  | New Construction | Second Floor | 0.000000 | F | 209256 | 123799 | 133243 | Basic Wall:Interior - Partition (92mm Stud) | 0 | Basic Wall:Interior - Partition (92mm Stud):128360 | Size | 187134 | 194608,194609,194610,194611,194612,194613,209244,209245,209246,209247 | Manufacturer | -0.102000 | 3Egy$LBd99weR14rW4bgtU | 1 | Basic Wall:Interior - Partition (92mm Stud):206508 |  | InstallationDate | 1932 | WarrantyGuarantorLabor | F | ModelLabel | F | WarrantyDescription | F | F | ProductionYear | 0.000000 | F | 4.578000 | T | 0.000000 | Up to level: Roof - Main | Finish | 2 | 1.201444 | SerialNumber | WarrantyStartDate | BarCode | AssetIdentifier | Features | TagNumber | 0 | 0.138439 | 0.113783 | 0 | 0.124000 | 0 | WarrantyDurationParts | AccessibilityPerformance | CodePerformance | Color | Constituents | Grade | Material | ModelReference | NominalHeight | NominalLength | Shape | SustainabilityPerformance | WarrantyDurationLabor | FIXED | WarrantyGuarantorParts | ExpectedLife | ReplacementCost | NominalWidth | 23-25 40 11 11 11 | Metal-Framed Gypsum Board Fixed Partitions | 189482
1934 | Second Floor |  |  | 2 | 274956 |  | New Construction | Second Floor | 0.000000 | F | 209256 | 124444 | 133674 | Basic Wall:Interior - Partition (92mm Stud) | 0 | Basic Wall:Interior - Partition (92mm Stud):128360 | Size | 187410 | 197974,197975,197976,197977,197978,197979,209244,209245,209246,209247 | Manufacturer | -0.102000 | 2Xm8mTFlXE_vTXaS55sSnt | 1 | Basic Wall:Interior - Partition (92mm Stud):274956 |  | InstallationDate | 1934 | WarrantyGuarantorLabor | F | ModelLabel | F | WarrantyDescription | F | F | ProductionYear | 2.400000 | F | 2.178000 | T | 0.000000 | Up to level: Roof - Main | Finish | 2 | 1.992870 | SerialNumber | WarrantyStartDate | BarCode | AssetIdentifier | Features | TagNumber | 0 | 0.915000 | 0.247116 | 0 | 0.124000 | 0 | WarrantyDurationParts | AccessibilityPerformance | CodePerformance | Color | Constituents | Grade | Material | ModelReference | NominalHeight | NominalLength | Shape | SustainabilityPerformance | WarrantyDurationLabor | FIXED | WarrantyGuarantorParts | ExpectedLife | ReplacementCost | NominalWidth | 23-25 40 11 11 11 | Metal-Framed Gypsum Board Fixed Partitions | 189024,189566
1935 | Second Floor |  |  | 2 | 281637 |  | New Construction | Second Floor | 0.000000 | F | 209256 | 124535 | 133680 | Basic Wall:Interior - Partition (92mm Stud) | 0 | Basic Wall:Interior - Partition (92mm Stud):128360 | Size | 187501 | 198435,198436,198437,198438,198439,198440,209244,209245,209246,209247 | Manufacturer | -0.102000 | 0bpfxAz3XBrAx$RjFuHuSJ | 1 | Basic Wall:Interior - Partition (92mm Stud):281637 |  | InstallationDate | 1935 | WarrantyGuarantorLabor | F | ModelLabel | F | WarrantyDescription | F | F | ProductionYear | 2.400000 | F | 2.178000 | T | 0.000000 | Up to level: Roof - Main | Finish | 2 | 3.985740 | SerialNumber | WarrantyStartDate | BarCode | AssetIdentifier | Features | TagNumber | 0 | 1.830000 | 0.494232 | 0 | 0.124000 | 0 | WarrantyDurationParts | AccessibilityPerformance | CodePerformance | Color | Constituents | Grade | Material | ModelReference | NominalHeight | NominalLength | Shape | SustainabilityPerformance | WarrantyDurationLabor | FIXED | WarrantyGuarantorParts | ExpectedLife | ReplacementCost | NominalWidth | 23-25 40 11 11 11 | Metal-Framed Gypsum Board Fixed Partitions | 189027,189571
1936 | Second Floor |  | 188282,188335 | 0 | 286193 |  | New Construction | Second Floor | 0.000000 | F | 209256 | 124664 | 133688 | Basic Wall:Interior - Furring (38 mm Stud) | 0 | Basic Wall:Interior - Furring (38 mm Stud):128404 | Size | 187506 | 198896,198897,198898,198899,198900,198901,209240,209241,209242,209243 | Manufacturer | 3.000000 | 0bpfxAz3XBrAx$RjFuHvR7 | 1 | Basic Wall:Interior - Furring (38 mm Stud):286193 |  | InstallationDate | 1936 | WarrantyGuarantorLabor | F | ModelLabel | F | WarrantyDescription | F | F | ProductionYear | 0.000000 | F | 3.000000 | T | 0.000000 | Up to level: Second Floor | Finish | 3 | 0.773279 | SerialNumber | WarrantyStartDate | BarCode | AssetIdentifier | Features | TagNumber | 0 | 0.381760 | 0.041757 | 0 | 0.054000 | 0 | WarrantyDurationParts | AccessibilityPerformance | CodePerformance | Color | Constituents | Grade | Material | ModelReference | NominalHeight | NominalLength | Shape | SustainabilityPerformance | WarrantyDurationLabor | FIXED | WarrantyGuarantorParts | ExpectedLife | ReplacementCost | NominalWidth | 23-25 40 11 11 11 | Metal-Framed Gypsum Board Fixed Partitions
1951 | Second Floor |  |  | 1 | 384186 |  | New Construction | Second Floor | 0.000000 | F | 209256 | 125542 | 134046 | Basic Wall:Exterior - Insul Panel on Mtl. Stud | 0 | Basic Wall:Exterior - Insul Panel on Mtl. Stud:130954 | Size | 187836 | 202522,202523,202524,202525,202526,202527,209211,209212,209213,209214 | Manufacturer | 3.070000 | 2j55VthSj3Lu0J6fyrpGuc | 1 | Basic Wall:Exterior - Insul Panel on Mtl. Stud:384186 |  | InstallationDate | 1951 | WarrantyGuarantorLabor | F | ModelLabel | T | WarrantyDescription | F | F | ProductionYear | 2.191500 | F | 0.878500 | T | 0.000000 | Up to level: Second Floor | Finish | 2 | 0.778351 | SerialNumber | WarrantyStartDate | BarCode | AssetIdentifier | Features | TagNumber | 0 | 0.886000 | 0.111304 | 1 | 0.267000 | 0 | WarrantyDurationParts | AccessibilityPerformance | CodePerformance | Color | Constituents | Grade | Material | ModelReference | NominalHeight | NominalLength | Shape | SustainabilityPerformance | WarrantyDurationLabor | FIXED | WarrantyGuarantorParts | ExpectedLife | ReplacementCost | NominalWidth | 23-25 30 24 21 | Metal Framed Structural Walls | 188874,189148
1952 | Second Floor |  |  | 0 | 387805 |  | New Construction | Second Floor | 0.000000 | F | 209256 | 125581 | 134088 | Basic Wall:Interior - Furring (38 mm Stud) | 0 | Basic Wall:Interior - Furring (38 mm Stud):128404 | Size | 187878 | 202768,202769,202770,202771,202772,202773,209240,209241,209242,209243 | Manufacturer | 0.000000 | 2d8HbdSu9Fr9Na0iagzMOV | 1 | Basic Wall:Interior - Furring (38 mm Stud):387805 |  | InstallationDate | 1952 | WarrantyGuarantorLabor | F | ModelLabel | F | WarrantyDescription | F | F | ProductionYear | 0.000000 | F | 4.680000 | T | 0.000000 | Up to level: Roof - Main | Finish | 3 | 0.659880 | SerialNumber | WarrantyStartDate | BarCode | AssetIdentifier | Features | TagNumber | 0 | 0.195000 | 0.035634 | 0 | 0.054000 | 0 | WarrantyDurationParts | AccessibilityPerformance | CodePerformance | Color | Constituents | Grade | Material | ModelReference | NominalHeight | NominalLength | Shape | SustainabilityPerformance | WarrantyDurationLabor | FIXED | WarrantyGuarantorParts | ExpectedLife | ReplacementCost | NominalWidth | 23-25 40 11 11 11 | Metal-Framed Gypsum Board Fixed Partitions | 188887,189912
1953 | Second Floor |  | 189948 | 0 | 393578 |  | New Construction | Second Floor | 0.000000 | F | 209256 | 125638 | 134145 | Basic Wall:Interior - Furring (38 mm Stud) | 0 | Basic Wall:Interior - Furring (38 mm Stud):128404 | Size | 187933 | 203105,203106,203107,203108,203109,203110,209240,209241,209242,209243 | Manufacturer | -0.102000 | 2d8HbdSu9Fr9Na0iagzese | 1 | Basic Wall:Interior - Furring (38 mm Stud):393578 |  | InstallationDate | 1953 | WarrantyGuarantorLabor | F | ModelLabel | F | WarrantyDescription | F | F | ProductionYear | 0.000000 | F | 4.578000 | T | 0.000000 | Up to level: Roof - Main | Finish | 3 | 0.755371 | SerialNumber | WarrantyStartDate | BarCode | AssetIdentifier | Features | TagNumber | 0 | 0.111000 | 0.040790 | 0 | 0.054000 | 0 | WarrantyDurationParts | AccessibilityPerformance | CodePerformance | Color | Constituents | Grade | Material | ModelReference | NominalHeight | NominalLength | Shape | SustainabilityPerformance | WarrantyDurationLabor | FIXED | WarrantyGuarantorParts | ExpectedLife | ReplacementCost | NominalWidth | 23-25 40 11 11 11 | Metal-Framed Gypsum Board Fixed Partitions | 189947
1954 | Second Floor |  |  | 0 | 396498 |  | New Construction | Second Floor | 0.000000 | F | 209256 | 125682 | 134188 | Basic Wall:Interior - Furring (38 mm Stud) | 0 | Basic Wall:Interior - Furring (38 mm Stud):128404 | Size | 187977 | 203368,203369,203370,203371,203372,203373,209240,209241,209242,209243 | Manufacturer | -1.313500 | 3lmrkmjnnA7OcfIKaqMV2d | 1 | Basic Wall:Interior - Furring (38 mm Stud):396498 |  | InstallationDate | 1954 | WarrantyGuarantorLabor | F | ModelLabel | F | WarrantyDescription | F | F | ProductionYear | 1.550000 | F | 1.816500 | T | 0.000000 | Up to level: Roof - Main | Finish | 3 | 6.464878 | SerialNumber | WarrantyStartDate | BarCode | AssetIdentifier | Features | TagNumber | 0 | 3.647975 | 0.340583 | 0 | 0.054000 | 0 | WarrantyDurationParts | AccessibilityPerformance | CodePerformance | Color | Constituents | Grade | Material | ModelReference | NominalHeight | NominalLength | Shape | SustainabilityPerformance | WarrantyDurationLabor | FIXED | WarrantyGuarantorParts | ExpectedLife | ReplacementCost | NominalWidth | 23-25 40 11 11 11 | Metal-Framed Gypsum Board Fixed Partitions | 188569,188888
1955 | Second Floor |  |  | 0 | 398743 |  | New Construction | Second Floor | 0.000000 | F | 209256 | 125686 | 134191 | Basic Wall:Interior - Furring (38 mm Stud) | 0 | Basic Wall:Interior - Furring (38 mm Stud):128404 | Size | 187981 | 203391,203392,203393,203394,203395,203396,209240,209241,209242,209243 | Manufacturer | -0.102000 | 0UkNSLJf55phwJDF$vXKDq | 1 | Basic Wall:Interior - Furring (38 mm Stud):398743 |  | InstallationDate | 1955 | WarrantyGuarantorLabor | F | ModelLabel | F | WarrantyDescription | F | F | ProductionYear | 0.000000 | F | 4.578000 | T | 0.000000 | Up to level: Roof - Main | Finish | 3 | 4.919061 | SerialNumber | WarrantyStartDate | BarCode | AssetIdentifier | Features | TagNumber | 0 | 1.198500 | 0.265629 | 0 | 0.054000 | 0 | WarrantyDurationParts | AccessibilityPerformance | CodePerformance | Color | Constituents | Grade | Material | ModelReference | NominalHeight | NominalLength | Shape | SustainabilityPerformance | WarrantyDurationLabor | FIXED | WarrantyGuarantorParts | ExpectedLife | ReplacementCost | NominalWidth | 23-25 40 11 11 11 | Metal-Framed Gypsum Board Fixed Partitions | 188701,189185
1956 | Second Floor |  |  | 0 | 398964 |  | New Construction | Second Floor | 0.000000 | F | 209256 | 125688 | 134193 | Basic Wall:Interior - Furring (38 mm Stud) | 0 | Basic Wall:Interior - Furring (38 mm Stud):128404 | Size | 187983 | 203403,203404,203405,203406,203407,203408,209240,209241,209242,209243 | Manufacturer | -0.102000 | 0UkNSLJf55phwJDF$vXK2N | 1 | Basic Wall:Interior - Furring (38 mm Stud):398964 |  | InstallationDate | 1956 | WarrantyGuarantorLabor | F | ModelLabel | F | WarrantyDescription | F | F | ProductionYear | 0.000000 | F | 4.578000 | T | 0.000000 | Up to level: Roof - Main | Finish | 3 | 5.723644 | SerialNumber | WarrantyStartDate | BarCode | AssetIdentifier | Features | TagNumber | 0 | 1.374250 | 0.309077 | 0 | 0.054000 | 0 | WarrantyDurationParts | AccessibilityPerformance | CodePerformance | Color | Constituents | Grade | Material | ModelReference | NominalHeight | NominalLength | Shape | SustainabilityPerformance | WarrantyDurationLabor | FIXED | WarrantyGuarantorParts | ExpectedLife | ReplacementCost | NominalWidth | 23-25 40 11 11 11 | Metal-Framed Gypsum Board Fixed Partitions | 188515,188820
1957 | Second Floor | 208034 |  | 2 | 400713 |  | New Construction | Second Floor | 0.000000 | F | 209256 | 125693 | 134198 | Basic Wall:Interior - Partition (92mm Stud) | 0 | Basic Wall:Interior - Partition (92mm Stud):128360 | Size | 187987 | 203432,203433,203434,203435,203436,203437,209244,209245,209246,209247 | Manufacturer | -0.102000 | 1QpVmxikTDyhytLu6h8$tk | 1 | Basic Wall:Interior - Partition (92mm Stud):400713 |  | InstallationDate | 1957 | WarrantyGuarantorLabor | F | ModelLabel | F | WarrantyDescription | F | F | ProductionYear | 0.000000 | F | 4.578000 | T | 0.000000 | Up to level: Roof - Main | Finish | 2 | 0.814884 | SerialNumber | WarrantyStartDate | BarCode | AssetIdentifier | Features | TagNumber | 0 | 0.240000 | 0.101046 | 0 | 0.124000 | 0 | WarrantyDurationParts | AccessibilityPerformance | CodePerformance | Color | Constituents | Grade | Material | ModelReference | NominalHeight | NominalLength | Shape | SustainabilityPerformance | WarrantyDurationLabor | FIXED | WarrantyGuarantorParts | ExpectedLife | ReplacementCost | NominalWidth | 23-25 40 11 11 11 | Metal-Framed Gypsum Board Fixed Partitions | 188558
1960 | Second Floor |  |  | 0 | 413182 |  | New Construction | Second Floor | 0.000000 | F | 209256 | 125705 | 134218 | Basic Wall:Interior - Toilet Partition (25mm) | 0 | Basic Wall:Interior - Toilet Partition (25mm):128491 | Size | 187999 | 203544,203545,203546,203547,203548,203549,209091,209092,209093,209094 | Manufacturer | 1.750000 | 3qpE7fVkr8dRZ2wfCc6trC | 1 | Basic Wall:Interior - Toilet Partition (25mm):413182 |  | InstallationDate | 1960 | WarrantyGuarantorLabor | F | ModelLabel | F | WarrantyDescription | F | F | ProductionYear | 0.250000 | F | 1.500000 | F | 0.000000 | Up to level: Second Floor | Finish | 2 | 2.287499 | SerialNumber | WarrantyStartDate | BarCode | AssetIdentifier | Features | TagNumber | 0 | 1.629499 | 0.057187 | 0 | 0.025000 | 0 | WarrantyDurationParts | AccessibilityPerformance | CodePerformance | Color | Constituents | Grade | Material | ModelReference | NominalHeight | NominalLength | Shape | SustainabilityPerformance | WarrantyDurationLabor | FIXED | WarrantyGuarantorParts | ExpectedLife | ReplacementCost | NominalWidth | 23-25 40 14 14 11 11 | Metal Toilet Compartments and Urinal Screens | 188559,188893 | 2 HR |  | 2 HR
2088 | Second Floor |  |  | 2 | 216946 |  | New Construction | Second Floor | 0.000000 | F | 209256 | 123851 | 133315 | Basic Wall:Interior - Partition (92mm Stud) | 0 | Basic Wall:Interior - Partition (92mm Stud):128360 | Size | 187206 | 195016,195017,195018,195019,195020,195021,209244,209245,209246,209247 | Manufacturer | -0.102000 | 3NhaIUfh12PAdrGa$S3y3B | 1 | Basic Wall:Interior - Partition (92mm Stud):216946 |  | InstallationDate | 2088 | WarrantyGuarantorLabor | F | ModelLabel | F | WarrantyDescription | F | F | ProductionYear | 0.000000 | F | 4.578000 | T | 0.000000 | Up to level: Roof - Main | Finish | 2 | 6.711348 | SerialNumber | WarrantyStartDate | BarCode | AssetIdentifier | Features | TagNumber | 0 | 1.528000 | 0.832207 | 0 | 0.124000 | 0 | WarrantyDurationParts | AccessibilityPerformance | CodePerformance | Color | Constituents | Grade | Material | ModelReference | NominalHeight | NominalLength | Shape | SustainabilityPerformance | WarrantyDurationLabor | FIXED | WarrantyGuarantorParts | ExpectedLife | ReplacementCost | NominalWidth | 23-25 40 11 11 11 | Metal-Framed Gypsum Board Fixed Partitions | 188501
2089 | Second Floor |  | 188337 | 2 | 218895 |  | New Construction | Second Floor | 0.000000 | F | 209256 | 123865 | 133331 | Basic Wall:Interior - Partition (92mm Stud) | 0 | Basic Wall:Interior - Partition (92mm Stud):128360 | Size | 187222 | 195106,195107,195108,195109,195110,195111,209244,209245,209246,209247 | Manufacturer | -0.102000 | 3NhaIUfh12PAdrGa$S3zYs | 1 | Basic Wall:Interior - Partition (92mm Stud):218895 |  | InstallationDate | 2089 | WarrantyGuarantorLabor | F | ModelLabel | F | WarrantyDescription | F | F | ProductionYear | 0.000000 | F | 4.578000 | T | 0.000000 | Up to level: Roof - Main | Finish | 2 | 5.905620 | SerialNumber | WarrantyStartDate | BarCode | AssetIdentifier | Features | TagNumber | 0 | 1.352000 | 0.732297 | 0 | 0.124000 | 0 | WarrantyDurationParts | AccessibilityPerformance | CodePerformance | Color | Constituents | Grade | Material | ModelReference | NominalHeight | NominalLength | Shape | SustainabilityPerformance | WarrantyDurationLabor | FIXED | WarrantyGuarantorParts | ExpectedLife | ReplacementCost | NominalWidth | 23-25 40 11 11 11 | Metal-Framed Gypsum Board Fixed Partitions
2092 | Second Floor |  |  | 1 | 383730 |  | New Construction | Second Floor | 0.000000 | F | 209256 | 125541 | 134045 | Basic Wall:Exterior - Insul Panel on Mtl. Stud | 0 | Basic Wall:Exterior - Insul Panel on Mtl. Stud:130954 | Size | 187835 | 202516,202517,202518,202519,202520,202521,209211,209212,209213,209214 | Manufacturer | 3.070000 | 2j55VthSj3Lu0J6fyrpGXk | 1 | Basic Wall:Exterior - Insul Panel on Mtl. Stud:383730 |  | InstallationDate | 2092 | WarrantyGuarantorLabor | F | ModelLabel | T | WarrantyDescription | F | F | ProductionYear | 2.191500 | F | 0.878500 | T | 0.000000 | Up to level: Second Floor | Finish | 2 | 0.778351 | SerialNumber | WarrantyStartDate | BarCode | AssetIdentifier | Features | TagNumber | 0 | 1.019500 | 0.111304 | 1 | 0.267000 | 0 | WarrantyDurationParts | AccessibilityPerformance | CodePerformance | Color | Constituents | Grade | Material | ModelReference | NominalHeight | NominalLength | Shape | SustainabilityPerformance | WarrantyDurationLabor | FIXED | WarrantyGuarantorParts | ExpectedLife | ReplacementCost | NominalWidth | 23-25 30 24 21 | Metal Framed Structural Walls | 188884
2093 | Second Floor |  |  | 0 | 408771 | 205261 | New Construction | Second Floor | 0.000000 | F | 209256 | 32461 | 134203 | Basic Wall:Interior - Toilet Partition (25mm) | 0 | Basic Wall:Interior - Toilet Partition (25mm):128491 | Size | 187990 | 203460,203461,203462,203463,203464,203465,209091,209092,209093,209094 | Manufacturer | -0.102000 | 0ClPCUC7jCQRnj1dhupHkw | 1 | Basic Wall:Interior - Toilet Partition (25mm):408771 |  | InstallationDate | 2093 | WarrantyGuarantorLabor | F | ModelLabel | F | WarrantyDescription | F | F | ProductionYear | 0.000000 | F | 4.578000 | F | 0.000000 | Up to level: Roof - Main | Finish | 2 | 6.897120 | SerialNumber | WarrantyStartDate | BarCode | AssetIdentifier | Features | TagNumber | 0 | 1.790000 | 0.172428 | 0 | 0.025000 | 0 | WarrantyDurationParts | AccessibilityPerformance | CodePerformance | Color | Constituents | Grade | Material | ModelReference | NominalHeight | NominalLength | Shape | SustainabilityPerformance | WarrantyDurationLabor | FIXED | WarrantyGuarantorParts | ExpectedLife | ReplacementCost | NominalWidth | 23-25 40 14 14 11 11 | Metal Toilet Compartments and Urinal Screens |  | 2 HR |  | 2 HR
175 | Roof - Main | 208728,208729,208736,208737,208738,208739,208740,208741,208863,208864,208866,208868 | 188570,188571,188877,189697,189698,190080,190081 | 1 | 309999 | 205228,205229,205230,205231 | New Construction | Roof - Main | 0.000000 | F | 209184 | 11472 | 133706 | Basic Wall:Exterior - Insul Panel on Mtl. Stud | 0 | Basic Wall:Exterior - Insul Panel on Mtl. Stud:130954 | Size | 187523 | 209005,209006,209007,209008,209009,209010,209211,209212,209213,209214 | Manufacturer | 3.400000 | 2$JMvrgrHFRuiT5gJ_sd8v | 1 | Basic Wall:Exterior - Insul Panel on Mtl. Stud:309999 |  | InstallationDate | 175 | WarrantyGuarantorLabor | F | ModelLabel | T | WarrantyDescription | F | F | ProductionYear | 0.000000 | F | 3.400000 | T | 0.000000 | Up to level: Roof - Main | Finish | 2 | 31.926852 | SerialNumber | WarrantyStartDate | BarCode | AssetIdentifier | Features | TagNumber | 0 | 18.402500 | 8.524470 | 1 | 0.267000 | 0 | WarrantyDurationParts | AccessibilityPerformance | CodePerformance | Color | Constituents | Grade | Material | ModelReference | NominalHeight | NominalLength | Shape | SustainabilityPerformance | WarrantyDurationLabor | FIXED | WarrantyGuarantorParts | ExpectedLife | ReplacementCost | NominalWidth | 23-25 30 24 21 | Metal Framed Structural Walls | 188278,188634,189035,189583
180 | Roof - Main | 208725,208726,208743,208744,208745,208746,208747,208748,208846,208848,208850,208851 | 188583,188584,188585,190091,190092 | 1 | 381931 | 205252,205253,205254,205255 | New Construction | Roof - Main | 0.000000 | F | 209184 | 11478 | 134039 | Basic Wall:Exterior - Insul Panel on Mtl. Stud | 0 | Basic Wall:Exterior - Insul Panel on Mtl. Stud:130954 | Size | 187829 | 209011,209012,209013,209014,209015,209016,209211,209212,209213,209214 | Manufacturer | 3.400000 | 2j55VthSj3Lu0J6fyrpG5t | 1 | Basic Wall:Exterior - Insul Panel on Mtl. Stud:381931 |  | InstallationDate | 180 | WarrantyGuarantorLabor | F | ModelLabel | T | WarrantyDescription | F | F | ProductionYear | 0.000000 | F | 3.400000 | T | 0.000000 | Up to level: Roof - Main | Finish | 2 | 31.926852 | SerialNumber | WarrantyStartDate | BarCode | AssetIdentifier | Features | TagNumber | 0 | 18.402500 | 8.524470 | 1 | 0.267000 | 0 | WarrantyDurationParts | AccessibilityPerformance | CodePerformance | Color | Constituents | Grade | Material | ModelReference | NominalHeight | NominalLength | Shape | SustainabilityPerformance | WarrantyDurationLabor | FIXED | WarrantyGuarantorParts | ExpectedLife | ReplacementCost | NominalWidth | 23-25 30 24 21 | Metal Framed Structural Walls | 188325,188680,189145,189694,189874
835 | Roof - Main | 208839,208840 | 188876,189035,189131,189132 | 1 | 297616 |  | New Construction | Roof - Main | 0.000000 | F | 209184 | 124717 | 133697 | Basic Wall:Exterior - Insul Panel on Mtl. Stud | 0 | Basic Wall:Exterior - Insul Panel on Mtl. Stud:130954 | Size | 187515 | 199078,199079,199080,199081,199082,199083,209211,209212,209213,209214 | Manufacturer | -0.102000 | 2cDwFtdqL6M96IeSv7p9GS | 1 | Basic Wall:Exterior - Insul Panel on Mtl. Stud:297616 |  | InstallationDate | 835 | WarrantyGuarantorLabor | F | ModelLabel | T | WarrantyDescription | F | F | ProductionYear | 0.000000 | F | 1.350828 | T | 0.000000 |  | Finish | 2 | 9.190359 | SerialNumber | WarrantyStartDate | BarCode | AssetIdentifier | Features | TagNumber | 0 | 6.803500 | 2.094988 | 1 | 0.267000 | 0 | WarrantyDurationParts | AccessibilityPerformance | CodePerformance | Color | Constituents | Grade | Material | ModelReference | NominalHeight | NominalLength | Shape | SustainabilityPerformance | WarrantyDurationLabor | FIXED | WarrantyGuarantorParts | ExpectedLife | ReplacementCost | NominalWidth | 23-25 30 24 21 | Metal Framed Structural Walls
836 | Roof - Main | 208724,208853 | 189693,189694,189874 | 1 | 307687 |  | New Construction | Roof - Main | 0.000000 | F | 209184 | 124880 | 133705 | Basic Wall:Exterior - Insul Panel on Mtl. Stud | 0 | Basic Wall:Exterior - Insul Panel on Mtl. Stud:130954 | Size | 187522 | 199610,199611,199612,199613,199614,199615,209211,209212,209213,209214 | Manufacturer | -0.102000 | 0ayGa9swL6Jvmb9DQx3wjk | 1 | Basic Wall:Exterior - Insul Panel on Mtl. Stud:307687 |  | InstallationDate | 836 | WarrantyGuarantorLabor | F | ModelLabel | T | WarrantyDescription | F | F | ProductionYear | 0.120000 | F | 2.908196 | T | 0.000000 |  | Finish | 2 | 1.090439 | SerialNumber | WarrantyStartDate | BarCode | AssetIdentifier | Features | TagNumber | 0 | 0.241454 | 0.291147 | 1 | 0.267000 | 0 | WarrantyDurationParts | AccessibilityPerformance | CodePerformance | Color | Constituents | Grade | Material | ModelReference | NominalHeight | NominalLength | Shape | SustainabilityPerformance | WarrantyDurationLabor | FIXED | WarrantyGuarantorParts | ExpectedLife | ReplacementCost | NominalWidth | 23-25 30 24 21 | Metal Framed Structural Walls | 189582
864 | Roof - Main | 208841,208842 | 188885,189145,189146,189147 | 1 | 381803 |  | New Construction | Roof - Main | 0.000000 | F | 209184 | 125410 | 134038 | Basic Wall:Exterior - Insul Panel on Mtl. Stud | 0 | Basic Wall:Exterior - Insul Panel on Mtl. Stud:130954 | Size | 187828 | 202103,202104,202105,202106,202107,202108,209211,209212,209213,209214 | Manufacturer | -0.102000 | 2j55VthSj3Lu0J6fyrpG7t | 1 | Basic Wall:Exterior - Insul Panel on Mtl. Stud:381803 |  | InstallationDate | 864 | WarrantyGuarantorLabor | F | ModelLabel | T | WarrantyDescription | F | F | ProductionYear | 0.000000 | F | 1.350828 | T | 0.000000 |  | Finish | 2 | 9.190359 | SerialNumber | WarrantyStartDate | BarCode | AssetIdentifier | Features | TagNumber | 0 | 6.803500 | 2.094988 | 1 | 0.267000 | 0 | WarrantyDurationParts | AccessibilityPerformance | CodePerformance | Color | Constituents | Grade | Material | ModelReference | NominalHeight | NominalLength | Shape | SustainabilityPerformance | WarrantyDurationLabor | FIXED | WarrantyGuarantorParts | ExpectedLife | ReplacementCost | NominalWidth | 23-25 30 24 21 | Metal Framed Structural Walls
1004 | Roof - Main | 208730,208861 | 189583 | 1 | 307295 |  | New Construction | Roof - Main | 0.000000 | F | 209184 | 124877 | 133702 | Basic Wall:Exterior - Insul Panel on Mtl. Stud | 0 | Basic Wall:Exterior - Insul Panel on Mtl. Stud:130954 | Size | 187519 | 199592,199593,199594,199595,199596,199597,209211,209212,209213,209214 | Manufacturer | -0.102000 | 0ayGa9swL6Jvmb9DQx3whM | 1 | Basic Wall:Exterior - Insul Panel on Mtl. Stud:307295 |  | InstallationDate | 1004 | WarrantyGuarantorLabor | F | ModelLabel | T | WarrantyDescription | F | F | ProductionYear | 0.120000 | F | 3.300000 | T | 0.000000 |  | Finish | 2 | 1.237348 | SerialNumber | WarrantyStartDate | BarCode | AssetIdentifier | Features | TagNumber | 0 | 0.241454 | 0.330372 | 1 | 0.267000 | 0 | WarrantyDurationParts | AccessibilityPerformance | CodePerformance | Color | Constituents | Grade | Material | ModelReference | NominalHeight | NominalLength | Shape | SustainabilityPerformance | WarrantyDurationLabor | FIXED | WarrantyGuarantorParts | ExpectedLife | ReplacementCost | NominalWidth | 23-25 30 24 21 | Metal Framed Structural Walls | 189034,189580
1063 | Roof - Main |  |  | 1 | 376077 |  | New Construction | Roof - Main | 0.000000 | F | 209184 | 125329 | 134017 | Basic Wall:Exterior - Insul Panel on Mtl. Stud | 0 | Basic Wall:Exterior - Insul Panel on Mtl. Stud:130954 | Size | 187799 | 201807,201808,201809,201810,201811,201812,209211,209212,209213,209214 | Manufacturer | -0.102000 | 2j55VthSj3Lu0J6fyrpM_H | 1 | Basic Wall:Exterior - Insul Panel on Mtl. Stud:376077 |  | InstallationDate | 1063 | WarrantyGuarantorLabor | F | ModelLabel | T | WarrantyDescription | F | F | ProductionYear | 1.678139 | F | 1.741861 | T | 0.000000 |  | Finish | 2 | 1.720227 | SerialNumber | WarrantyStartDate | BarCode | AssetIdentifier | Features | TagNumber | 0 | 1.121080 | 0.459301 | 1 | 0.267000 | 0 | WarrantyDurationParts | AccessibilityPerformance | CodePerformance | Color | Constituents | Grade | Material | ModelReference | NominalHeight | NominalLength | Shape | SustainabilityPerformance | WarrantyDurationLabor | FIXED | WarrantyGuarantorParts | ExpectedLife | ReplacementCost | NominalWidth | 23-25 30 24 21 | Metal Framed Structural Walls | 188571,189132,189698,190081,190082
1275 | Roof - Main | 208732,208859 | 189579 | 1 | 307120 |  | New Construction | Roof - Main | 0.000000 | F | 209184 | 124875 | 133700 | Basic Wall:Exterior - Insul Panel on Mtl. Stud | 0 | Basic Wall:Exterior - Insul Panel on Mtl. Stud:130954 | Size | 187517 | 199580,199581,199582,199583,199584,199585,209211,209212,209213,209214 | Manufacturer | -0.102000 | 0ayGa9swL6Jvmb9DQx3xKv | 1 | Basic Wall:Exterior - Insul Panel on Mtl. Stud:307120 |  | InstallationDate | 1275 | WarrantyGuarantorLabor | F | ModelLabel | T | WarrantyDescription | F | F | ProductionYear | 0.120000 | F | 2.908196 | T | 0.000000 |  | Finish | 2 | 5.348306 | SerialNumber | WarrantyStartDate | BarCode | AssetIdentifier | Features | TagNumber | 0 | 1.839046 | 1.427998 | 1 | 0.267000 | 0 | WarrantyDurationParts | AccessibilityPerformance | CodePerformance | Color | Constituents | Grade | Material | ModelReference | NominalHeight | NominalLength | Shape | SustainabilityPerformance | WarrantyDurationLabor | FIXED | WarrantyGuarantorParts | ExpectedLife | ReplacementCost | NominalWidth | 23-25 30 24 21 | Metal Framed Structural Walls | 189578
1276 | Roof - Main | 208722,208855 | 189581 | 1 | 307685 |  | New Construction | Roof - Main | 0.000000 | F | 209184 | 124878 | 133703 | Basic Wall:Exterior - Insul Panel on Mtl. Stud | 0 | Basic Wall:Exterior - Insul Panel on Mtl. Stud:130954 | Size | 187520 | 199598,199599,199600,199601,199602,199603,209211,209212,209213,209214 | Manufacturer | -0.102000 | 0ayGa9swL6Jvmb9DQx3wji | 1 | Basic Wall:Exterior - Insul Panel on Mtl. Stud:307685 |  | InstallationDate | 1276 | WarrantyGuarantorLabor | F | ModelLabel | T | WarrantyDescription | F | F | ProductionYear | 0.120000 | F | 2.908196 | T | 0.000000 |  | Finish | 2 | 6.124794 | SerialNumber | WarrantyStartDate | BarCode | AssetIdentifier | Features | TagNumber | 0 | 1.839046 | 1.635320 | 1 | 0.267000 | 0 | WarrantyDurationParts | AccessibilityPerformance | CodePerformance | Color | Constituents | Grade | Material | ModelReference | NominalHeight | NominalLength | Shape | SustainabilityPerformance | WarrantyDurationLabor | FIXED | WarrantyGuarantorParts | ExpectedLife | ReplacementCost | NominalWidth | 23-25 30 24 21 | Metal Framed Structural Walls | 188633
1315 | Roof - Main |  |  | 1 | 382926 |  | New Construction | Roof - Main | 0.000000 | F | 209184 | 125540 | 134044 | Basic Wall:Exterior - Insul Panel on Mtl. Stud | 0 | Basic Wall:Exterior - Insul Panel on Mtl. Stud:130954 | Size | 187834 | 202510,202511,202512,202513,202514,202515,209211,209212,209213,209214 | Manufacturer | -0.102000 | 2j55VthSj3Lu0J6fyrpGLI | 1 | Basic Wall:Exterior - Insul Panel on Mtl. Stud:382926 |  | InstallationDate | 1315 | WarrantyGuarantorLabor | F | ModelLabel | T | WarrantyDescription | F | F | ProductionYear | 1.678139 | F | 1.741861 | T | 0.000000 |  | Finish | 2 | 1.720227 | SerialNumber | WarrantyStartDate | BarCode | AssetIdentifier | Features | TagNumber | 0 | 1.121080 | 0.459301 | 1 | 0.267000 | 0 | WarrantyDurationParts | AccessibilityPerformance | CodePerformance | Color | Constituents | Grade | Material | ModelReference | NominalHeight | NominalLength | Shape | SustainabilityPerformance | WarrantyDurationLabor | FIXED | WarrantyGuarantorParts | ExpectedLife | ReplacementCost | NominalWidth | 23-25 30 24 21 | Metal Framed Structural Walls | 188584,189147,190092,190093
1755 | Roof - Main | 208870 | 189856 | 1 | 375597 |  | New Construction | Roof - Main | 0.000000 | F | 209184 | 125327 | 134015 | Basic Wall:Exterior - Insul Panel on Mtl. Stud | 0 | Basic Wall:Exterior - Insul Panel on Mtl. Stud:130954 | Size | 187797 | 201795,201796,201797,201798,201799,201800,209211,209212,209213,209214 | Manufacturer | -0.102000 | 2j55VthSj3Lu0J6fyrpMcn | 1 | Basic Wall:Exterior - Insul Panel on Mtl. Stud:375597 |  | InstallationDate | 1755 | WarrantyGuarantorLabor | F | ModelLabel | T | WarrantyDescription | F | F | ProductionYear | 0.120000 | F | 2.908196 | T | 0.000000 |  | Finish | 2 | 5.348306 | SerialNumber | WarrantyStartDate | BarCode | AssetIdentifier | Features | TagNumber | 0 | 1.839046 | 1.427998 | 1 | 0.267000 | 0 | WarrantyDurationParts | AccessibilityPerformance | CodePerformance | Color | Constituents | Grade | Material | ModelReference | NominalHeight | NominalLength | Shape | SustainabilityPerformance | WarrantyDurationLabor | FIXED | WarrantyGuarantorParts | ExpectedLife | ReplacementCost | NominalWidth | 23-25 30 24 21 | Metal Framed Structural Walls | 189855
1758 | Roof - Main | 208844 | 189876 | 1 | 381983 |  | New Construction | Roof - Main | 0.000000 | F | 209184 | 125537 | 134041 | Basic Wall:Exterior - Insul Panel on Mtl. Stud | 0 | Basic Wall:Exterior - Insul Panel on Mtl. Stud:130954 | Size | 187831 | 202498,202499,202500,202501,202502,202503,209211,209212,209213,209214 | Manufacturer | -0.102000 | 2j55VthSj3Lu0J6fyrpGQ3 | 1 | Basic Wall:Exterior - Insul Panel on Mtl. Stud:381983 |  | InstallationDate | 1758 | WarrantyGuarantorLabor | F | ModelLabel | T | WarrantyDescription | F | F | ProductionYear | 0.120000 | F | 2.908196 | T | 0.000000 |  | Finish | 2 | 5.348306 | SerialNumber | WarrantyStartDate | BarCode | AssetIdentifier | Features | TagNumber | 0 | 1.839046 | 1.427998 | 1 | 0.267000 | 0 | WarrantyDurationParts | AccessibilityPerformance | CodePerformance | Color | Constituents | Grade | Material | ModelReference | NominalHeight | NominalLength | Shape | SustainabilityPerformance | WarrantyDurationLabor | FIXED | WarrantyGuarantorParts | ExpectedLife | ReplacementCost | NominalWidth | 23-25 30 24 21 | Metal Framed Structural Walls | 189875
2352 | Curtain Wall:Storefront:256998 |  |  |  | 257010 |  | New Construction |  |  |  |  | 124169 | 118804 | Reference |  | 50 x 150mm | Size | 209254 | 196703,196704,196705,205860,209248,209249,209250,209251,209252,209253 | Manufacturer |  | 2g$QZpOGbBUxSNx_ZgxJH$ | 1 | Rectangular Mullion:50 x 150mm:50 x 150mm:257010 |  | InstallationDate | 2352 | WarrantyGuarantorLabor |  | ModelLabel |  | WarrantyDescription |  |  | ProductionYear | [6 empty] | Finish |  |  | SerialNumber | WarrantyStartDate | BarCode | AssetIdentifier | Features | TagNumber |  | 1.000000 |  |  |  |  | WarrantyDurationParts | AccessibilityPerformance | CodePerformance | Color | Constituents | Grade | Metal - Aluminium | ModelReference | NominalHeight | NominalLength | Shape | SustainabilityPerformance | WarrantyDurationLabor | FIXED | WarrantyGuarantorParts | ExpectedLife | ReplacementCost | NominalWidth | 23-25 20 14 11 11 11 | Curtain Wall Frames | [5 empty] | Perpendicular to Face | F | 0.000000 | 209129 | 0.025000 | 0.025000 | 0.150000 | 0.000000
2353 | Curtain Wall:Storefront:256998 |  |  |  | 257011 |  | New Construction |  |  |  |  | 124170 | 118805 | Reference |  | 50 x 150mm | Size | 209254 | 196706,196707,196708,205861,209248,209249,209250,209251,209252,209253 | Manufacturer |  | 2g$QZpOGbBUxSNx_ZgxJH_ | 1 | Rectangular Mullion:50 x 150mm:50 x 150mm:257011 |  | InstallationDate | 2353 | WarrantyGuarantorLabor |  | ModelLabel |  | WarrantyDescription |  |  | ProductionYear | [6 empty] | Finish |  |  | SerialNumber | WarrantyStartDate | BarCode | AssetIdentifier | Features | TagNumber |  | 1.000000 |  |  |  |  | WarrantyDurationParts | AccessibilityPerformance | CodePerformance | Color | Constituents | Grade | Metal - Aluminium | ModelReference | NominalHeight | NominalLength | Shape | SustainabilityPerformance | WarrantyDurationLabor | FIXED | WarrantyGuarantorParts | ExpectedLife | ReplacementCost | NominalWidth | 23-25 20 14 11 11 11 | Curtain Wall Frames | [5 empty] | Perpendicular to Face | F | 0.000000 | 209129 | 0.025000 | 0.025000 | 0.150000 | 0.000000
2354 | Curtain Wall:Storefront:256998 |  |  |  | 257012 |  | New Construction |  |  |  |  | 124171 | 118806 | Reference |  | 50 x 150mm | Size | 209254 | 196709,196710,196711,205862,209248,209249,209250,209251,209252,209253 | Manufacturer |  | 2g$QZpOGbBUxSNx_ZgxJHv | 1 | Rectangular Mullion:50 x 150mm:50 x 150mm:257012 |  | InstallationDate | 2354 | WarrantyGuarantorLabor |  | ModelLabel |  | WarrantyDescription |  |  | ProductionYear | [6 empty] | Finish |  |  | SerialNumber | WarrantyStartDate | BarCode | AssetIdentifier | Features | TagNumber |  | 1.500257 |  |  |  |  | WarrantyDurationParts | AccessibilityPerformance | CodePerformance | Color | Constituents | Grade | Metal - Aluminium | ModelReference | NominalHeight | NominalLength | Shape | SustainabilityPerformance | WarrantyDurationLabor | FIXED | WarrantyGuarantorParts | ExpectedLife | ReplacementCost | NominalWidth | 23-25 20 14 11 11 11 | Curtain Wall Frames | [5 empty] | Perpendicular to Face | F | 0.000000 | 209129 | 0.025000 | 0.025000 | 0.150000 | 0.000000
2355 | Curtain Wall:Storefront:256998 |  |  |  | 257013 |  | New Construction |  |  |  |  | 124172 | 118807 | Reference |  | 50 x 150mm | Size | 209254 | 196712,196713,196714,205862,209248,209249,209250,209251,209252,209253 | Manufacturer |  | 2g$QZpOGbBUxSNx_ZgxJHu | 1 | Rectangular Mullion:50 x 150mm:50 x 150mm:257013 |  | InstallationDate | 2355 | WarrantyGuarantorLabor |  | ModelLabel |  | WarrantyDescription |  |  | ProductionYear | [6 empty] | Finish |  |  | SerialNumber | WarrantyStartDate | BarCode | AssetIdentifier | Features | TagNumber |  | 1.500257 |  |  |  |  | WarrantyDurationParts | AccessibilityPerformance | CodePerformance | Color | Constituents | Grade | Metal - Aluminium | ModelReference | NominalHeight | NominalLength | Shape | SustainabilityPerformance | WarrantyDurationLabor | FIXED | WarrantyGuarantorParts | ExpectedLife | ReplacementCost | NominalWidth | 23-25 20 14 11 11 11 | Curtain Wall Frames | [5 empty] | Perpendicular to Face | F | 0.000000 | 209129 | 0.025000 | 0.025000 | 0.150000 | 0.000000
2356 | Curtain Wall:Storefront:256998 |  |  |  | 257014 |  | New Construction |  |  |  |  | 124173 | 118808 | Reference |  | 50 x 150mm | Size | 209254 | 196715,196716,196717,205863,209248,209249,209250,209251,209252,209253 | Manufacturer |  | 2g$QZpOGbBUxSNx_ZgxJHx | 1 | Rectangular Mullion:50 x 150mm:50 x 150mm:257014 |  | InstallationDate | 2356 | WarrantyGuarantorLabor |  | ModelLabel |  | WarrantyDescription |  |  | ProductionYear | [6 empty] | Finish |  |  | SerialNumber | WarrantyStartDate | BarCode | AssetIdentifier | Features | TagNumber |  | 1.000000 |  |  |  |  | WarrantyDurationParts | AccessibilityPerformance | CodePerformance | Color | Constituents | Grade | Metal - Aluminium | ModelReference | NominalHeight | NominalLength | Shape | SustainabilityPerformance | WarrantyDurationLabor | FIXED | WarrantyGuarantorParts | ExpectedLife | ReplacementCost | NominalWidth | 23-25 20 14 11 11 11 | Curtain Wall Frames | [5 empty] | Perpendicular to Face | F | 0.000000 | 209129 | 0.025000 | 0.025000 | 0.150000 | 0.000000
2357 | Curtain Wall:Storefront:256998 |  |  |  | 257015 |  | New Construction |  |  |  |  | 124174 | 118809 | Reference |  | 50 x 150mm | Size | 209254 | 196718,196719,196720,205864,209248,209249,209250,209251,209252,209253 | Manufacturer |  | 2g$QZpOGbBUxSNx_ZgxJHw | 1 | Rectangular Mullion:50 x 150mm:50 x 150mm:257015 |  | InstallationDate | 2357 | WarrantyGuarantorLabor |  | ModelLabel |  | WarrantyDescription |  |  | ProductionYear | [6 empty] | Finish |  |  | SerialNumber | WarrantyStartDate | BarCode | AssetIdentifier | Features | TagNumber |  | 1.500257 |  |  |  |  | WarrantyDurationParts | AccessibilityPerformance | CodePerformance | Color | Constituents | Grade | Metal - Aluminium | ModelReference | NominalHeight | NominalLength | Shape | SustainabilityPerformance | WarrantyDurationLabor | FIXED | WarrantyGuarantorParts | ExpectedLife | ReplacementCost | NominalWidth | 23-25 20 14 11 11 11 | Curtain Wall Frames | [5 empty] | Perpendicular to Face | F | 0.000000 | 209129 | 0.025000 | 0.025000 | 0.150000 | 0.000000
2358 | Curtain Wall:Storefront:256998 |  |  |  | 257016 |  | New Construction |  |  |  |  | 124175 | 118810 | Reference |  | 50 x 150mm | Size | 209254 | 196721,196722,196723,205864,209248,209249,209250,209251,209252,209253 | Manufacturer |  | 2g$QZpOGbBUxSNx_ZgxJHr | 1 | Rectangular Mullion:50 x 150mm:50 x 150mm:257016 |  | InstallationDate | 2358 | WarrantyGuarantorLabor |  | ModelLabel |  | WarrantyDescription |  |  | ProductionYear | [6 empty] | Finish |  |  | SerialNumber | WarrantyStartDate | BarCode | AssetIdentifier | Features | TagNumber |  | 1.500257 |  |  |  |  | WarrantyDurationParts | AccessibilityPerformance | CodePerformance | Color | Constituents | Grade | Metal - Aluminium | ModelReference | NominalHeight | NominalLength | Shape | SustainabilityPerformance | WarrantyDurationLabor | FIXED | WarrantyGuarantorParts | ExpectedLife | ReplacementCost | NominalWidth | 23-25 20 14 11 11 11 | Curtain Wall Frames | [5 empty] | Perpendicular to Face | F | 0.000000 | 209129 | 0.025000 | 0.025000 | 0.150000 | 0.000000
2359 | Curtain Wall:Storefront:256998 |  |  |  | 257017 |  | New Construction |  |  |  |  | 124176 | 118811 | Reference |  | 50 x 150mm | Size | 209254 | 196724,196725,196726,204140,209248,209249,209250,209251,209252,209253 | Manufacturer |  | 2g$QZpOGbBUxSNx_ZgxJHq | 1 | Rectangular Mullion:50 x 150mm:50 x 150mm:257017 |  | InstallationDate | 2359 | WarrantyGuarantorLabor |  | ModelLabel |  | WarrantyDescription |  |  | ProductionYear | [6 empty] | Finish |  |  | SerialNumber | WarrantyStartDate | BarCode | AssetIdentifier | Features | TagNumber |  | 0.950000 |  |  |  |  | WarrantyDurationParts | AccessibilityPerformance | CodePerformance | Color | Constituents | Grade | Metal - Aluminium | ModelReference | NominalHeight | NominalLength | Shape | SustainabilityPerformance | WarrantyDurationLabor | FIXED | WarrantyGuarantorParts | ExpectedLife | ReplacementCost | NominalWidth | 23-25 20 14 11 11 11 | Curtain Wall Frames | [5 empty] | Perpendicular to Face | F | 0.000000 | 209129 | 0.025000 | 0.025000 | 0.150000 | 0.000000
2360 | Curtain Wall:Storefront:256998 |  |  |  | 257018 |  | New Construction |  |  |  |  | 124177 | 118812 | Reference |  | 50 x 150mm | Size | 209254 | 196727,196728,196729,204141,209248,209249,209250,209251,209252,209253 | Manufacturer |  | 2g$QZpOGbBUxSNx_ZgxJHt | 1 | Rectangular Mullion:50 x 150mm:50 x 150mm:257018 |  | InstallationDate | 2360 | WarrantyGuarantorLabor |  | ModelLabel |  | WarrantyDescription |  |  | ProductionYear | [6 empty] | Finish |  |  | SerialNumber | WarrantyStartDate | BarCode | AssetIdentifier | Features | TagNumber |  | 1.585000 |  |  |  |  | WarrantyDurationParts | AccessibilityPerformance | CodePerformance | Color | Constituents | Grade | Metal - Aluminium | ModelReference | NominalHeight | NominalLength | Shape | SustainabilityPerformance | WarrantyDurationLabor | FIXED | WarrantyGuarantorParts | ExpectedLife | ReplacementCost | NominalWidth | 23-25 20 14 11 11 11 | Curtain Wall Frames | [5 empty] | Perpendicular to Face | F | 0.000000 | 209129 | 0.025000 | 0.025000 | 0.150000 | 0.000000
2361 | Curtain Wall:Storefront:256998 |  |  |  | 257019 |  | New Construction |  |  |  |  | 124178 | 118813 | Reference |  | 50 x 150mm | Size | 209254 | 196730,196731,196732,208911,209248,209249,209250,209251,209252,209253 | Manufacturer |  | 2g$QZpOGbBUxSNx_ZgxJHs | 1 | Rectangular Mullion:50 x 150mm:50 x 150mm:257019 |  | InstallationDate | 2361 | WarrantyGuarantorLabor |  | ModelLabel |  | WarrantyDescription |  |  | ProductionYear | [6 empty] | Finish |  |  | SerialNumber | WarrantyStartDate | BarCode | AssetIdentifier | Features | TagNumber |  | 1.535000 |  |  |  |  | WarrantyDurationParts | AccessibilityPerformance | CodePerformance | Color | Constituents | Grade | Metal - Aluminium | ModelReference | NominalHeight | NominalLength | Shape | SustainabilityPerformance | WarrantyDurationLabor | FIXED | WarrantyGuarantorParts | ExpectedLife | ReplacementCost | NominalWidth | 23-25 20 14 11 11 11 | Curtain Wall Frames | [5 empty] | Perpendicular to Face | F | 0.000000 | 209129 | 0.025000 | 0.025000 | 0.150000 | 0.000000
2362 | Curtain Wall:Storefront:256998 |  |  |  | 257655 |  | New Construction |  |  |  |  | 124179 | 118814 | Reference |  | 50 x 150mm | Size | 209254 | 196733,196734,196735,209076,209248,209249,209250,209251,209252,209253 | Manufacturer |  | 2g$QZpOGbBUxSNx_ZgxJ7w | 1 | Rectangular Mullion:50 x 150mm:50 x 150mm:257655 |  | InstallationDate | 2362 | WarrantyGuarantorLabor |  | ModelLabel |  | WarrantyDescription |  |  | ProductionYear | [6 empty] | Finish |  |  | SerialNumber | WarrantyStartDate | BarCode | AssetIdentifier | Features | TagNumber |  | 1.535000 |  |  |  |  | WarrantyDurationParts | AccessibilityPerformance | CodePerformance | Color | Constituents | Grade | Metal - Aluminium | ModelReference | NominalHeight | NominalLength | Shape | SustainabilityPerformance | WarrantyDurationLabor | FIXED | WarrantyGuarantorParts | ExpectedLife | ReplacementCost | NominalWidth | 23-25 20 14 11 11 11 | Curtain Wall Frames | [5 empty] | Perpendicular to Face | F | 0.000000 | 209129 | 0.025000 | 0.025000 | 0.150000 | 0.000000
2363 | Curtain Wall:Storefront:256998 |  |  |  | 257663 |  | New Construction |  |  |  |  | 124180 | 118815 | Reference |  | 50 x 150mm | Size | 209254 | 196736,196737,196738,209076,209248,209249,209250,209251,209252,209253 | Manufacturer |  | 2g$QZpOGbBUxSNx_ZgxJ7o | 1 | Rectangular Mullion:50 x 150mm:50 x 150mm:257663 |  | InstallationDate | 2363 | WarrantyGuarantorLabor |  | ModelLabel |  | WarrantyDescription |  |  | ProductionYear | [6 empty] | Finish |  |  | SerialNumber | WarrantyStartDate | BarCode | AssetIdentifier | Features | TagNumber |  | 1.535000 |  |  |  |  | WarrantyDurationParts | AccessibilityPerformance | CodePerformance | Color | Constituents | Grade | Metal - Aluminium | ModelReference | NominalHeight | NominalLength | Shape | SustainabilityPerformance | WarrantyDurationLabor | FIXED | WarrantyGuarantorParts | ExpectedLife | ReplacementCost | NominalWidth | 23-25 20 14 11 11 11 | Curtain Wall Frames | [5 empty] | Perpendicular to Face | F | 0.000000 | 209129 | 0.025000 | 0.025000 | 0.150000 | 0.000000
2364 | Curtain Wall:Storefront:256998 |  |  |  | 257667 |  | New Construction |  |  |  |  | 124181 | 118816 | Reference |  | 50 x 150mm | Size | 209254 | 196739,196740,196741,209076,209248,209249,209250,209251,209252,209253 | Manufacturer |  | 2g$QZpOGbBUxSNx_ZgxJ4E | 1 | Rectangular Mullion:50 x 150mm:50 x 150mm:257667 |  | InstallationDate | 2364 | WarrantyGuarantorLabor |  | ModelLabel |  | WarrantyDescription |  |  | ProductionYear | [6 empty] | Finish |  |  | SerialNumber | WarrantyStartDate | BarCode | AssetIdentifier | Features | TagNumber |  | 1.535000 |  |  |  |  | WarrantyDurationParts | AccessibilityPerformance | CodePerformance | Color | Constituents | Grade | Metal - Aluminium | ModelReference | NominalHeight | NominalLength | Shape | SustainabilityPerformance | WarrantyDurationLabor | FIXED | WarrantyGuarantorParts | ExpectedLife | ReplacementCost | NominalWidth | 23-25 20 14 11 11 11 | Curtain Wall Frames | [5 empty] | Perpendicular to Face | F | 0.000000 | 209129 | 0.025000 | 0.025000 | 0.150000 | 0.000000
2365 | Curtain Wall:Storefront:258059 |  |  |  | 258067 |  | New Construction |  |  |  |  | 124189 | 118821 | Reference |  | 50 x 150mm | Size | 209254 | 196780,196781,196782,205860,209248,209249,209250,209251,209252,209253 | Manufacturer |  | 0$T_kKFfj6eQu9LjJc1LCG | 1 | Rectangular Mullion:50 x 150mm:50 x 150mm:258067 |  | InstallationDate | 2365 | WarrantyGuarantorLabor |  | ModelLabel |  | WarrantyDescription |  |  | ProductionYear | [6 empty] | Finish |  |  | SerialNumber | WarrantyStartDate | BarCode | AssetIdentifier | Features | TagNumber |  | 1.000000 |  |  |  |  | WarrantyDurationParts | AccessibilityPerformance | CodePerformance | Color | Constituents | Grade | Metal - Aluminium | ModelReference | NominalHeight | NominalLength | Shape | SustainabilityPerformance | WarrantyDurationLabor | FIXED | WarrantyGuarantorParts | ExpectedLife | ReplacementCost | NominalWidth | 23-25 20 14 11 11 11 | Curtain Wall Frames | [5 empty] | Perpendicular to Face | F | 0.000000 | 209130 | 0.025000 | 0.025000 | 0.150000 | 0.000000
2366 | Curtain Wall:Storefront:258059 |  |  |  | 258068 |  | New Construction |  |  |  |  | 124190 | 118822 | Reference |  | 50 x 150mm | Size | 209254 | 196783,196784,196785,205861,209248,209249,209250,209251,209252,209253 | Manufacturer |  | 0$T_kKFfj6eQu9LjJc1LCN | 1 | Rectangular Mullion:50 x 150mm:50 x 150mm:258068 |  | InstallationDate | 2366 | WarrantyGuarantorLabor |  | ModelLabel |  | WarrantyDescription |  |  | ProductionYear | [6 empty] | Finish |  |  | SerialNumber | WarrantyStartDate | BarCode | AssetIdentifier | Features | TagNumber |  | 1.000000 |  |  |  |  | WarrantyDurationParts | AccessibilityPerformance | CodePerformance | Color | Constituents | Grade | Metal - Aluminium | ModelReference | NominalHeight | NominalLength | Shape | SustainabilityPerformance | WarrantyDurationLabor | FIXED | WarrantyGuarantorParts | ExpectedLife | ReplacementCost | NominalWidth | 23-25 20 14 11 11 11 | Curtain Wall Frames | [5 empty] | Perpendicular to Face | F | 0.000000 | 209130 | 0.025000 | 0.025000 | 0.150000 | 0.000000
2367 | Curtain Wall:Storefront:258059 |  |  |  | 258069 |  | New Construction |  |  |  |  | 124191 | 118823 | Reference |  | 50 x 150mm | Size | 209254 | 196786,196787,196788,205866,209248,209249,209250,209251,209252,209253 | Manufacturer |  | 0$T_kKFfj6eQu9LjJc1LCM | 1 | Rectangular Mullion:50 x 150mm:50 x 150mm:258069 |  | InstallationDate | 2367 | WarrantyGuarantorLabor |  | ModelLabel |  | WarrantyDescription |  |  | ProductionYear | [6 empty] | Finish |  |  | SerialNumber | WarrantyStartDate | BarCode | AssetIdentifier | Features | TagNumber |  | 1.500000 |  |  |  |  | WarrantyDurationParts | AccessibilityPerformance | CodePerformance | Color | Constituents | Grade | Metal - Aluminium | ModelReference | NominalHeight | NominalLength | Shape | SustainabilityPerformance | WarrantyDurationLabor | FIXED | WarrantyGuarantorParts | ExpectedLife | ReplacementCost | NominalWidth | 23-25 20 14 11 11 11 | Curtain Wall Frames | [5 empty] | Perpendicular to Face | F | 0.000000 | 209130 | 0.025000 | 0.025000 | 0.150000 | 0.000000
2368 | Curtain Wall:Storefront:258059 |  |  |  | 258070 |  | New Construction |  |  |  |  | 124192 | 118824 | Reference |  | 50 x 150mm | Size | 209254 | 196789,196790,196791,205866,209248,209249,209250,209251,209252,209253 | Manufacturer |  | 0$T_kKFfj6eQu9LjJc1LCL | 1 | Rectangular Mullion:50 x 150mm:50 x 150mm:258070 |  | InstallationDate | 2368 | WarrantyGuarantorLabor |  | ModelLabel |  | WarrantyDescription |  |  | ProductionYear | [6 empty] | Finish |  |  | SerialNumber | WarrantyStartDate | BarCode | AssetIdentifier | Features | TagNumber |  | 1.500000 |  |  |  |  | WarrantyDurationParts | AccessibilityPerformance | CodePerformance | Color | Constituents | Grade | Metal - Aluminium | ModelReference | NominalHeight | NominalLength | Shape | SustainabilityPerformance | WarrantyDurationLabor | FIXED | WarrantyGuarantorParts | ExpectedLife | ReplacementCost | NominalWidth | 23-25 20 14 11 11 11 | Curtain Wall Frames | [5 empty] | Perpendicular to Face | F | 0.000000 | 209130 | 0.025000 | 0.025000 | 0.150000 | 0.000000
2369 | Curtain Wall:Storefront:258059 |  |  |  | 258071 |  | New Construction |  |  |  |  | 124193 | 118825 | Reference |  | 50 x 150mm | Size | 209254 | 196792,196793,196794,205863,209248,209249,209250,209251,209252,209253 | Manufacturer |  | 0$T_kKFfj6eQu9LjJc1LCK | 1 | Rectangular Mullion:50 x 150mm:50 x 150mm:258071 |  | InstallationDate | 2369 | WarrantyGuarantorLabor |  | ModelLabel |  | WarrantyDescription |  |  | ProductionYear | [6 empty] | Finish |  |  | SerialNumber | WarrantyStartDate | BarCode | AssetIdentifier | Features | TagNumber |  | 1.000000 |  |  |  |  | WarrantyDurationParts | AccessibilityPerformance | CodePerformance | Color | Constituents | Grade | Metal - Aluminium | ModelReference | NominalHeight | NominalLength | Shape | SustainabilityPerformance | WarrantyDurationLabor | FIXED | WarrantyGuarantorParts | ExpectedLife | ReplacementCost | NominalWidth | 23-25 20 14 11 11 11 | Curtain Wall Frames | [5 empty] | Perpendicular to Face | F | 0.000000 | 209130 | 0.025000 | 0.025000 | 0.150000 | 0.000000
2370 | Curtain Wall:Storefront:258059 |  |  |  | 258072 |  | New Construction |  |  |  |  | 124194 | 118826 | Reference |  | 50 x 150mm | Size | 209254 | 196795,196796,196797,205867,209248,209249,209250,209251,209252,209253 | Manufacturer |  | 0$T_kKFfj6eQu9LjJc1LCR | 1 | Rectangular Mullion:50 x 150mm:50 x 150mm:258072 |  | InstallationDate | 2370 | WarrantyGuarantorLabor |  | ModelLabel |  | WarrantyDescription |  |  | ProductionYear | [6 empty] | Finish |  |  | SerialNumber | WarrantyStartDate | BarCode | AssetIdentifier | Features | TagNumber |  | 1.500000 |  |  |  |  | WarrantyDurationParts | AccessibilityPerformance | CodePerformance | Color | Constituents | Grade | Metal - Aluminium | ModelReference | NominalHeight | NominalLength | Shape | SustainabilityPerformance | WarrantyDurationLabor | FIXED | WarrantyGuarantorParts | ExpectedLife | ReplacementCost | NominalWidth | 23-25 20 14 11 11 11 | Curtain Wall Frames | [5 empty] | Perpendicular to Face | F | 0.000000 | 209130 | 0.025000 | 0.025000 | 0.150000 | 0.000000
2371 | Curtain Wall:Storefront:258059 |  |  |  | 258073 |  | New Construction |  |  |  |  | 124195 | 118827 | Reference |  | 50 x 150mm | Size | 209254 | 196798,196799,196800,205867,209248,209249,209250,209251,209252,209253 | Manufacturer |  | 0$T_kKFfj6eQu9LjJc1LCQ | 1 | Rectangular Mullion:50 x 150mm:50 x 150mm:258073 |  | InstallationDate | 2371 | WarrantyGuarantorLabor |  | ModelLabel |  | WarrantyDescription |  |  | ProductionYear | [6 empty] | Finish |  |  | SerialNumber | WarrantyStartDate | BarCode | AssetIdentifier | Features | TagNumber |  | 1.500000 |  |  |  |  | WarrantyDurationParts | AccessibilityPerformance | CodePerformance | Color | Constituents | Grade | Metal - Aluminium | ModelReference | NominalHeight | NominalLength | Shape | SustainabilityPerformance | WarrantyDurationLabor | FIXED | WarrantyGuarantorParts | ExpectedLife | ReplacementCost | NominalWidth | 23-25 20 14 11 11 11 | Curtain Wall Frames | [5 empty] | Perpendicular to Face | F | 0.000000 | 209130 | 0.025000 | 0.025000 | 0.150000 | 0.000000
2372 | Curtain Wall:Storefront:258059 |  |  |  | 258074 |  | New Construction |  |  |  |  | 124196 | 118828 | Reference |  | 50 x 150mm | Size | 209254 | 196801,196802,196803,204142,209248,209249,209250,209251,209252,209253 | Manufacturer |  | 0$T_kKFfj6eQu9LjJc1LCP | 1 | Rectangular Mullion:50 x 150mm:50 x 150mm:258074 |  | InstallationDate | 2372 | WarrantyGuarantorLabor |  | ModelLabel |  | WarrantyDescription |  |  | ProductionYear | [6 empty] | Finish |  |  | SerialNumber | WarrantyStartDate | BarCode | AssetIdentifier | Features | TagNumber |  | 1.000000 |  |  |  |  | WarrantyDurationParts | AccessibilityPerformance | CodePerformance | Color | Constituents | Grade | Metal - Aluminium | ModelReference | NominalHeight | NominalLength | Shape | SustainabilityPerformance | WarrantyDurationLabor | FIXED | WarrantyGuarantorParts | ExpectedLife | ReplacementCost | NominalWidth | 23-25 20 14 11 11 11 | Curtain Wall Frames | [5 empty] | Perpendicular to Face | F | 0.000000 | 209130 | 0.025000 | 0.025000 | 0.150000 | 0.000000
2373 | Curtain Wall:Storefront:258059 |  |  |  | 258075 |  | New Construction |  |  |  |  | 124197 | 118829 | Reference |  | 50 x 150mm | Size | 209254 | 196804,196805,196806,205868,209248,209249,209250,209251,209252,209253 | Manufacturer |  | 0$T_kKFfj6eQu9LjJc1LCO | 1 | Rectangular Mullion:50 x 150mm:50 x 150mm:258075 |  | InstallationDate | 2373 | WarrantyGuarantorLabor |  | ModelLabel |  | WarrantyDescription |  |  | ProductionYear | [6 empty] | Finish |  |  | SerialNumber | WarrantyStartDate | BarCode | AssetIdentifier | Features | TagNumber |  | 1.535000 |  |  |  |  | WarrantyDurationParts | AccessibilityPerformance | CodePerformance | Color | Constituents | Grade | Metal - Aluminium | ModelReference | NominalHeight | NominalLength | Shape | SustainabilityPerformance | WarrantyDurationLabor | FIXED | WarrantyGuarantorParts | ExpectedLife | ReplacementCost | NominalWidth | 23-25 20 14 11 11 11 | Curtain Wall Frames | [5 empty] | Perpendicular to Face | F | 0.000000 | 209130 | 0.025000 | 0.025000 | 0.150000 | 0.000000
2374 | Curtain Wall:Storefront:258059 |  |  |  | 258076 |  | New Construction |  |  |  |  | 124198 | 118830 | Reference |  | 50 x 150mm | Size | 209254 | 196807,196808,196809,208911,209248,209249,209250,209251,209252,209253 | Manufacturer |  | 0$T_kKFfj6eQu9LjJc1LCV | 1 | Rectangular Mullion:50 x 150mm:50 x 150mm:258076 |  | InstallationDate | 2374 | WarrantyGuarantorLabor |  | ModelLabel |  | WarrantyDescription |  |  | ProductionYear | [6 empty] | Finish |  |  | SerialNumber | WarrantyStartDate | BarCode | AssetIdentifier | Features | TagNumber |  | 1.535000 |  |  |  |  | WarrantyDurationParts | AccessibilityPerformance | CodePerformance | Color | Constituents | Grade | Metal - Aluminium | ModelReference | NominalHeight | NominalLength | Shape | SustainabilityPerformance | WarrantyDurationLabor | FIXED | WarrantyGuarantorParts | ExpectedLife | ReplacementCost | NominalWidth | 23-25 20 14 11 11 11 | Curtain Wall Frames | [5 empty] | Perpendicular to Face | F | 0.000000 | 209130 | 0.025000 | 0.025000 | 0.150000 | 0.000000
2375 | Curtain Wall:Storefront:258059 |  |  |  | 258517 |  | New Construction |  |  |  |  | 124199 | 118831 | Reference |  | 50 x 150mm | Size | 209254 | 196810,196811,196812,209076,209248,209249,209250,209251,209252,209253 | Manufacturer |  | 0$T_kKFfj6eQu9LjJc1LBM | 1 | Rectangular Mullion:50 x 150mm:50 x 150mm:258517 |  | InstallationDate | 2375 | WarrantyGuarantorLabor |  | ModelLabel |  | WarrantyDescription |  |  | ProductionYear | [6 empty] | Finish |  |  | SerialNumber | WarrantyStartDate | BarCode | AssetIdentifier | Features | TagNumber |  | 1.535000 |  |  |  |  | WarrantyDurationParts | AccessibilityPerformance | CodePerformance | Color | Constituents | Grade | Metal - Aluminium | ModelReference | NominalHeight | NominalLength | Shape | SustainabilityPerformance | WarrantyDurationLabor | FIXED | WarrantyGuarantorParts | ExpectedLife | ReplacementCost | NominalWidth | 23-25 20 14 11 11 11 | Curtain Wall Frames | [5 empty] | Perpendicular to Face | F | 0.000000 | 209130 | 0.025000 | 0.025000 | 0.150000 | 0.000000
2376 | Curtain Wall:Storefront:258059 |  |  |  | 258521 |  | New Construction |  |  |  |  | 124200 | 118832 | Reference |  | 50 x 150mm | Size | 209254 | 196813,196814,196815,209076,209248,209249,209250,209251,209252,209253 | Manufacturer |  | 0$T_kKFfj6eQu9LjJc1LBQ | 1 | Rectangular Mullion:50 x 150mm:50 x 150mm:258521 |  | InstallationDate | 2376 | WarrantyGuarantorLabor |  | ModelLabel |  | WarrantyDescription |  |  | ProductionYear | [6 empty] | Finish |  |  | SerialNumber | WarrantyStartDate | BarCode | AssetIdentifier | Features | TagNumber |  | 1.535000 |  |  |  |  | WarrantyDurationParts | AccessibilityPerformance | CodePerformance | Color | Constituents | Grade | Metal - Aluminium | ModelReference | NominalHeight | NominalLength | Shape | SustainabilityPerformance | WarrantyDurationLabor | FIXED | WarrantyGuarantorParts | ExpectedLife | ReplacementCost | NominalWidth | 23-25 20 14 11 11 11 | Curtain Wall Frames | [5 empty] | Perpendicular to Face | F | 0.000000 | 209130 | 0.025000 | 0.025000 | 0.150000 | 0.000000
2377 | Curtain Wall:Storefront:258059 |  |  |  | 258525 |  | New Construction |  |  |  |  | 124201 | 118833 | Reference |  | 50 x 150mm | Size | 209254 | 196816,196817,196818,209076,209248,209249,209250,209251,209252,209253 | Manufacturer |  | 0$T_kKFfj6eQu9LjJc1LBU | 1 | Rectangular Mullion:50 x 150mm:50 x 150mm:258525 |  | InstallationDate | 2377 | WarrantyGuarantorLabor |  | ModelLabel |  | WarrantyDescription |  |  | ProductionYear | [6 empty] | Finish |  |  | SerialNumber | WarrantyStartDate | BarCode | AssetIdentifier | Features | TagNumber |  | 1.535000 |  |  |  |  | WarrantyDurationParts | AccessibilityPerformance | CodePerformance | Color | Constituents | Grade | Metal - Aluminium | ModelReference | NominalHeight | NominalLength | Shape | SustainabilityPerformance | WarrantyDurationLabor | FIXED | WarrantyGuarantorParts | ExpectedLife | ReplacementCost | NominalWidth | 23-25 20 14 11 11 11 | Curtain Wall Frames | [5 empty] | Perpendicular to Face | F | 0.000000 | 209130 | 0.025000 | 0.025000 | 0.150000 | 0.000000
2378 | Curtain Wall:Storefront:258775 |  |  |  | 258783 |  | New Construction |  |  |  |  | 124208 | 118837 | Reference |  | 50 x 150mm | Size | 209254 | 196854,196855,196856,204144,209248,209249,209250,209251,209252,209253 | Manufacturer |  | 0$T_kKFfj6eQu9LjJc1L7S | 1 | Rectangular Mullion:50 x 150mm:50 x 150mm:258783 |  | InstallationDate | 2378 | WarrantyGuarantorLabor |  | ModelLabel |  | WarrantyDescription |  |  | ProductionYear | [6 empty] | Finish |  |  | SerialNumber | WarrantyStartDate | BarCode | AssetIdentifier | Features | TagNumber |  | 1.500000 |  |  |  |  | WarrantyDurationParts | AccessibilityPerformance | CodePerformance | Color | Constituents | Grade | Metal - Aluminium | ModelReference | NominalHeight | NominalLength | Shape | SustainabilityPerformance | WarrantyDurationLabor | FIXED | WarrantyGuarantorParts | ExpectedLife | ReplacementCost | NominalWidth | 23-25 20 14 11 11 11 | Curtain Wall Frames | [5 empty] | Perpendicular to Face | F | 0.000000 | 209101 | 0.025000 | 0.025000 | 0.150000 | 0.000000
2379 | Curtain Wall:Storefront:258775 |  |  |  | 258784 |  | New Construction |  |  |  |  | 124209 | 118838 | Reference |  | 50 x 150mm | Size | 209254 | 196857,196858,196859,204145,209248,209249,209250,209251,209252,209253 | Manufacturer |  | 0$T_kKFfj6eQu9LjJc1L7Z | 1 | Rectangular Mullion:50 x 150mm:50 x 150mm:258784 |  | InstallationDate | 2379 | WarrantyGuarantorLabor |  | ModelLabel |  | WarrantyDescription |  |  | ProductionYear | [6 empty] | Finish |  |  | SerialNumber | WarrantyStartDate | BarCode | AssetIdentifier | Features | TagNumber |  | 1.500000 |  |  |  |  | WarrantyDurationParts | AccessibilityPerformance | CodePerformance | Color | Constituents | Grade | Metal - Aluminium | ModelReference | NominalHeight | NominalLength | Shape | SustainabilityPerformance | WarrantyDurationLabor | FIXED | WarrantyGuarantorParts | ExpectedLife | ReplacementCost | NominalWidth | 23-25 20 14 11 11 11 | Curtain Wall Frames | [5 empty] | Perpendicular to Face | F | 0.000000 | 209101 | 0.025000 | 0.025000 | 0.150000 | 0.000000
2380 | Curtain Wall:Storefront:258775 |  |  |  | 258785 |  | New Construction |  |  |  |  | 124210 | 118839 | Reference |  | 50 x 150mm | Size | 209254 | 196860,196861,196862,204146,209248,209249,209250,209251,209252,209253 | Manufacturer |  | 0$T_kKFfj6eQu9LjJc1L7Y | 1 | Rectangular Mullion:50 x 150mm:50 x 150mm:258785 |  | InstallationDate | 2380 | WarrantyGuarantorLabor |  | ModelLabel |  | WarrantyDescription |  |  | ProductionYear | [6 empty] | Finish |  |  | SerialNumber | WarrantyStartDate | BarCode | AssetIdentifier | Features | TagNumber |  | 1.000000 |  |  |  |  | WarrantyDurationParts | AccessibilityPerformance | CodePerformance | Color | Constituents | Grade | Metal - Aluminium | ModelReference | NominalHeight | NominalLength | Shape | SustainabilityPerformance | WarrantyDurationLabor | FIXED | WarrantyGuarantorParts | ExpectedLife | ReplacementCost | NominalWidth | 23-25 20 14 11 11 11 | Curtain Wall Frames | [5 empty] | Perpendicular to Face | F | 0.000000 | 209101 | 0.025000 | 0.025000 | 0.150000 | 0.000000
2381 | Curtain Wall:Storefront:258775 |  |  |  | 258787 |  | New Construction |  |  |  |  | 124211 | 118840 | Reference |  | 50 x 150mm | Size | 209254 | 196863,196864,196865,204147,209248,209249,209250,209251,209252,209253 | Manufacturer |  | 0$T_kKFfj6eQu9LjJc1L7W | 1 | Rectangular Mullion:50 x 150mm:50 x 150mm:258787 |  | InstallationDate | 2381 | WarrantyGuarantorLabor |  | ModelLabel |  | WarrantyDescription |  |  | ProductionYear | [6 empty] | Finish |  |  | SerialNumber | WarrantyStartDate | BarCode | AssetIdentifier | Features | TagNumber |  | 1.500000 |  |  |  |  | WarrantyDurationParts | AccessibilityPerformance | CodePerformance | Color | Constituents | Grade | Metal - Aluminium | ModelReference | NominalHeight | NominalLength | Shape | SustainabilityPerformance | WarrantyDurationLabor | FIXED | WarrantyGuarantorParts | ExpectedLife | ReplacementCost | NominalWidth | 23-25 20 14 11 11 11 | Curtain Wall Frames | [5 empty] | Perpendicular to Face | F | 0.000000 | 209101 | 0.025000 | 0.025000 | 0.150000 | 0.000000
2382 | Curtain Wall:Storefront:258775 |  |  |  | 258788 |  | New Construction |  |  |  |  | 124212 | 118841 | Reference |  | 50 x 150mm | Size | 209254 | 196866,196867,196868,204148,209248,209249,209250,209251,209252,209253 | Manufacturer |  | 0$T_kKFfj6eQu9LjJc1L7d | 1 | Rectangular Mullion:50 x 150mm:50 x 150mm:258788 |  | InstallationDate | 2382 | WarrantyGuarantorLabor |  | ModelLabel |  | WarrantyDescription |  |  | ProductionYear | [6 empty] | Finish |  |  | SerialNumber | WarrantyStartDate | BarCode | AssetIdentifier | Features | TagNumber |  | 1.000000 |  |  |  |  | WarrantyDurationParts | AccessibilityPerformance | CodePerformance | Color | Constituents | Grade | Metal - Aluminium | ModelReference | NominalHeight | NominalLength | Shape | SustainabilityPerformance | WarrantyDurationLabor | FIXED | WarrantyGuarantorParts | ExpectedLife | ReplacementCost | NominalWidth | 23-25 20 14 11 11 11 | Curtain Wall Frames | [5 empty] | Perpendicular to Face | F | 0.000000 | 209101 | 0.025000 | 0.025000 | 0.150000 | 0.000000
2383 | Curtain Wall:Storefront:258775 |  |  |  | 258789 |  | New Construction |  |  |  |  | 124213 | 118842 | Reference |  | 50 x 150mm | Size | 209254 | 196869,196870,196871,204149,209248,209249,209250,209251,209252,209253 | Manufacturer |  | 0$T_kKFfj6eQu9LjJc1L7c | 1 | Rectangular Mullion:50 x 150mm:50 x 150mm:258789 |  | InstallationDate | 2383 | WarrantyGuarantorLabor |  | ModelLabel |  | WarrantyDescription |  |  | ProductionYear | [6 empty] | Finish |  |  | SerialNumber | WarrantyStartDate | BarCode | AssetIdentifier | Features | TagNumber |  | 1.500000 |  |  |  |  | WarrantyDurationParts | AccessibilityPerformance | CodePerformance | Color | Constituents | Grade | Metal - Aluminium | ModelReference | NominalHeight | NominalLength | Shape | SustainabilityPerformance | WarrantyDurationLabor | FIXED | WarrantyGuarantorParts | ExpectedLife | ReplacementCost | NominalWidth | 23-25 20 14 11 11 11 | Curtain Wall Frames | [5 empty] | Perpendicular to Face | F | 0.000000 | 209101 | 0.025000 | 0.025000 | 0.150000 | 0.000000
2384 | Curtain Wall:Storefront:258775 |  |  |  | 258791 |  | New Construction |  |  |  |  | 124214 | 118843 | Reference |  | 50 x 150mm | Size | 209254 | 196872,196873,196874,205868,209248,209249,209250,209251,209252,209253 | Manufacturer |  | 0$T_kKFfj6eQu9LjJc1L7a | 1 | Rectangular Mullion:50 x 150mm:50 x 150mm:258791 |  | InstallationDate | 2384 | WarrantyGuarantorLabor |  | ModelLabel |  | WarrantyDescription |  |  | ProductionYear | [6 empty] | Finish |  |  | SerialNumber | WarrantyStartDate | BarCode | AssetIdentifier | Features | TagNumber |  | 1.535000 |  |  |  |  | WarrantyDurationParts | AccessibilityPerformance | CodePerformance | Color | Constituents | Grade | Metal - Aluminium | ModelReference | NominalHeight | NominalLength | Shape | SustainabilityPerformance | WarrantyDurationLabor | FIXED | WarrantyGuarantorParts | ExpectedLife | ReplacementCost | NominalWidth | 23-25 20 14 11 11 11 | Curtain Wall Frames | [5 empty] | Perpendicular to Face | F | 0.000000 | 209101 | 0.025000 | 0.025000 | 0.150000 | 0.000000
2385 | Curtain Wall:Storefront:258775 |  |  |  | 258792 |  | New Construction |  |  |  |  | 124215 | 118844 | Reference |  | 50 x 150mm | Size | 209254 | 196875,196876,196877,208911,209248,209249,209250,209251,209252,209253 | Manufacturer |  | 0$T_kKFfj6eQu9LjJc1L7h | 1 | Rectangular Mullion:50 x 150mm:50 x 150mm:258792 |  | InstallationDate | 2385 | WarrantyGuarantorLabor |  | ModelLabel |  | WarrantyDescription |  |  | ProductionYear | [6 empty] | Finish |  |  | SerialNumber | WarrantyStartDate | BarCode | AssetIdentifier | Features | TagNumber |  | 1.535000 |  |  |  |  | WarrantyDurationParts | AccessibilityPerformance | CodePerformance | Color | Constituents | Grade | Metal - Aluminium | ModelReference | NominalHeight | NominalLength | Shape | SustainabilityPerformance | WarrantyDurationLabor | FIXED | WarrantyGuarantorParts | ExpectedLife | ReplacementCost | NominalWidth | 23-25 20 14 11 11 11 | Curtain Wall Frames | [5 empty] | Perpendicular to Face | F | 0.000000 | 209101 | 0.025000 | 0.025000 | 0.150000 | 0.000000
2386 | Curtain Wall:Storefront:258775 |  |  |  | 259271 |  | New Construction |  |  |  |  | 124216 | 118845 | Reference |  | 50 x 150mm | Size | 209254 | 196878,196879,196880,209076,209248,209249,209250,209251,209252,209253 | Manufacturer |  | 0$T_kKFfj6eQu9LjJc1LV4 | 1 | Rectangular Mullion:50 x 150mm:50 x 150mm:259271 |  | InstallationDate | 2386 | WarrantyGuarantorLabor |  | ModelLabel |  | WarrantyDescription |  |  | ProductionYear | [6 empty] | Finish |  |  | SerialNumber | WarrantyStartDate | BarCode | AssetIdentifier | Features | TagNumber |  | 1.535000 |  |  |  |  | WarrantyDurationParts | AccessibilityPerformance | CodePerformance | Color | Constituents | Grade | Metal - Aluminium | ModelReference | NominalHeight | NominalLength | Shape | SustainabilityPerformance | WarrantyDurationLabor | FIXED | WarrantyGuarantorParts | ExpectedLife | ReplacementCost | NominalWidth | 23-25 20 14 11 11 11 | Curtain Wall Frames | [5 empty] | Perpendicular to Face | F | 0.000000 | 209101 | 0.025000 | 0.025000 | 0.150000 | 0.000000
2387 | Curtain Wall:Storefront:258775 |  |  |  | 259278 |  | New Construction |  |  |  |  | 124217 | 118846 | Reference |  | 50 x 150mm | Size | 209254 | 196881,196882,196883,209076,209248,209249,209250,209251,209252,209253 | Manufacturer |  | 0$T_kKFfj6eQu9LjJc1LVD | 1 | Rectangular Mullion:50 x 150mm:50 x 150mm:259278 |  | InstallationDate | 2387 | WarrantyGuarantorLabor |  | ModelLabel |  | WarrantyDescription |  |  | ProductionYear | [6 empty] | Finish |  |  | SerialNumber | WarrantyStartDate | BarCode | AssetIdentifier | Features | TagNumber |  | 1.535000 |  |  |  |  | WarrantyDurationParts | AccessibilityPerformance | CodePerformance | Color | Constituents | Grade | Metal - Aluminium | ModelReference | NominalHeight | NominalLength | Shape | SustainabilityPerformance | WarrantyDurationLabor | FIXED | WarrantyGuarantorParts | ExpectedLife | ReplacementCost | NominalWidth | 23-25 20 14 11 11 11 | Curtain Wall Frames | [5 empty] | Perpendicular to Face | F | 0.000000 | 209101 | 0.025000 | 0.025000 | 0.150000 | 0.000000
2388 | Curtain Wall:Storefront:263355 |  |  |  | 263371 |  | New Construction |  |  |  |  | 124260 | 118888 | Reference |  | 50 x 150mm | Size | 209254 | 197098,197099,197100,205873,209248,209249,209250,209251,209252,209253 | Manufacturer |  | 0otfaO0qPDAhynjJ6DnLWF | 1 | Rectangular Mullion:50 x 150mm:50 x 150mm:263371 |  | InstallationDate | 2388 | WarrantyGuarantorLabor |  | ModelLabel |  | WarrantyDescription |  |  | ProductionYear | [6 empty] | Finish |  |  | SerialNumber | WarrantyStartDate | BarCode | AssetIdentifier | Features | TagNumber |  | 0.935000 |  |  |  |  | WarrantyDurationParts | AccessibilityPerformance | CodePerformance | Color | Constituents | Grade | Metal - Aluminium | ModelReference | NominalHeight | NominalLength | Shape | SustainabilityPerformance | WarrantyDurationLabor | FIXED | WarrantyGuarantorParts | ExpectedLife | ReplacementCost | NominalWidth | 23-25 20 14 11 11 11 | Curtain Wall Frames | [5 empty] | Perpendicular to Face | F | 0.000000 | 209198 | 0.025000 | 0.025000 | 0.150000 | 0.000000
2389 | Curtain Wall:Storefront:263355 |  |  |  | 263372 |  | New Construction |  |  |  |  | 124261 | 118889 | Reference |  | 50 x 150mm | Size | 209254 | 197101,197102,197103,204151,209248,209249,209250,209251,209252,209253 | Manufacturer |  | 0otfaO0qPDAhynjJ6DnLW8 | 1 | Rectangular Mullion:50 x 150mm:50 x 150mm:263372 |  | InstallationDate | 2389 | WarrantyGuarantorLabor |  | ModelLabel |  | WarrantyDescription |  |  | ProductionYear | [6 empty] | Finish |  |  | SerialNumber | WarrantyStartDate | BarCode | AssetIdentifier | Features | TagNumber |  | 1.800000 |  |  |  |  | WarrantyDurationParts | AccessibilityPerformance | CodePerformance | Color | Constituents | Grade | Metal - Aluminium | ModelReference | NominalHeight | NominalLength | Shape | SustainabilityPerformance | WarrantyDurationLabor | FIXED | WarrantyGuarantorParts | ExpectedLife | ReplacementCost | NominalWidth | 23-25 20 14 11 11 11 | Curtain Wall Frames | [5 empty] | Perpendicular to Face | F | 0.000000 | 209198 | 0.025000 | 0.025000 | 0.150000 | 0.000000
2390 | Curtain Wall:Storefront:263355 |  |  |  | 263373 |  | New Construction |  |  |  |  | 124262 | 118890 | Reference |  | 50 x 150mm | Size | 209254 | 197104,197105,197106,205873,209248,209249,209250,209251,209252,209253 | Manufacturer |  | 0otfaO0qPDAhynjJ6DnLW9 | 1 | Rectangular Mullion:50 x 150mm:50 x 150mm:263373 |  | InstallationDate | 2390 | WarrantyGuarantorLabor |  | ModelLabel |  | WarrantyDescription |  |  | ProductionYear | [6 empty] | Finish |  |  | SerialNumber | WarrantyStartDate | BarCode | AssetIdentifier | Features | TagNumber |  | 0.935000 |  |  |  |  | WarrantyDurationParts | AccessibilityPerformance | CodePerformance | Color | Constituents | Grade | Metal - Aluminium | ModelReference | NominalHeight | NominalLength | Shape | SustainabilityPerformance | WarrantyDurationLabor | FIXED | WarrantyGuarantorParts | ExpectedLife | ReplacementCost | NominalWidth | 23-25 20 14 11 11 11 | Curtain Wall Frames | [5 empty] | Perpendicular to Face | F | 0.000000 | 209198 | 0.025000 | 0.025000 | 0.150000 | 0.000000
2391 | Curtain Wall:Storefront:263355 |  |  |  | 263374 |  | New Construction |  |  |  |  | 124263 | 118891 | Reference |  | 50 x 150mm | Size | 209254 | 197107,197108,197109,209061,209248,209249,209250,209251,209252,209253 | Manufacturer |  | 0otfaO0qPDAhynjJ6DnLWA | 1 | Rectangular Mullion:50 x 150mm:50 x 150mm:263374 |  | InstallationDate | 2391 | WarrantyGuarantorLabor |  | ModelLabel |  | WarrantyDescription |  |  | ProductionYear | [6 empty] | Finish |  |  | SerialNumber | WarrantyStartDate | BarCode | AssetIdentifier | Features | TagNumber |  | 2.400000 |  |  |  |  | WarrantyDurationParts | AccessibilityPerformance | CodePerformance | Color | Constituents | Grade | Metal - Aluminium | ModelReference | NominalHeight | NominalLength | Shape | SustainabilityPerformance | WarrantyDurationLabor | FIXED | WarrantyGuarantorParts | ExpectedLife | ReplacementCost | NominalWidth | 23-25 20 14 11 11 11 | Curtain Wall Frames | [5 empty] | Perpendicular to Face | F | 0.000000 | 209198 | 0.025000 | 0.025000 | 0.150000 | 0.000000
2392 | Curtain Wall:Storefront:263355 |  |  |  | 263375 |  | New Construction |  |  |  |  | 124264 | 118892 | Reference |  | 50 x 150mm | Size | 209254 | 197110,197111,197112,204152,209248,209249,209250,209251,209252,209253 | Manufacturer |  | 0otfaO0qPDAhynjJ6DnLWB | 1 | Rectangular Mullion:50 x 150mm:50 x 150mm:263375 |  | InstallationDate | 2392 | WarrantyGuarantorLabor |  | ModelLabel |  | WarrantyDescription |  |  | ProductionYear | [6 empty] | Finish |  |  | SerialNumber | WarrantyStartDate | BarCode | AssetIdentifier | Features | TagNumber |  | 1.335000 |  |  |  |  | WarrantyDurationParts | AccessibilityPerformance | CodePerformance | Color | Constituents | Grade | Metal - Aluminium | ModelReference | NominalHeight | NominalLength | Shape | SustainabilityPerformance | WarrantyDurationLabor | FIXED | WarrantyGuarantorParts | ExpectedLife | ReplacementCost | NominalWidth | 23-25 20 14 11 11 11 | Curtain Wall Frames | [5 empty] | Perpendicular to Face | F | 0.000000 | 209198 | 0.025000 | 0.025000 | 0.150000 | 0.000000
2393 | Curtain Wall:Storefront:263355 |  |  |  | 263376 |  | New Construction |  |  |  |  | 124265 | 118893 | Reference |  | 50 x 150mm | Size | 209254 | 197113,197114,197115,204153,209248,209249,209250,209251,209252,209253 | Manufacturer |  | 0otfaO0qPDAhynjJ6DnLWK | 1 | Rectangular Mullion:50 x 150mm:50 x 150mm:263376 |  | InstallationDate | 2393 | WarrantyGuarantorLabor |  | ModelLabel |  | WarrantyDescription |  |  | ProductionYear | [6 empty] | Finish |  |  | SerialNumber | WarrantyStartDate | BarCode | AssetIdentifier | Features | TagNumber |  | 1.205664 |  |  |  |  | WarrantyDurationParts | AccessibilityPerformance | CodePerformance | Color | Constituents | Grade | Metal - Aluminium | ModelReference | NominalHeight | NominalLength | Shape | SustainabilityPerformance | WarrantyDurationLabor | FIXED | WarrantyGuarantorParts | ExpectedLife | ReplacementCost | NominalWidth | 23-25 20 14 11 11 11 | Curtain Wall Frames | [5 empty] | Perpendicular to Face | F | 0.000000 | 209198 | 0.025000 | 0.025000 | 0.150000 | 0.000000
2394 | Curtain Wall:Storefront:263355 |  |  |  | 263377 |  | New Construction |  |  |  |  | 124266 | 118894 | Reference |  | 50 x 150mm | Size | 209254 | 197116,197117,197118,204154,209248,209249,209250,209251,209252,209253 | Manufacturer |  | 0otfaO0qPDAhynjJ6DnLWL | 1 | Rectangular Mullion:50 x 150mm:50 x 150mm:263377 |  | InstallationDate | 2394 | WarrantyGuarantorLabor |  | ModelLabel |  | WarrantyDescription |  |  | ProductionYear | [6 empty] | Finish |  |  | SerialNumber | WarrantyStartDate | BarCode | AssetIdentifier | Features | TagNumber |  | 0.040000 |  |  |  |  | WarrantyDurationParts | AccessibilityPerformance | CodePerformance | Color | Constituents | Grade | Metal - Aluminium | ModelReference | NominalHeight | NominalLength | Shape | SustainabilityPerformance | WarrantyDurationLabor | FIXED | WarrantyGuarantorParts | ExpectedLife | ReplacementCost | NominalWidth | 23-25 20 14 11 11 11 | Curtain Wall Frames | [5 empty] | Perpendicular to Face | F | 0.000000 | 209198 | 0.025000 | 0.025000 | 0.150000 | 0.000000
2395 | Curtain Wall:Storefront:263355 |  |  |  | 264729 |  | New Construction |  |  |  |  | 124273 | 118901 | Reference |  | 50 x 150mm | Size | 209254 | 197137,197138,197139,204159,209248,209249,209250,209251,209252,209253 | Manufacturer |  | 0otfaO0qPDAhynjJ6DnLRT | 1 | Rectangular Mullion:50 x 150mm:50 x 150mm:264729 |  | InstallationDate | 2395 | WarrantyGuarantorLabor |  | ModelLabel |  | WarrantyDescription |  |  | ProductionYear | [6 empty] | Finish |  |  | SerialNumber | WarrantyStartDate | BarCode | AssetIdentifier | Features | TagNumber |  | 1.036569 |  |  |  |  | WarrantyDurationParts | AccessibilityPerformance | CodePerformance | Color | Constituents | Grade | Metal - Aluminium | ModelReference | NominalHeight | NominalLength | Shape | SustainabilityPerformance | WarrantyDurationLabor | FIXED | WarrantyGuarantorParts | ExpectedLife | ReplacementCost | NominalWidth | 23-25 20 14 11 11 11 | Curtain Wall Frames | [5 empty] | Perpendicular to Face | F | 0.000000 | 209198 | 0.025000 | 0.025000 | 0.150000 | 0.000000
2396 | Curtain Wall:Storefront:263355 |  |  |  | 264730 |  | New Construction |  |  |  |  | 124274 | 118902 | Reference |  | 50 x 150mm | Size | 209254 | 197140,197141,197142,204160,209248,209249,209250,209251,209252,209253 | Manufacturer |  | 0otfaO0qPDAhynjJ6DnLRU | 1 | Rectangular Mullion:50 x 150mm:50 x 150mm:264730 |  | InstallationDate | 2396 | WarrantyGuarantorLabor |  | ModelLabel |  | WarrantyDescription |  |  | ProductionYear | [6 empty] | Finish |  |  | SerialNumber | WarrantyStartDate | BarCode | AssetIdentifier | Features | TagNumber |  | 1.036569 |  |  |  |  | WarrantyDurationParts | AccessibilityPerformance | CodePerformance | Color | Constituents | Grade | Metal - Aluminium | ModelReference | NominalHeight | NominalLength | Shape | SustainabilityPerformance | WarrantyDurationLabor | FIXED | WarrantyGuarantorParts | ExpectedLife | ReplacementCost | NominalWidth | 23-25 20 14 11 11 11 | Curtain Wall Frames | [5 empty] | Perpendicular to Face | F | 0.000000 | 209198 | 0.025000 | 0.025000 | 0.150000 | 0.000000
2397 | Curtain Wall:Storefront:263355 |  |  |  | 264731 |  | New Construction |  |  |  |  | 124275 | 118903 | Reference |  | 50 x 150mm | Size | 209254 | 197143,197144,197145,204161,209248,209249,209250,209251,209252,209253 | Manufacturer |  | 0otfaO0qPDAhynjJ6DnLRV | 1 | Rectangular Mullion:50 x 150mm:50 x 150mm:264731 |  | InstallationDate | 2397 | WarrantyGuarantorLabor |  | ModelLabel |  | WarrantyDescription |  |  | ProductionYear | [6 empty] | Finish |  |  | SerialNumber | WarrantyStartDate | BarCode | AssetIdentifier | Features | TagNumber |  | 1.856287 |  |  |  |  | WarrantyDurationParts | AccessibilityPerformance | CodePerformance | Color | Constituents | Grade | Metal - Aluminium | ModelReference | NominalHeight | NominalLength | Shape | SustainabilityPerformance | WarrantyDurationLabor | FIXED | WarrantyGuarantorParts | ExpectedLife | ReplacementCost | NominalWidth | 23-25 20 14 11 11 11 | Curtain Wall Frames | [5 empty] | Perpendicular to Face | F | 0.000000 | 209198 | 0.025000 | 0.025000 | 0.150000 | 0.000000
2398 | Curtain Wall:Storefront:263355 |  |  |  | 264748 |  | New Construction |  |  |  |  | 124276 | 118904 | Reference |  | 50 x 150mm | Size | 209254 | 197146,197147,197148,204162,209248,209249,209250,209251,209252,209253 | Manufacturer |  | 0otfaO0qPDAhynjJ6DnLRe | 1 | Rectangular Mullion:50 x 150mm:50 x 150mm:264748 |  | InstallationDate | 2398 | WarrantyGuarantorLabor |  | ModelLabel |  | WarrantyDescription |  |  | ProductionYear | [6 empty] | Finish |  |  | SerialNumber | WarrantyStartDate | BarCode | AssetIdentifier | Features | TagNumber |  | 0.040000 |  |  |  |  | WarrantyDurationParts | AccessibilityPerformance | CodePerformance | Color | Constituents | Grade | Metal - Aluminium | ModelReference | NominalHeight | NominalLength | Shape | SustainabilityPerformance | WarrantyDurationLabor | FIXED | WarrantyGuarantorParts | ExpectedLife | ReplacementCost | NominalWidth | 23-25 20 14 11 11 11 | Curtain Wall Frames | [5 empty] | Perpendicular to Face | F | 0.000000 | 209198 | 0.025000 | 0.025000 | 0.150000 | 0.000000
2399 | Curtain Wall:Storefront:263355 |  |  |  | 264749 |  | New Construction |  |  |  |  | 124277 | 118905 | Reference |  | 50 x 150mm | Size | 209254 | 197149,197150,197151,204163,209248,209249,209250,209251,209252,209253 | Manufacturer |  | 0otfaO0qPDAhynjJ6DnLRf | 1 | Rectangular Mullion:50 x 150mm:50 x 150mm:264749 |  | InstallationDate | 2399 | WarrantyGuarantorLabor |  | ModelLabel |  | WarrantyDescription |  |  | ProductionYear | [6 empty] | Finish |  |  | SerialNumber | WarrantyStartDate | BarCode | AssetIdentifier | Features | TagNumber |  | 1.205664 |  |  |  |  | WarrantyDurationParts | AccessibilityPerformance | CodePerformance | Color | Constituents | Grade | Metal - Aluminium | ModelReference | NominalHeight | NominalLength | Shape | SustainabilityPerformance | WarrantyDurationLabor | FIXED | WarrantyGuarantorParts | ExpectedLife | ReplacementCost | NominalWidth | 23-25 20 14 11 11 11 | Curtain Wall Frames | [5 empty] | Perpendicular to Face | F | 0.000000 | 209198 | 0.025000 | 0.025000 | 0.150000 | 0.000000
2400 | Curtain Wall:Storefront:263355 |  |  |  | 264750 |  | New Construction |  |  |  |  | 124278 | 118906 | Reference |  | 50 x 150mm | Size | 209254 | 197152,197153,197154,204164,209248,209249,209250,209251,209252,209253 | Manufacturer |  | 0otfaO0qPDAhynjJ6DnLRg | 1 | Rectangular Mullion:50 x 150mm:50 x 150mm:264750 |  | InstallationDate | 2400 | WarrantyGuarantorLabor |  | ModelLabel |  | WarrantyDescription |  |  | ProductionYear | [6 empty] | Finish |  |  | SerialNumber | WarrantyStartDate | BarCode | AssetIdentifier | Features | TagNumber |  | 1.335000 |  |  |  |  | WarrantyDurationParts | AccessibilityPerformance | CodePerformance | Color | Constituents | Grade | Metal - Aluminium | ModelReference | NominalHeight | NominalLength | Shape | SustainabilityPerformance | WarrantyDurationLabor | FIXED | WarrantyGuarantorParts | ExpectedLife | ReplacementCost | NominalWidth | 23-25 20 14 11 11 11 | Curtain Wall Frames | [5 empty] | Perpendicular to Face | F | 0.000000 | 209198 | 0.025000 | 0.025000 | 0.150000 | 0.000000
2401 | Curtain Wall:Storefront:263355 |  |  |  | 264751 |  | New Construction |  |  |  |  | 124279 | 118907 | Reference |  | 50 x 150mm | Size | 209254 | 197155,197156,197157,209062,209248,209249,209250,209251,209252,209253 | Manufacturer |  | 0otfaO0qPDAhynjJ6DnLRh | 1 | Rectangular Mullion:50 x 150mm:50 x 150mm:264751 |  | InstallationDate | 2401 | WarrantyGuarantorLabor |  | ModelLabel |  | WarrantyDescription |  |  | ProductionYear | [6 empty] | Finish |  |  | SerialNumber | WarrantyStartDate | BarCode | AssetIdentifier | Features | TagNumber |  | 2.400000 |  |  |  |  | WarrantyDurationParts | AccessibilityPerformance | CodePerformance | Color | Constituents | Grade | Metal - Aluminium | ModelReference | NominalHeight | NominalLength | Shape | SustainabilityPerformance | WarrantyDurationLabor | FIXED | WarrantyGuarantorParts | ExpectedLife | ReplacementCost | NominalWidth | 23-25 20 14 11 11 11 | Curtain Wall Frames | [5 empty] | Perpendicular to Face | F | 0.000000 | 209198 | 0.025000 | 0.025000 | 0.150000 | 0.000000
2402 | Curtain Wall:Storefront:263355 |  |  |  | 264752 |  | New Construction |  |  |  |  | 124280 | 118908 | Reference |  | 50 x 150mm | Size | 209254 | 197158,197159,197160,208983,209248,209249,209250,209251,209252,209253 | Manufacturer |  | 0otfaO0qPDAhynjJ6DnLRq | 1 | Rectangular Mullion:50 x 150mm:50 x 150mm:264752 |  | InstallationDate | 2402 | WarrantyGuarantorLabor |  | ModelLabel |  | WarrantyDescription |  |  | ProductionYear | [6 empty] | Finish |  |  | SerialNumber | WarrantyStartDate | BarCode | AssetIdentifier | Features | TagNumber |  | 0.935000 |  |  |  |  | WarrantyDurationParts | AccessibilityPerformance | CodePerformance | Color | Constituents | Grade | Metal - Aluminium | ModelReference | NominalHeight | NominalLength | Shape | SustainabilityPerformance | WarrantyDurationLabor | FIXED | WarrantyGuarantorParts | ExpectedLife | ReplacementCost | NominalWidth | 23-25 20 14 11 11 11 | Curtain Wall Frames | [5 empty] | Perpendicular to Face | F | 0.000000 | 209198 | 0.025000 | 0.025000 | 0.150000 | 0.000000
2403 | Curtain Wall:Storefront:263355 |  |  |  | 264753 |  | New Construction |  |  |  |  | 124281 | 118909 | Reference |  | 50 x 150mm | Size | 209254 | 197161,197162,197163,205875,209248,209249,209250,209251,209252,209253 | Manufacturer |  | 0otfaO0qPDAhynjJ6DnLRr | 1 | Rectangular Mullion:50 x 150mm:50 x 150mm:264753 |  | InstallationDate | 2403 | WarrantyGuarantorLabor |  | ModelLabel |  | WarrantyDescription |  |  | ProductionYear | [6 empty] | Finish |  |  | SerialNumber | WarrantyStartDate | BarCode | AssetIdentifier | Features | TagNumber |  | 1.800000 |  |  |  |  | WarrantyDurationParts | AccessibilityPerformance | CodePerformance | Color | Constituents | Grade | Metal - Aluminium | ModelReference | NominalHeight | NominalLength | Shape | SustainabilityPerformance | WarrantyDurationLabor | FIXED | WarrantyGuarantorParts | ExpectedLife | ReplacementCost | NominalWidth | 23-25 20 14 11 11 11 | Curtain Wall Frames | [5 empty] | Perpendicular to Face | F | 0.000000 | 209198 | 0.025000 | 0.025000 | 0.150000 | 0.000000
2404 | Curtain Wall:Storefront:263355 |  |  |  | 264754 |  | New Construction |  |  |  |  | 124282 | 118910 | Reference |  | 50 x 150mm | Size | 209254 | 197164,197165,197166,208983,209248,209249,209250,209251,209252,209253 | Manufacturer |  | 0otfaO0qPDAhynjJ6DnLRs | 1 | Rectangular Mullion:50 x 150mm:50 x 150mm:264754 |  | InstallationDate | 2404 | WarrantyGuarantorLabor |  | ModelLabel |  | WarrantyDescription |  |  | ProductionYear | [6 empty] | Finish |  |  | SerialNumber | WarrantyStartDate | BarCode | AssetIdentifier | Features | TagNumber |  | 0.935000 |  |  |  |  | WarrantyDurationParts | AccessibilityPerformance | CodePerformance | Color | Constituents | Grade | Metal - Aluminium | ModelReference | NominalHeight | NominalLength | Shape | SustainabilityPerformance | WarrantyDurationLabor | FIXED | WarrantyGuarantorParts | ExpectedLife | ReplacementCost | NominalWidth | 23-25 20 14 11 11 11 | Curtain Wall Frames | [5 empty] | Perpendicular to Face | F | 0.000000 | 209198 | 0.025000 | 0.025000 | 0.150000 | 0.000000
2405 | Curtain Wall:Storefront:263355 |  |  |  | 264758 |  | New Construction |  |  |  |  | 124283 | 118911 | Reference |  | 50 x 150mm | Size | 209254 | 197167,197168,197169,205876,209248,209249,209250,209251,209252,209253 | Manufacturer |  | 0otfaO0qPDAhynjJ6DnLRo | 1 | Rectangular Mullion:50 x 150mm:50 x 150mm:264758 |  | InstallationDate | 2405 | WarrantyGuarantorLabor |  | ModelLabel |  | WarrantyDescription |  |  | ProductionYear | [6 empty] | Finish |  |  | SerialNumber | WarrantyStartDate | BarCode | AssetIdentifier | Features | TagNumber |  | 0.040000 |  |  |  |  | WarrantyDurationParts | AccessibilityPerformance | CodePerformance | Color | Constituents | Grade | Metal - Aluminium | ModelReference | NominalHeight | NominalLength | Shape | SustainabilityPerformance | WarrantyDurationLabor | FIXED | WarrantyGuarantorParts | ExpectedLife | ReplacementCost | NominalWidth | 23-25 20 14 11 11 11 | Curtain Wall Frames | [5 empty] | Perpendicular to Face | F | 0.000000 | 209198 | 0.025000 | 0.025000 | 0.150000 | 0.000000
2406 | Curtain Wall:Storefront:263355 |  |  |  | 264759 |  | New Construction |  |  |  |  | 124284 | 118912 | Reference |  | 50 x 150mm | Size | 209254 | 197170,197171,197172,205876,209248,209249,209250,209251,209252,209253 | Manufacturer |  | 0otfaO0qPDAhynjJ6DnLRp | 1 | Rectangular Mullion:50 x 150mm:50 x 150mm:264759 |  | InstallationDate | 2406 | WarrantyGuarantorLabor |  | ModelLabel |  | WarrantyDescription |  |  | ProductionYear | [6 empty] | Finish |  |  | SerialNumber | WarrantyStartDate | BarCode | AssetIdentifier | Features | TagNumber |  | 0.040000 |  |  |  |  | WarrantyDurationParts | AccessibilityPerformance | CodePerformance | Color | Constituents | Grade | Metal - Aluminium | ModelReference | NominalHeight | NominalLength | Shape | SustainabilityPerformance | WarrantyDurationLabor | FIXED | WarrantyGuarantorParts | ExpectedLife | ReplacementCost | NominalWidth | 23-25 20 14 11 11 11 | Curtain Wall Frames | [5 empty] | Perpendicular to Face | F | 0.000000 | 209198 | 0.025000 | 0.025000 | 0.150000 | 0.000000
2407 | Curtain Wall:Storefront:263355 |  |  |  | 265061 |  | New Construction |  |  |  |  | 124285 | 118913 | Reference |  | 50 x 150mm | Size | 209254 | 197173,197174,197175,205877,209248,209249,209250,209251,209252,209253 | Manufacturer |  | 0otfaO0qPDAhynjJ6DnLUX | 1 | Rectangular Mullion:50 x 150mm:50 x 150mm:265061 |  | InstallationDate | 2407 | WarrantyGuarantorLabor |  | ModelLabel |  | WarrantyDescription |  |  | ProductionYear | [6 empty] | Finish |  |  | SerialNumber | WarrantyStartDate | BarCode | AssetIdentifier | Features | TagNumber |  | 1.335000 |  |  |  |  | WarrantyDurationParts | AccessibilityPerformance | CodePerformance | Color | Constituents | Grade | Metal - Aluminium | ModelReference | NominalHeight | NominalLength | Shape | SustainabilityPerformance | WarrantyDurationLabor | FIXED | WarrantyGuarantorParts | ExpectedLife | ReplacementCost | NominalWidth | 23-25 20 14 11 11 11 | Curtain Wall Frames | [5 empty] | Perpendicular to Face | F | 0.000000 | 209198 | 0.025000 | 0.025000 | 0.150000 | 0.000000
2408 | Curtain Wall:Storefront:263355 |  |  |  | 265062 |  | New Construction |  |  |  |  | 124286 | 118914 | Reference |  | 50 x 150mm | Size | 209254 | 197176,197177,197178,209035,209248,209249,209250,209251,209252,209253 | Manufacturer |  | 0otfaO0qPDAhynjJ6DnLUY | 1 | Rectangular Mullion:50 x 150mm:50 x 150mm:265062 |  | InstallationDate | 2408 | WarrantyGuarantorLabor |  | ModelLabel |  | WarrantyDescription |  |  | ProductionYear | [6 empty] | Finish |  |  | SerialNumber | WarrantyStartDate | BarCode | AssetIdentifier | Features | TagNumber |  | 2.400000 |  |  |  |  | WarrantyDurationParts | AccessibilityPerformance | CodePerformance | Color | Constituents | Grade | Metal - Aluminium | ModelReference | NominalHeight | NominalLength | Shape | SustainabilityPerformance | WarrantyDurationLabor | FIXED | WarrantyGuarantorParts | ExpectedLife | ReplacementCost | NominalWidth | 23-25 20 14 11 11 11 | Curtain Wall Frames | [5 empty] | Perpendicular to Face | F | 0.000000 | 209198 | 0.025000 | 0.025000 | 0.150000 | 0.000000
2409 | Curtain Wall:Storefront:263355 |  |  |  | 265072 |  | New Construction |  |  |  |  | 124287 | 118915 | Reference |  | 50 x 150mm | Size | 209254 | 197179,197180,197181,205877,209248,209249,209250,209251,209252,209253 | Manufacturer |  | 0otfaO0qPDAhynjJ6DnLUq | 1 | Rectangular Mullion:50 x 150mm:50 x 150mm:265072 |  | InstallationDate | 2409 | WarrantyGuarantorLabor |  | ModelLabel |  | WarrantyDescription |  |  | ProductionYear | [6 empty] | Finish |  |  | SerialNumber | WarrantyStartDate | BarCode | AssetIdentifier | Features | TagNumber |  | 1.335000 |  |  |  |  | WarrantyDurationParts | AccessibilityPerformance | CodePerformance | Color | Constituents | Grade | Metal - Aluminium | ModelReference | NominalHeight | NominalLength | Shape | SustainabilityPerformance | WarrantyDurationLabor | FIXED | WarrantyGuarantorParts | ExpectedLife | ReplacementCost | NominalWidth | 23-25 20 14 11 11 11 | Curtain Wall Frames | [5 empty] | Perpendicular to Face | F | 0.000000 | 209198 | 0.025000 | 0.025000 | 0.150000 | 0.000000
2410 | Curtain Wall:Storefront:263355 |  |  |  | 265073 |  | New Construction |  |  |  |  | 124288 | 118916 | Reference |  | 50 x 150mm | Size | 209254 | 197182,197183,197184,209035,209248,209249,209250,209251,209252,209253 | Manufacturer |  | 0otfaO0qPDAhynjJ6DnLUr | 1 | Rectangular Mullion:50 x 150mm:50 x 150mm:265073 |  | InstallationDate | 2410 | WarrantyGuarantorLabor |  | ModelLabel |  | WarrantyDescription |  |  | ProductionYear | [6 empty] | Finish |  |  | SerialNumber | WarrantyStartDate | BarCode | AssetIdentifier | Features | TagNumber |  | 2.400000 |  |  |  |  | WarrantyDurationParts | AccessibilityPerformance | CodePerformance | Color | Constituents | Grade | Metal - Aluminium | ModelReference | NominalHeight | NominalLength | Shape | SustainabilityPerformance | WarrantyDurationLabor | FIXED | WarrantyGuarantorParts | ExpectedLife | ReplacementCost | NominalWidth | 23-25 20 14 11 11 11 | Curtain Wall Frames | [5 empty] | Perpendicular to Face | F | 0.000000 | 209198 | 0.025000 | 0.025000 | 0.150000 | 0.000000
2411 | Curtain Wall:Storefront:263355 |  |  |  | 265080 |  | New Construction |  |  |  |  | 124289 | 118917 | Reference |  | 50 x 150mm | Size | 209254 | 197185,197186,197187,205875,209248,209249,209250,209251,209252,209253 | Manufacturer |  | 0otfaO0qPDAhynjJ6DnLUy | 1 | Rectangular Mullion:50 x 150mm:50 x 150mm:265080 |  | InstallationDate | 2411 | WarrantyGuarantorLabor |  | ModelLabel |  | WarrantyDescription |  |  | ProductionYear | [6 empty] | Finish |  |  | SerialNumber | WarrantyStartDate | BarCode | AssetIdentifier | Features | TagNumber |  | 1.800000 |  |  |  |  | WarrantyDurationParts | AccessibilityPerformance | CodePerformance | Color | Constituents | Grade | Metal - Aluminium | ModelReference | NominalHeight | NominalLength | Shape | SustainabilityPerformance | WarrantyDurationLabor | FIXED | WarrantyGuarantorParts | ExpectedLife | ReplacementCost | NominalWidth | 23-25 20 14 11 11 11 | Curtain Wall Frames | [5 empty] | Perpendicular to Face | F | 0.000000 | 209198 | 0.025000 | 0.025000 | 0.150000 | 0.000000
2412 | Curtain Wall:Storefront:263355 |  |  |  | 265081 |  | New Construction |  |  |  |  | 124290 | 118918 | Reference |  | 50 x 150mm | Size | 209254 | 197188,197189,197190,208983,209248,209249,209250,209251,209252,209253 | Manufacturer |  | 0otfaO0qPDAhynjJ6DnLUz | 1 | Rectangular Mullion:50 x 150mm:50 x 150mm:265081 |  | InstallationDate | 2412 | WarrantyGuarantorLabor |  | ModelLabel |  | WarrantyDescription |  |  | ProductionYear | [6 empty] | Finish |  |  | SerialNumber | WarrantyStartDate | BarCode | AssetIdentifier | Features | TagNumber |  | 0.935000 |  |  |  |  | WarrantyDurationParts | AccessibilityPerformance | CodePerformance | Color | Constituents | Grade | Metal - Aluminium | ModelReference | NominalHeight | NominalLength | Shape | SustainabilityPerformance | WarrantyDurationLabor | FIXED | WarrantyGuarantorParts | ExpectedLife | ReplacementCost | NominalWidth | 23-25 20 14 11 11 11 | Curtain Wall Frames | [5 empty] | Perpendicular to Face | F | 0.000000 | 209198 | 0.025000 | 0.025000 | 0.150000 | 0.000000
2413 | Curtain Wall:Storefront:263355 |  |  |  | 265082 |  | New Construction |  |  |  |  | 124291 | 118919 | Reference |  | 50 x 150mm | Size | 209254 | 197191,197192,197193,208983,209248,209249,209250,209251,209252,209253 | Manufacturer |  | 0otfaO0qPDAhynjJ6DnLU_ | 1 | Rectangular Mullion:50 x 150mm:50 x 150mm:265082 |  | InstallationDate | 2413 | WarrantyGuarantorLabor |  | ModelLabel |  | WarrantyDescription |  |  | ProductionYear | [6 empty] | Finish |  |  | SerialNumber | WarrantyStartDate | BarCode | AssetIdentifier | Features | TagNumber |  | 0.935000 |  |  |  |  | WarrantyDurationParts | AccessibilityPerformance | CodePerformance | Color | Constituents | Grade | Metal - Aluminium | ModelReference | NominalHeight | NominalLength | Shape | SustainabilityPerformance | WarrantyDurationLabor | FIXED | WarrantyGuarantorParts | ExpectedLife | ReplacementCost | NominalWidth | 23-25 20 14 11 11 11 | Curtain Wall Frames | [5 empty] | Perpendicular to Face | F | 0.000000 | 209198 | 0.025000 | 0.025000 | 0.150000 | 0.000000
2414 | Curtain Wall:Storefront:263355 |  |  |  | 265135 |  | New Construction |  |  |  |  | 124292 | 118920 | Reference |  | 50 x 150mm | Size | 209254 | 197194,197195,197196,204165,209248,209249,209250,209251,209252,209253 | Manufacturer |  | 0otfaO0qPDAhynjJ6DnLTh | 1 | Rectangular Mullion:50 x 150mm:50 x 150mm:265135 |  | InstallationDate | 2414 | WarrantyGuarantorLabor |  | ModelLabel |  | WarrantyDescription |  |  | ProductionYear | [6 empty] | Finish |  |  | SerialNumber | WarrantyStartDate | BarCode | AssetIdentifier | Features | TagNumber |  | 1.433930 |  |  |  |  | WarrantyDurationParts | AccessibilityPerformance | CodePerformance | Color | Constituents | Grade | Metal - Aluminium | ModelReference | NominalHeight | NominalLength | Shape | SustainabilityPerformance | WarrantyDurationLabor | FIXED | WarrantyGuarantorParts | ExpectedLife | ReplacementCost | NominalWidth | 23-25 20 14 11 11 11 | Curtain Wall Frames | [5 empty] | Perpendicular to Face | F | 0.000000 | 209198 | 0.025000 | 0.025000 | 0.150000 | 0.000000
2415 | Curtain Wall:Storefront:263355 |  |  |  | 265151 |  | New Construction |  |  |  |  | 124293 | 118921 | Reference |  | 50 x 150mm | Size | 209254 | 197197,197198,197199,204166,209248,209249,209250,209251,209252,209253 | Manufacturer |  | 0otfaO0qPDAhynjJ6DnLTx | 1 | Rectangular Mullion:50 x 150mm:50 x 150mm:265151 |  | InstallationDate | 2415 | WarrantyGuarantorLabor |  | ModelLabel |  | WarrantyDescription |  |  | ProductionYear | [6 empty] | Finish |  |  | SerialNumber | WarrantyStartDate | BarCode | AssetIdentifier | Features | TagNumber |  | 1.433930 |  |  |  |  | WarrantyDurationParts | AccessibilityPerformance | CodePerformance | Color | Constituents | Grade | Metal - Aluminium | ModelReference | NominalHeight | NominalLength | Shape | SustainabilityPerformance | WarrantyDurationLabor | FIXED | WarrantyGuarantorParts | ExpectedLife | ReplacementCost | NominalWidth | 23-25 20 14 11 11 11 | Curtain Wall Frames | [5 empty] | Perpendicular to Face | F | 0.000000 | 209198 | 0.025000 | 0.025000 | 0.150000 | 0.000000
2416 | Curtain Wall:Storefront - Interior:283067 |  |  |  | 283076 |  | New Construction |  |  |  |  | 124540 | 119142 | Reference |  | 50 x 150mm | Size | 209254 | 198466,198467,198468,204168,209248,209249,209250,209251,209252,209253 | Manufacturer |  | 0bpfxAz3XBrAx$RjFuHvho | 1 | Rectangular Mullion:50 x 150mm:50 x 150mm:283076 |  | InstallationDate | 2416 | WarrantyGuarantorLabor |  | ModelLabel |  | WarrantyDescription |  |  | ProductionYear | [6 empty] | Finish |  |  | SerialNumber | WarrantyStartDate | BarCode | AssetIdentifier | Features | TagNumber |  | 0.443999 |  |  |  |  | WarrantyDurationParts | AccessibilityPerformance | CodePerformance | Color | Constituents | Grade | Metal - Aluminium | ModelReference | NominalHeight | NominalLength | Shape | SustainabilityPerformance | WarrantyDurationLabor | FIXED | WarrantyGuarantorParts | ExpectedLife | ReplacementCost | NominalWidth | 23-25 20 14 11 11 11 | Curtain Wall Frames | [5 empty] | Perpendicular to Face | F | 0.000000 | 209104 | 0.025000 | 0.025000 | 0.150000 | 0.000000
2417 | Curtain Wall:Storefront - Interior:283067 |  |  |  | 283077 |  | New Construction |  |  |  |  | 124541 | 119143 | Reference |  | 50 x 150mm | Size | 209254 | 198469,198470,198471,204169,209248,209249,209250,209251,209252,209253 | Manufacturer |  | 0bpfxAz3XBrAx$RjFuHvhp | 1 | Rectangular Mullion:50 x 150mm:50 x 150mm:283077 |  | InstallationDate | 2417 | WarrantyGuarantorLabor |  | ModelLabel |  | WarrantyDescription |  |  | ProductionYear | [6 empty] | Finish |  |  | SerialNumber | WarrantyStartDate | BarCode | AssetIdentifier | Features | TagNumber |  | 0.901001 |  |  |  |  | WarrantyDurationParts | AccessibilityPerformance | CodePerformance | Color | Constituents | Grade | Metal - Aluminium | ModelReference | NominalHeight | NominalLength | Shape | SustainabilityPerformance | WarrantyDurationLabor | FIXED | WarrantyGuarantorParts | ExpectedLife | ReplacementCost | NominalWidth | 23-25 20 14 11 11 11 | Curtain Wall Frames | [5 empty] | Perpendicular to Face | F | 0.000000 | 209104 | 0.025000 | 0.025000 | 0.150000 | 0.000000
2418 | Curtain Wall:Storefront - Interior:283067 |  |  |  | 283078 |  | New Construction |  |  |  |  | 124542 | 119144 | Reference |  | 50 x 150mm | Size | 209254 | 198472,198473,198474,209061,209248,209249,209250,209251,209252,209253 | Manufacturer |  | 0bpfxAz3XBrAx$RjFuHvhm | 1 | Rectangular Mullion:50 x 150mm:50 x 150mm:283078 |  | InstallationDate | 2418 | WarrantyGuarantorLabor |  | ModelLabel |  | WarrantyDescription |  |  | ProductionYear | [6 empty] | Finish |  |  | SerialNumber | WarrantyStartDate | BarCode | AssetIdentifier | Features | TagNumber |  | 2.400000 |  |  |  |  | WarrantyDurationParts | AccessibilityPerformance | CodePerformance | Color | Constituents | Grade | Metal - Aluminium | ModelReference | NominalHeight | NominalLength | Shape | SustainabilityPerformance | WarrantyDurationLabor | FIXED | WarrantyGuarantorParts | ExpectedLife | ReplacementCost | NominalWidth | 23-25 20 14 11 11 11 | Curtain Wall Frames | [5 empty] | Perpendicular to Face | F | 0.000000 | 209104 | 0.025000 | 0.025000 | 0.150000 | 0.000000
2419 | Curtain Wall:Storefront - Interior:283067 |  |  |  | 283079 |  | New Construction |  |  |  |  | 124543 | 119145 | Reference |  | 50 x 150mm | Size | 209254 | 198475,198476,198477,209036,209248,209249,209250,209251,209252,209253 | Manufacturer |  | 0bpfxAz3XBrAx$RjFuHvhn | 1 | Rectangular Mullion:50 x 150mm:50 x 150mm:283079 |  | InstallationDate | 2419 | WarrantyGuarantorLabor |  | ModelLabel |  | WarrantyDescription |  |  | ProductionYear | [6 empty] | Finish |  |  | SerialNumber | WarrantyStartDate | BarCode | AssetIdentifier | Features | TagNumber |  | 0.400000 |  |  |  |  | WarrantyDurationParts | AccessibilityPerformance | CodePerformance | Color | Constituents | Grade | Metal - Aluminium | ModelReference | NominalHeight | NominalLength | Shape | SustainabilityPerformance | WarrantyDurationLabor | FIXED | WarrantyGuarantorParts | ExpectedLife | ReplacementCost | NominalWidth | 23-25 20 14 11 11 11 | Curtain Wall Frames | [5 empty] | Perpendicular to Face | F | 0.000000 | 209104 | 0.025000 | 0.025000 | 0.150000 | 0.000000
2420 | Curtain Wall:Storefront - Interior:283067 |  |  |  | 283080 |  | New Construction |  |  |  |  | 124544 | 119146 | Reference |  | 50 x 150mm | Size | 209254 | 198478,198479,198480,209037,209248,209249,209250,209251,209252,209253 | Manufacturer |  | 0bpfxAz3XBrAx$RjFuHvh_ | 1 | Rectangular Mullion:50 x 150mm:50 x 150mm:283080 |  | InstallationDate | 2420 | WarrantyGuarantorLabor |  | ModelLabel |  | WarrantyDescription |  |  | ProductionYear | [6 empty] | Finish |  |  | SerialNumber | WarrantyStartDate | BarCode | AssetIdentifier | Features | TagNumber |  | 0.400000 |  |  |  |  | WarrantyDurationParts | AccessibilityPerformance | CodePerformance | Color | Constituents | Grade | Metal - Aluminium | ModelReference | NominalHeight | NominalLength | Shape | SustainabilityPerformance | WarrantyDurationLabor | FIXED | WarrantyGuarantorParts | ExpectedLife | ReplacementCost | NominalWidth | 23-25 20 14 11 11 11 | Curtain Wall Frames | [5 empty] | Perpendicular to Face | F | 0.000000 | 209104 | 0.025000 | 0.025000 | 0.150000 | 0.000000
2421 | Curtain Wall:Storefront - Interior:283067 |  |  |  | 283081 |  | New Construction |  |  |  |  | 124545 | 119147 | Reference |  | 50 x 150mm | Size | 209254 | 198481,198482,198483,209062,209248,209249,209250,209251,209252,209253 | Manufacturer |  | 0bpfxAz3XBrAx$RjFuHvh$ | 1 | Rectangular Mullion:50 x 150mm:50 x 150mm:283081 |  | InstallationDate | 2421 | WarrantyGuarantorLabor |  | ModelLabel |  | WarrantyDescription |  |  | ProductionYear | [6 empty] | Finish |  |  | SerialNumber | WarrantyStartDate | BarCode | AssetIdentifier | Features | TagNumber |  | 2.400000 |  |  |  |  | WarrantyDurationParts | AccessibilityPerformance | CodePerformance | Color | Constituents | Grade | Metal - Aluminium | ModelReference | NominalHeight | NominalLength | Shape | SustainabilityPerformance | WarrantyDurationLabor | FIXED | WarrantyGuarantorParts | ExpectedLife | ReplacementCost | NominalWidth | 23-25 20 14 11 11 11 | Curtain Wall Frames | [5 empty] | Perpendicular to Face | F | 0.000000 | 209104 | 0.025000 | 0.025000 | 0.150000 | 0.000000
2422 | Curtain Wall:Storefront - Interior:283067 |  |  |  | 283082 |  | New Construction |  |  |  |  | 124546 | 119148 | Reference |  | 50 x 150mm | Size | 209254 | 198484,198485,198486,204170,209248,209249,209250,209251,209252,209253 | Manufacturer |  | 0bpfxAz3XBrAx$RjFuHvhy | 1 | Rectangular Mullion:50 x 150mm:50 x 150mm:283082 |  | InstallationDate | 2422 | WarrantyGuarantorLabor |  | ModelLabel |  | WarrantyDescription |  |  | ProductionYear | [6 empty] | Finish |  |  | SerialNumber | WarrantyStartDate | BarCode | AssetIdentifier | Features | TagNumber |  | 0.901001 |  |  |  |  | WarrantyDurationParts | AccessibilityPerformance | CodePerformance | Color | Constituents | Grade | Metal - Aluminium | ModelReference | NominalHeight | NominalLength | Shape | SustainabilityPerformance | WarrantyDurationLabor | FIXED | WarrantyGuarantorParts | ExpectedLife | ReplacementCost | NominalWidth | 23-25 20 14 11 11 11 | Curtain Wall Frames | [5 empty] | Perpendicular to Face | F | 0.000000 | 209104 | 0.025000 | 0.025000 | 0.150000 | 0.000000
2423 | Curtain Wall:Storefront - Interior:283067 |  |  |  | 285051 |  | New Construction |  |  |  |  | 124548 | 119150 | Reference |  | 50 x 150mm | Size | 209254 | 198490,198491,198492,204172,209248,209249,209250,209251,209252,209253 | Manufacturer |  | 0bpfxAz3XBrAx$RjFuHv9D | 1 | Rectangular Mullion:50 x 150mm:50 x 150mm:285051 |  | InstallationDate | 2423 | WarrantyGuarantorLabor |  | ModelLabel |  | WarrantyDescription |  |  | ProductionYear | [6 empty] | Finish |  |  | SerialNumber | WarrantyStartDate | BarCode | AssetIdentifier | Features | TagNumber |  | 0.926001 |  |  |  |  | WarrantyDurationParts | AccessibilityPerformance | CodePerformance | Color | Constituents | Grade | Metal - Aluminium | ModelReference | NominalHeight | NominalLength | Shape | SustainabilityPerformance | WarrantyDurationLabor | FIXED | WarrantyGuarantorParts | ExpectedLife | ReplacementCost | NominalWidth | 23-25 20 14 11 11 11 | Curtain Wall Frames | [5 empty] | Perpendicular to Face | F | 0.000000 | 209104 | 0.025000 | 0.025000 | 0.150000 | 0.000000
2424 | Curtain Wall:Storefront - Interior:283067 |  |  |  | 285052 |  | New Construction |  |  |  |  | 124549 | 119151 | Reference |  | 50 x 150mm | Size | 209254 | 198493,198494,198495,204173,209248,209249,209250,209251,209252,209253 | Manufacturer |  | 0bpfxAz3XBrAx$RjFuHv9A | 1 | Rectangular Mullion:50 x 150mm:50 x 150mm:285052 |  | InstallationDate | 2424 | WarrantyGuarantorLabor |  | ModelLabel |  | WarrantyDescription |  |  | ProductionYear | [6 empty] | Finish |  |  | SerialNumber | WarrantyStartDate | BarCode | AssetIdentifier | Features | TagNumber |  | 0.418999 |  |  |  |  | WarrantyDurationParts | AccessibilityPerformance | CodePerformance | Color | Constituents | Grade | Metal - Aluminium | ModelReference | NominalHeight | NominalLength | Shape | SustainabilityPerformance | WarrantyDurationLabor | FIXED | WarrantyGuarantorParts | ExpectedLife | ReplacementCost | NominalWidth | 23-25 20 14 11 11 11 | Curtain Wall Frames | [5 empty] | Perpendicular to Face | F | 0.000000 | 209104 | 0.025000 | 0.025000 | 0.150000 | 0.000000
2425 | Curtain Wall:Storefront - Interior:283067 |  |  |  | 285053 |  | New Construction |  |  |  |  | 124550 | 119152 | Reference |  | 50 x 150mm | Size | 209254 | 198496,198497,198498,204174,209248,209249,209250,209251,209252,209253 | Manufacturer |  | 0bpfxAz3XBrAx$RjFuHv9B | 1 | Rectangular Mullion:50 x 150mm:50 x 150mm:285053 |  | InstallationDate | 2425 | WarrantyGuarantorLabor |  | ModelLabel |  | WarrantyDescription |  |  | ProductionYear | [6 empty] | Finish |  |  | SerialNumber | WarrantyStartDate | BarCode | AssetIdentifier | Features | TagNumber |  | 0.418999 |  |  |  |  | WarrantyDurationParts | AccessibilityPerformance | CodePerformance | Color | Constituents | Grade | Metal - Aluminium | ModelReference | NominalHeight | NominalLength | Shape | SustainabilityPerformance | WarrantyDurationLabor | FIXED | WarrantyGuarantorParts | ExpectedLife | ReplacementCost | NominalWidth | 23-25 20 14 11 11 11 | Curtain Wall Frames | [5 empty] | Perpendicular to Face | F | 0.000000 | 209104 | 0.025000 | 0.025000 | 0.150000 | 0.000000
2426 | Curtain Wall:Storefront - Interior:283067 |  |  |  | 285054 |  | New Construction |  |  |  |  | 124551 | 119153 | Reference |  | 50 x 150mm | Size | 209254 | 198499,198500,198501,205879,209248,209249,209250,209251,209252,209253 | Manufacturer |  | 0bpfxAz3XBrAx$RjFuHv98 | 1 | Rectangular Mullion:50 x 150mm:50 x 150mm:285054 |  | InstallationDate | 2426 | WarrantyGuarantorLabor |  | ModelLabel |  | WarrantyDescription |  |  | ProductionYear | [6 empty] | Finish |  |  | SerialNumber | WarrantyStartDate | BarCode | AssetIdentifier | Features | TagNumber |  | 2.425000 |  |  |  |  | WarrantyDurationParts | AccessibilityPerformance | CodePerformance | Color | Constituents | Grade | Metal - Aluminium | ModelReference | NominalHeight | NominalLength | Shape | SustainabilityPerformance | WarrantyDurationLabor | FIXED | WarrantyGuarantorParts | ExpectedLife | ReplacementCost | NominalWidth | 23-25 20 14 11 11 11 | Curtain Wall Frames | [5 empty] | Perpendicular to Face | F | 0.000000 | 209104 | 0.025000 | 0.025000 | 0.150000 | 0.000000
2458 | Curtain Wall:Storefront - Interior:283882 |  |  |  | 283890 |  | New Construction |  |  |  |  | 124599 | 119197 | Reference |  | 50 x 150mm | Size | 209254 | 198668,198669,198670,204177,209248,209249,209250,209251,209252,209253 | Manufacturer |  | 0bpfxAz3XBrAx$RjFuHv$4 | 1 | Rectangular Mullion:50 x 150mm:50 x 150mm:283890 |  | InstallationDate | 2458 | WarrantyGuarantorLabor |  | ModelLabel |  | WarrantyDescription |  |  | ProductionYear | [6 empty] | Finish |  |  | SerialNumber | WarrantyStartDate | BarCode | AssetIdentifier | Features | TagNumber |  | 0.924549 |  |  |  |  | WarrantyDurationParts | AccessibilityPerformance | CodePerformance | Color | Constituents | Grade | Metal - Aluminium | ModelReference | NominalHeight | NominalLength | Shape | SustainabilityPerformance | WarrantyDurationLabor | FIXED | WarrantyGuarantorParts | ExpectedLife | ReplacementCost | NominalWidth | 23-25 20 14 11 11 11 | Curtain Wall Frames | [5 empty] | Perpendicular to Face | F | 0.000000 | 209105 | 0.025000 | 0.025000 | 0.150000 | 0.000000
2459 | Curtain Wall:Storefront - Interior:283882 |  |  |  | 283891 |  | New Construction |  |  |  |  | 124600 | 119198 | Reference |  | 50 x 150mm | Size | 209254 | 198671,198672,198673,204178,209248,209249,209250,209251,209252,209253 | Manufacturer |  | 0bpfxAz3XBrAx$RjFuHv$5 | 1 | Rectangular Mullion:50 x 150mm:50 x 150mm:283891 |  | InstallationDate | 2459 | WarrantyGuarantorLabor |  | ModelLabel |  | WarrantyDescription |  |  | ProductionYear | [6 empty] | Finish |  |  | SerialNumber | WarrantyStartDate | BarCode | AssetIdentifier | Features | TagNumber |  | 0.419999 |  |  |  |  | WarrantyDurationParts | AccessibilityPerformance | CodePerformance | Color | Constituents | Grade | Metal - Aluminium | ModelReference | NominalHeight | NominalLength | Shape | SustainabilityPerformance | WarrantyDurationLabor | FIXED | WarrantyGuarantorParts | ExpectedLife | ReplacementCost | NominalWidth | 23-25 20 14 11 11 11 | Curtain Wall Frames | [5 empty] | Perpendicular to Face | F | 0.000000 | 209105 | 0.025000 | 0.025000 | 0.150000 | 0.000000
2460 | Curtain Wall:Storefront - Interior:283882 |  |  |  | 283892 |  | New Construction |  |  |  |  | 124601 | 119199 | Reference |  | 50 x 150mm | Size | 209254 | 198674,198675,198676,209061,209248,209249,209250,209251,209252,209253 | Manufacturer |  | 0bpfxAz3XBrAx$RjFuHv$2 | 1 | Rectangular Mullion:50 x 150mm:50 x 150mm:283892 |  | InstallationDate | 2460 | WarrantyGuarantorLabor |  | ModelLabel |  | WarrantyDescription |  |  | ProductionYear | [6 empty] | Finish |  |  | SerialNumber | WarrantyStartDate | BarCode | AssetIdentifier | Features | TagNumber |  | 2.400000 |  |  |  |  | WarrantyDurationParts | AccessibilityPerformance | CodePerformance | Color | Constituents | Grade | Metal - Aluminium | ModelReference | NominalHeight | NominalLength | Shape | SustainabilityPerformance | WarrantyDurationLabor | FIXED | WarrantyGuarantorParts | ExpectedLife | ReplacementCost | NominalWidth | 23-25 20 14 11 11 11 | Curtain Wall Frames | [5 empty] | Perpendicular to Face | F | 0.000000 | 209105 | 0.025000 | 0.025000 | 0.150000 | 0.000000
2461 | Curtain Wall:Storefront - Interior:283882 |  |  |  | 283893 |  | New Construction |  |  |  |  | 124602 | 119200 | Reference |  | 50 x 150mm | Size | 209254 | 198677,198678,198679,209036,209248,209249,209250,209251,209252,209253 | Manufacturer |  | 0bpfxAz3XBrAx$RjFuHv$3 | 1 | Rectangular Mullion:50 x 150mm:50 x 150mm:283893 |  | InstallationDate | 2461 | WarrantyGuarantorLabor |  | ModelLabel |  | WarrantyDescription |  |  | ProductionYear | [6 empty] | Finish |  |  | SerialNumber | WarrantyStartDate | BarCode | AssetIdentifier | Features | TagNumber |  | 0.400000 |  |  |  |  | WarrantyDurationParts | AccessibilityPerformance | CodePerformance | Color | Constituents | Grade | Metal - Aluminium | ModelReference | NominalHeight | NominalLength | Shape | SustainabilityPerformance | WarrantyDurationLabor | FIXED | WarrantyGuarantorParts | ExpectedLife | ReplacementCost | NominalWidth | 23-25 20 14 11 11 11 | Curtain Wall Frames | [5 empty] | Perpendicular to Face | F | 0.000000 | 209105 | 0.025000 | 0.025000 | 0.150000 | 0.000000
2462 | Curtain Wall:Storefront - Interior:283882 |  |  |  | 283894 |  | New Construction |  |  |  |  | 124603 | 119201 | Reference |  | 50 x 150mm | Size | 209254 | 198680,198681,198682,209037,209248,209249,209250,209251,209252,209253 | Manufacturer |  | 0bpfxAz3XBrAx$RjFuHv$0 | 1 | Rectangular Mullion:50 x 150mm:50 x 150mm:283894 |  | InstallationDate | 2462 | WarrantyGuarantorLabor |  | ModelLabel |  | WarrantyDescription |  |  | ProductionYear | [6 empty] | Finish |  |  | SerialNumber | WarrantyStartDate | BarCode | AssetIdentifier | Features | TagNumber |  | 0.400000 |  |  |  |  | WarrantyDurationParts | AccessibilityPerformance | CodePerformance | Color | Constituents | Grade | Metal - Aluminium | ModelReference | NominalHeight | NominalLength | Shape | SustainabilityPerformance | WarrantyDurationLabor | FIXED | WarrantyGuarantorParts | ExpectedLife | ReplacementCost | NominalWidth | 23-25 20 14 11 11 11 | Curtain Wall Frames | [5 empty] | Perpendicular to Face | F | 0.000000 | 209105 | 0.025000 | 0.025000 | 0.150000 | 0.000000
2463 | Curtain Wall:Storefront - Interior:283882 |  |  |  | 283895 |  | New Construction |  |  |  |  | 124604 | 119202 | Reference |  | 50 x 150mm | Size | 209254 | 198683,198684,198685,209062,209248,209249,209250,209251,209252,209253 | Manufacturer |  | 0bpfxAz3XBrAx$RjFuHv$1 | 1 | Rectangular Mullion:50 x 150mm:50 x 150mm:283895 |  | InstallationDate | 2463 | WarrantyGuarantorLabor |  | ModelLabel |  | WarrantyDescription |  |  | ProductionYear | [6 empty] | Finish |  |  | SerialNumber | WarrantyStartDate | BarCode | AssetIdentifier | Features | TagNumber |  | 2.400000 |  |  |  |  | WarrantyDurationParts | AccessibilityPerformance | CodePerformance | Color | Constituents | Grade | Metal - Aluminium | ModelReference | NominalHeight | NominalLength | Shape | SustainabilityPerformance | WarrantyDurationLabor | FIXED | WarrantyGuarantorParts | ExpectedLife | ReplacementCost | NominalWidth | 23-25 20 14 11 11 11 | Curtain Wall Frames | [5 empty] | Perpendicular to Face | F | 0.000000 | 209105 | 0.025000 | 0.025000 | 0.150000 | 0.000000
2464 | Curtain Wall:Storefront - Interior:283882 |  |  |  | 283896 |  | New Construction |  |  |  |  | 124605 | 119203 | Reference |  | 50 x 150mm | Size | 209254 | 198686,198687,198688,204179,209248,209249,209250,209251,209252,209253 | Manufacturer |  | 0bpfxAz3XBrAx$RjFuHv$E | 1 | Rectangular Mullion:50 x 150mm:50 x 150mm:283896 |  | InstallationDate | 2464 | WarrantyGuarantorLabor |  | ModelLabel |  | WarrantyDescription |  |  | ProductionYear | [6 empty] | Finish |  |  | SerialNumber | WarrantyStartDate | BarCode | AssetIdentifier | Features | TagNumber |  | 0.419999 |  |  |  |  | WarrantyDurationParts | AccessibilityPerformance | CodePerformance | Color | Constituents | Grade | Metal - Aluminium | ModelReference | NominalHeight | NominalLength | Shape | SustainabilityPerformance | WarrantyDurationLabor | FIXED | WarrantyGuarantorParts | ExpectedLife | ReplacementCost | NominalWidth | 23-25 20 14 11 11 11 | Curtain Wall Frames | [5 empty] | Perpendicular to Face | F | 0.000000 | 209105 | 0.025000 | 0.025000 | 0.150000 | 0.000000
2465 | Curtain Wall:Storefront - Interior:283882 |  |  |  | 285198 |  | New Construction |  |  |  |  | 124606 | 119204 | Reference |  | 50 x 150mm | Size | 209254 | 198694,198695,198696,204180,209248,209249,209250,209251,209252,209253 | Manufacturer |  | 0bpfxAz3XBrAx$RjFuHv4u | 1 | Rectangular Mullion:50 x 150mm:50 x 150mm:285198 |  | InstallationDate | 2465 | WarrantyGuarantorLabor |  | ModelLabel |  | WarrantyDescription |  |  | ProductionYear | [6 empty] | Finish |  |  | SerialNumber | WarrantyStartDate | BarCode | AssetIdentifier | Features | TagNumber |  | 0.444999 |  |  |  |  | WarrantyDurationParts | AccessibilityPerformance | CodePerformance | Color | Constituents | Grade | Metal - Aluminium | ModelReference | NominalHeight | NominalLength | Shape | SustainabilityPerformance | WarrantyDurationLabor | FIXED | WarrantyGuarantorParts | ExpectedLife | ReplacementCost | NominalWidth | 23-25 20 14 11 11 11 | Curtain Wall Frames | [5 empty] | Perpendicular to Face | F | 0.000000 | 209105 | 0.025000 | 0.025000 | 0.150000 | 0.000000
2466 | Curtain Wall:Storefront - Interior:283882 |  |  |  | 285199 |  | New Construction |  |  |  |  | 124607 | 119205 | Reference |  | 50 x 150mm | Size | 209254 | 198697,198698,198699,204181,209248,209249,209250,209251,209252,209253 | Manufacturer |  | 0bpfxAz3XBrAx$RjFuHv4v | 1 | Rectangular Mullion:50 x 150mm:50 x 150mm:285199 |  | InstallationDate | 2466 | WarrantyGuarantorLabor |  | ModelLabel |  | WarrantyDescription |  |  | ProductionYear | [6 empty] | Finish |  |  | SerialNumber | WarrantyStartDate | BarCode | AssetIdentifier | Features | TagNumber |  | 0.899549 |  |  |  |  | WarrantyDurationParts | AccessibilityPerformance | CodePerformance | Color | Constituents | Grade | Metal - Aluminium | ModelReference | NominalHeight | NominalLength | Shape | SustainabilityPerformance | WarrantyDurationLabor | FIXED | WarrantyGuarantorParts | ExpectedLife | ReplacementCost | NominalWidth | 23-25 20 14 11 11 11 | Curtain Wall Frames | [5 empty] | Perpendicular to Face | F | 0.000000 | 209105 | 0.025000 | 0.025000 | 0.150000 | 0.000000
2467 | Curtain Wall:Storefront - Interior:283882 |  |  |  | 285200 |  | New Construction |  |  |  |  | 124608 | 119206 | Reference |  | 50 x 150mm | Size | 209254 | 198700,198701,198702,204182,209248,209249,209250,209251,209252,209253 | Manufacturer |  | 0bpfxAz3XBrAx$RjFuHv4c | 1 | Rectangular Mullion:50 x 150mm:50 x 150mm:285200 |  | InstallationDate | 2467 | WarrantyGuarantorLabor |  | ModelLabel |  | WarrantyDescription |  |  | ProductionYear | [6 empty] | Finish |  |  | SerialNumber | WarrantyStartDate | BarCode | AssetIdentifier | Features | TagNumber |  | 0.899549 |  |  |  |  | WarrantyDurationParts | AccessibilityPerformance | CodePerformance | Color | Constituents | Grade | Metal - Aluminium | ModelReference | NominalHeight | NominalLength | Shape | SustainabilityPerformance | WarrantyDurationLabor | FIXED | WarrantyGuarantorParts | ExpectedLife | ReplacementCost | NominalWidth | 23-25 20 14 11 11 11 | Curtain Wall Frames | [5 empty] | Perpendicular to Face | F | 0.000000 | 209105 | 0.025000 | 0.025000 | 0.150000 | 0.000000
2468 | Curtain Wall:Storefront - Interior:283882 |  |  |  | 285201 |  | New Construction |  |  |  |  | 124609 | 119207 | Reference |  | 50 x 150mm | Size | 209254 | 198703,198704,198705,205879,209248,209249,209250,209251,209252,209253 | Manufacturer |  | 0bpfxAz3XBrAx$RjFuHv4d | 1 | Rectangular Mullion:50 x 150mm:50 x 150mm:285201 |  | InstallationDate | 2468 | WarrantyGuarantorLabor |  | ModelLabel |  | WarrantyDescription |  |  | ProductionYear | [6 empty] | Finish |  |  | SerialNumber | WarrantyStartDate | BarCode | AssetIdentifier | Features | TagNumber |  | 2.425000 |  |  |  |  | WarrantyDurationParts | AccessibilityPerformance | CodePerformance | Color | Constituents | Grade | Metal - Aluminium | ModelReference | NominalHeight | NominalLength | Shape | SustainabilityPerformance | WarrantyDurationLabor | FIXED | WarrantyGuarantorParts | ExpectedLife | ReplacementCost | NominalWidth | 23-25 20 14 11 11 11 | Curtain Wall Frames | [5 empty] | Perpendicular to Face | F | 0.000000 | 209105 | 0.025000 | 0.025000 | 0.150000 | 0.000000
3313 | Curtain Wall:Chain Link Fence:346963 |  |  |  | 346994 |  | New Construction |  |  |  |  | 124987 | 119514 | Reference |  | 19mm Radius | Size | 209254 | 199977,199978,199979,204337,209123,209124,209125,209126,209127 | Manufacturer |  | 1I_Rp6d3j27fE7zFUMgaq2 | 1 | Circular Mullion:19mm Radius:19mm Radius:346994 |  | InstallationDate | 3313 | WarrantyGuarantorLabor |  | ModelLabel |  | WarrantyDescription |  |  | ProductionYear | [6 empty] | Finish |  |  | SerialNumber | WarrantyStartDate | BarCode | AssetIdentifier | Features | TagNumber |  | 1.592131 |  |  |  |  | WarrantyDurationParts | AccessibilityPerformance | CodePerformance | Color | Constituents | Grade | Metal - Aluminium | ModelReference | NominalHeight | NominalLength | Shape | SustainabilityPerformance | WarrantyDurationLabor | FIXED | WarrantyGuarantorParts | ExpectedLife | ReplacementCost | NominalWidth | 23-25 20 14 11 11 11 | Curtain Wall Frames | [5 empty] | Perpendicular to Face | F | 0.000000 | 209122 |  |  |  | 0.000000 | System Mullion Profile: Circular | 0.019000
3314 | Curtain Wall:Chain Link Fence:346963 |  |  |  | 346996 |  | New Construction |  |  |  |  | 124988 | 119515 | Reference |  | 19mm Radius | Size | 209254 | 199980,199981,199982,204338,209123,209124,209125,209126,209127 | Manufacturer |  | 1I_Rp6d3j27fE7zFUMgaq4 | 1 | Circular Mullion:19mm Radius:19mm Radius:346996 |  | InstallationDate | 3314 | WarrantyGuarantorLabor |  | ModelLabel |  | WarrantyDescription |  |  | ProductionYear | [6 empty] | Finish |  |  | SerialNumber | WarrantyStartDate | BarCode | AssetIdentifier | Features | TagNumber |  | 0.355576 |  |  |  |  | WarrantyDurationParts | AccessibilityPerformance | CodePerformance | Color | Constituents | Grade | Metal - Aluminium | ModelReference | NominalHeight | NominalLength | Shape | SustainabilityPerformance | WarrantyDurationLabor | FIXED | WarrantyGuarantorParts | ExpectedLife | ReplacementCost | NominalWidth | 23-25 20 14 11 11 11 | Curtain Wall Frames | [5 empty] | Perpendicular to Face | F | 0.000000 | 209122 |  |  |  | 0.000000 | System Mullion Profile: Circular | 0.019000
3315 | Curtain Wall:Chain Link Fence:346963 |  |  |  | 346997 |  | New Construction |  |  |  |  | 124989 | 119516 | Reference |  | 19mm Radius | Size | 209254 | 199983,199984,199985,205918,209123,209124,209125,209126,209127 | Manufacturer |  | 1I_Rp6d3j27fE7zFUMgaq5 | 1 | Circular Mullion:19mm Radius:19mm Radius:346997 |  | InstallationDate | 3315 | WarrantyGuarantorLabor |  | ModelLabel |  | WarrantyDescription |  |  | ProductionYear | [6 empty] | Finish |  |  | SerialNumber | WarrantyStartDate | BarCode | AssetIdentifier | Features | TagNumber |  | 2.702000 |  |  |  |  | WarrantyDurationParts | AccessibilityPerformance | CodePerformance | Color | Constituents | Grade | Metal - Aluminium | ModelReference | NominalHeight | NominalLength | Shape | SustainabilityPerformance | WarrantyDurationLabor | FIXED | WarrantyGuarantorParts | ExpectedLife | ReplacementCost | NominalWidth | 23-25 20 14 11 11 11 | Curtain Wall Frames | [5 empty] | Perpendicular to Face | F | 0.000000 | 209122 |  |  |  | 0.000000 | System Mullion Profile: Circular | 0.019000
3316 | Curtain Wall:Chain Link Fence:346963 |  |  |  | 346998 |  | New Construction |  |  |  |  | 124990 | 119517 | Reference |  | 19mm Radius | Size | 209254 | 199986,199987,199988,204339,209123,209124,209125,209126,209127 | Manufacturer |  | 1I_Rp6d3j27fE7zFUMgaq6 | 1 | Circular Mullion:19mm Radius:19mm Radius:346998 |  | InstallationDate | 3316 | WarrantyGuarantorLabor |  | ModelLabel |  | WarrantyDescription |  |  | ProductionYear | [6 empty] | Finish |  |  | SerialNumber | WarrantyStartDate | BarCode | AssetIdentifier | Features | TagNumber |  | 1.022369 |  |  |  |  | WarrantyDurationParts | AccessibilityPerformance | CodePerformance | Color | Constituents | Grade | Metal - Aluminium | ModelReference | NominalHeight | NominalLength | Shape | SustainabilityPerformance | WarrantyDurationLabor | FIXED | WarrantyGuarantorParts | ExpectedLife | ReplacementCost | NominalWidth | 23-25 20 14 11 11 11 | Curtain Wall Frames | [5 empty] | Perpendicular to Face | F | 0.000000 | 209122 |  |  |  | 0.000000 | System Mullion Profile: Circular | 0.019000
3317 | Curtain Wall:Chain Link Fence:346963 |  |  |  | 346999 |  | New Construction |  |  |  |  | 124991 | 119518 | Reference |  | 19mm Radius | Size | 209254 | 199989,199990,199991,205918,209123,209124,209125,209126,209127 | Manufacturer |  | 1I_Rp6d3j27fE7zFUMgaq7 | 1 | Circular Mullion:19mm Radius:19mm Radius:346999 |  | InstallationDate | 3317 | WarrantyGuarantorLabor |  | ModelLabel |  | WarrantyDescription |  |  | ProductionYear | [6 empty] | Finish |  |  | SerialNumber | WarrantyStartDate | BarCode | AssetIdentifier | Features | TagNumber |  | 2.702000 |  |  |  |  | WarrantyDurationParts | AccessibilityPerformance | CodePerformance | Color | Constituents | Grade | Metal - Aluminium | ModelReference | NominalHeight | NominalLength | Shape | SustainabilityPerformance | WarrantyDurationLabor | FIXED | WarrantyGuarantorParts | ExpectedLife | ReplacementCost | NominalWidth | 23-25 20 14 11 11 11 | Curtain Wall Frames | [5 empty] | Perpendicular to Face | F | 0.000000 | 209122 |  |  |  | 0.000000 | System Mullion Profile: Circular | 0.019000
3318 | Curtain Wall:Chain Link Fence:346963 |  |  |  | 347000 |  | New Construction |  |  |  |  | 124992 | 119519 | Reference |  | 19mm Radius | Size | 209254 | 199992,199993,199994,204340,209123,209124,209125,209126,209127 | Manufacturer |  | 1I_Rp6d3j27fE7zFUMgaq8 | 1 | Circular Mullion:19mm Radius:19mm Radius:347000 |  | InstallationDate | 3318 | WarrantyGuarantorLabor |  | ModelLabel |  | WarrantyDescription |  |  | ProductionYear | [6 empty] | Finish |  |  | SerialNumber | WarrantyStartDate | BarCode | AssetIdentifier | Features | TagNumber |  | 2.000000 |  |  |  |  | WarrantyDurationParts | AccessibilityPerformance | CodePerformance | Color | Constituents | Grade | Metal - Aluminium | ModelReference | NominalHeight | NominalLength | Shape | SustainabilityPerformance | WarrantyDurationLabor | FIXED | WarrantyGuarantorParts | ExpectedLife | ReplacementCost | NominalWidth | 23-25 20 14 11 11 11 | Curtain Wall Frames | [5 empty] | Perpendicular to Face | F | 0.000000 | 209122 |  |  |  | 0.000000 | System Mullion Profile: Circular | 0.019000
3319 | Curtain Wall:Chain Link Fence:346963 |  |  |  | 347003 |  | New Construction |  |  |  |  | 124993 | 119520 | Reference |  | 19mm Radius | Size | 209254 | 199995,199996,199997,204341,209123,209124,209125,209126,209127 | Manufacturer |  | 1I_Rp6d3j27fE7zFUMgaqB | 1 | Circular Mullion:19mm Radius:19mm Radius:347003 |  | InstallationDate | 3319 | WarrantyGuarantorLabor |  | ModelLabel |  | WarrantyDescription |  |  | ProductionYear | [6 empty] | Finish |  |  | SerialNumber | WarrantyStartDate | BarCode | AssetIdentifier | Features | TagNumber |  | 2.000000 |  |  |  |  | WarrantyDurationParts | AccessibilityPerformance | CodePerformance | Color | Constituents | Grade | Metal - Aluminium | ModelReference | NominalHeight | NominalLength | Shape | SustainabilityPerformance | WarrantyDurationLabor | FIXED | WarrantyGuarantorParts | ExpectedLife | ReplacementCost | NominalWidth | 23-25 20 14 11 11 11 | Curtain Wall Frames | [5 empty] | Perpendicular to Face | F | 0.000000 | 209122 |  |  |  | 0.000000 | System Mullion Profile: Circular | 0.019000
3320 | Curtain Wall:Chain Link Fence:346963 |  |  |  | 347019 |  | New Construction |  |  |  |  | 124994 | 119521 | Reference |  | 19mm Radius | Size | 209254 | 199998,199999,200000,208998,209123,209124,209125,209126,209127 | Manufacturer |  | 1I_Rp6d3j27fE7zFUMgatx | 1 | Circular Mullion:19mm Radius:19mm Radius:347019 |  | InstallationDate | 3320 | WarrantyGuarantorLabor |  | ModelLabel |  | WarrantyDescription |  |  | ProductionYear | [6 empty] | Finish |  |  | SerialNumber | WarrantyStartDate | BarCode | AssetIdentifier | Features | TagNumber |  | 2.000000 |  |  |  |  | WarrantyDurationParts | AccessibilityPerformance | CodePerformance | Color | Constituents | Grade | Metal - Aluminium | ModelReference | NominalHeight | NominalLength | Shape | SustainabilityPerformance | WarrantyDurationLabor | FIXED | WarrantyGuarantorParts | ExpectedLife | ReplacementCost | NominalWidth | 23-25 20 14 11 11 11 | Curtain Wall Frames | [5 empty] | Perpendicular to Face | F | 0.000000 | 209122 |  |  |  | 0.000000 | System Mullion Profile: Circular | 0.019000
3321 | Curtain Wall:Chain Link Fence:346963 |  |  |  | 347020 |  | New Construction |  |  |  |  | 124995 | 119522 | Reference |  | 19mm Radius | Size | 209254 | 200001,200002,200003,208998,209123,209124,209125,209126,209127 | Manufacturer |  | 1I_Rp6d3j27fE7zFUMgaty | 1 | Circular Mullion:19mm Radius:19mm Radius:347020 |  | InstallationDate | 3321 | WarrantyGuarantorLabor |  | ModelLabel |  | WarrantyDescription |  |  | ProductionYear | [6 empty] | Finish |  |  | SerialNumber | WarrantyStartDate | BarCode | AssetIdentifier | Features | TagNumber |  | 2.000000 |  |  |  |  | WarrantyDurationParts | AccessibilityPerformance | CodePerformance | Color | Constituents | Grade | Metal - Aluminium | ModelReference | NominalHeight | NominalLength | Shape | SustainabilityPerformance | WarrantyDurationLabor | FIXED | WarrantyGuarantorParts | ExpectedLife | ReplacementCost | NominalWidth | 23-25 20 14 11 11 11 | Curtain Wall Frames | [5 empty] | Perpendicular to Face | F | 0.000000 | 209122 |  |  |  | 0.000000 | System Mullion Profile: Circular | 0.019000
3322 | Curtain Wall:Chain Link Fence:346963 |  |  |  | 347021 |  | New Construction |  |  |  |  | 124996 | 119523 | Reference |  | 19mm Radius | Size | 209254 | 200004,200005,200006,208998,209123,209124,209125,209126,209127 | Manufacturer |  | 1I_Rp6d3j27fE7zFUMgatz | 1 | Circular Mullion:19mm Radius:19mm Radius:347021 |  | InstallationDate | 3322 | WarrantyGuarantorLabor |  | ModelLabel |  | WarrantyDescription |  |  | ProductionYear | [6 empty] | Finish |  |  | SerialNumber | WarrantyStartDate | BarCode | AssetIdentifier | Features | TagNumber |  | 2.000000 |  |  |  |  | WarrantyDurationParts | AccessibilityPerformance | CodePerformance | Color | Constituents | Grade | Metal - Aluminium | ModelReference | NominalHeight | NominalLength | Shape | SustainabilityPerformance | WarrantyDurationLabor | FIXED | WarrantyGuarantorParts | ExpectedLife | ReplacementCost | NominalWidth | 23-25 20 14 11 11 11 | Curtain Wall Frames | [5 empty] | Perpendicular to Face | F | 0.000000 | 209122 |  |  |  | 0.000000 | System Mullion Profile: Circular | 0.019000
3323 | Curtain Wall:Chain Link Fence:346963 |  |  |  | 347022 |  | New Construction |  |  |  |  | 124997 | 119524 | Reference |  | 19mm Radius | Size | 209254 | 200007,200008,200009,208998,209123,209124,209125,209126,209127 | Manufacturer |  | 1I_Rp6d3j27fE7zFUMgat_ | 1 | Circular Mullion:19mm Radius:19mm Radius:347022 |  | InstallationDate | 3323 | WarrantyGuarantorLabor |  | ModelLabel |  | WarrantyDescription |  |  | ProductionYear | [6 empty] | Finish |  |  | SerialNumber | WarrantyStartDate | BarCode | AssetIdentifier | Features | TagNumber |  | 2.000000 |  |  |  |  | WarrantyDurationParts | AccessibilityPerformance | CodePerformance | Color | Constituents | Grade | Metal - Aluminium | ModelReference | NominalHeight | NominalLength | Shape | SustainabilityPerformance | WarrantyDurationLabor | FIXED | WarrantyGuarantorParts | ExpectedLife | ReplacementCost | NominalWidth | 23-25 20 14 11 11 11 | Curtain Wall Frames | [5 empty] | Perpendicular to Face | F | 0.000000 | 209122 |  |  |  | 0.000000 | System Mullion Profile: Circular | 0.019000
3324 | Curtain Wall:Chain Link Fence:347580 |  |  |  | 347593 |  | New Construction |  |  |  |  | 125001 | 119527 | Reference |  | 19mm Radius | Size | 209254 | 200034,200035,200036,205920,209123,209124,209125,209126,209127 | Manufacturer |  | 1I_Rp6d3j27fE7zFUMgakv | 1 | Circular Mullion:19mm Radius:19mm Radius:347593 |  | InstallationDate | 3324 | WarrantyGuarantorLabor |  | ModelLabel |  | WarrantyDescription |  |  | ProductionYear | [6 empty] | Finish |  |  | SerialNumber | WarrantyStartDate | BarCode | AssetIdentifier | Features | TagNumber |  | 1.043000 |  |  |  |  | WarrantyDurationParts | AccessibilityPerformance | CodePerformance | Color | Constituents | Grade | Metal - Aluminium | ModelReference | NominalHeight | NominalLength | Shape | SustainabilityPerformance | WarrantyDurationLabor | FIXED | WarrantyGuarantorParts | ExpectedLife | ReplacementCost | NominalWidth | 23-25 20 14 11 11 11 | Curtain Wall Frames | [5 empty] | Perpendicular to Face | F | 0.000000 | 209044 |  |  |  | 0.000000 | System Mullion Profile: Circular | 0.019000
3325 | Curtain Wall:Chain Link Fence:347580 |  |  |  | 347594 |  | New Construction |  |  |  |  | 125002 | 119528 | Reference |  | 19mm Radius | Size | 209254 | 200037,200038,200039,205920,209123,209124,209125,209126,209127 | Manufacturer |  | 1I_Rp6d3j27fE7zFUMgakw | 1 | Circular Mullion:19mm Radius:19mm Radius:347594 |  | InstallationDate | 3325 | WarrantyGuarantorLabor |  | ModelLabel |  | WarrantyDescription |  |  | ProductionYear | [6 empty] | Finish |  |  | SerialNumber | WarrantyStartDate | BarCode | AssetIdentifier | Features | TagNumber |  | 1.043000 |  |  |  |  | WarrantyDurationParts | AccessibilityPerformance | CodePerformance | Color | Constituents | Grade | Metal - Aluminium | ModelReference | NominalHeight | NominalLength | Shape | SustainabilityPerformance | WarrantyDurationLabor | FIXED | WarrantyGuarantorParts | ExpectedLife | ReplacementCost | NominalWidth | 23-25 20 14 11 11 11 | Curtain Wall Frames | [5 empty] | Perpendicular to Face | F | 0.000000 | 209044 |  |  |  | 0.000000 | System Mullion Profile: Circular | 0.019000
3326 | Curtain Wall:Chain Link Fence:347580 |  |  |  | 347598 |  | New Construction |  |  |  |  | 125003 | 119529 | Reference |  | 19mm Radius | Size | 209254 | 200040,200041,200042,204342,209123,209124,209125,209126,209127 | Manufacturer |  | 1I_Rp6d3j27fE7zFUMgak_ | 1 | Circular Mullion:19mm Radius:19mm Radius:347598 |  | InstallationDate | 3326 | WarrantyGuarantorLabor |  | ModelLabel |  | WarrantyDescription |  |  | ProductionYear | [6 empty] | Finish |  |  | SerialNumber | WarrantyStartDate | BarCode | AssetIdentifier | Features | TagNumber |  | 2.000000 |  |  |  |  | WarrantyDurationParts | AccessibilityPerformance | CodePerformance | Color | Constituents | Grade | Metal - Aluminium | ModelReference | NominalHeight | NominalLength | Shape | SustainabilityPerformance | WarrantyDurationLabor | FIXED | WarrantyGuarantorParts | ExpectedLife | ReplacementCost | NominalWidth | 23-25 20 14 11 11 11 | Curtain Wall Frames | [5 empty] | Perpendicular to Face | F | 0.000000 | 209044 |  |  |  | 0.000000 | System Mullion Profile: Circular | 0.019000
3327 | Curtain Wall:Chain Link Fence:347580 |  |  |  | 347599 |  | New Construction |  |  |  |  | 125004 | 119530 | Reference |  | 19mm Radius | Size | 209254 | 200043,200044,200045,204343,209123,209124,209125,209126,209127 | Manufacturer |  | 1I_Rp6d3j27fE7zFUMgak$ | 1 | Circular Mullion:19mm Radius:19mm Radius:347599 |  | InstallationDate | 3327 | WarrantyGuarantorLabor |  | ModelLabel |  | WarrantyDescription |  |  | ProductionYear | [6 empty] | Finish |  |  | SerialNumber | WarrantyStartDate | BarCode | AssetIdentifier | Features | TagNumber |  | 2.000000 |  |  |  |  | WarrantyDurationParts | AccessibilityPerformance | CodePerformance | Color | Constituents | Grade | Metal - Aluminium | ModelReference | NominalHeight | NominalLength | Shape | SustainabilityPerformance | WarrantyDurationLabor | FIXED | WarrantyGuarantorParts | ExpectedLife | ReplacementCost | NominalWidth | 23-25 20 14 11 11 11 | Curtain Wall Frames | [5 empty] | Perpendicular to Face | F | 0.000000 | 209044 |  |  |  | 0.000000 | System Mullion Profile: Circular | 0.019000
3328 | Curtain Wall:Chain Link Fence:347580 |  |  |  | 347600 |  | New Construction |  |  |  |  | 125005 | 119531 | Reference |  | 19mm Radius | Size | 209254 | 200046,200047,200048,204344,209123,209124,209125,209126,209127 | Manufacturer |  | 1I_Rp6d3j27fE7zFUMgakW | 1 | Circular Mullion:19mm Radius:19mm Radius:347600 |  | InstallationDate | 3328 | WarrantyGuarantorLabor |  | ModelLabel |  | WarrantyDescription |  |  | ProductionYear | [6 empty] | Finish |  |  | SerialNumber | WarrantyStartDate | BarCode | AssetIdentifier | Features | TagNumber |  | 2.000000 |  |  |  |  | WarrantyDurationParts | AccessibilityPerformance | CodePerformance | Color | Constituents | Grade | Metal - Aluminium | ModelReference | NominalHeight | NominalLength | Shape | SustainabilityPerformance | WarrantyDurationLabor | FIXED | WarrantyGuarantorParts | ExpectedLife | ReplacementCost | NominalWidth | 23-25 20 14 11 11 11 | Curtain Wall Frames | [5 empty] | Perpendicular to Face | F | 0.000000 | 209044 |  |  |  | 0.000000 | System Mullion Profile: Circular | 0.019000
2427 | Curtain Wall:Storefront - Interior:283422 |  |  |  | 283429 |  | New Construction |  |  |  |  | 124555 | 119156 | Reference |  | 50 x 150mm | Size | 209254 | 198521,198522,198523,205882,209248,209249,209250,209251,209252,209253 | Manufacturer |  | 0bpfxAz3XBrAx$RjFuHvWJ | 1 | Rectangular Mullion:50 x 150mm:50 x 150mm:283429 |  | InstallationDate | 2427 | WarrantyGuarantorLabor |  | ModelLabel |  | WarrantyDescription |  |  | ProductionYear | [6 empty] | Finish |  |  | SerialNumber | WarrantyStartDate | BarCode | AssetIdentifier | Features | TagNumber |  | 0.815000 |  |  |  |  | WarrantyDurationParts | AccessibilityPerformance | CodePerformance | Color | Constituents | Grade | Metal - Aluminium | ModelReference | NominalHeight | NominalLength | Shape | SustainabilityPerformance | WarrantyDurationLabor | FIXED | WarrantyGuarantorParts | ExpectedLife | ReplacementCost | NominalWidth | 23-25 20 14 11 11 11 | Curtain Wall Frames | [5 empty] | Perpendicular to Face | F | 0.000000 | 209078 | 0.025000 | 0.025000 | 0.150000 | 0.000000
2428 | Curtain Wall:Storefront - Interior:283422 |  |  |  | 283430 |  | New Construction |  |  |  |  | 124556 | 119157 | Reference |  | 50 x 150mm | Size | 209254 | 198524,198525,198526,205883,209248,209249,209250,209251,209252,209253 | Manufacturer |  | 0bpfxAz3XBrAx$RjFuHvWG | 1 | Rectangular Mullion:50 x 150mm:50 x 150mm:283430 |  | InstallationDate | 2428 | WarrantyGuarantorLabor |  | ModelLabel |  | WarrantyDescription |  |  | ProductionYear | [6 empty] | Finish |  |  | SerialNumber | WarrantyStartDate | BarCode | AssetIdentifier | Features | TagNumber |  | 0.815000 |  |  |  |  | WarrantyDurationParts | AccessibilityPerformance | CodePerformance | Color | Constituents | Grade | Metal - Aluminium | ModelReference | NominalHeight | NominalLength | Shape | SustainabilityPerformance | WarrantyDurationLabor | FIXED | WarrantyGuarantorParts | ExpectedLife | ReplacementCost | NominalWidth | 23-25 20 14 11 11 11 | Curtain Wall Frames | [5 empty] | Perpendicular to Face | F | 0.000000 | 209078 | 0.025000 | 0.025000 | 0.150000 | 0.000000
2429 | Curtain Wall:Storefront - Interior:283422 |  |  |  | 283431 |  | New Construction |  |  |  |  | 124557 | 119158 | Reference |  | 50 x 150mm | Size | 209254 | 198527,198528,198529,209061,209248,209249,209250,209251,209252,209253 | Manufacturer |  | 0bpfxAz3XBrAx$RjFuHvWH | 1 | Rectangular Mullion:50 x 150mm:50 x 150mm:283431 |  | InstallationDate | 2429 | WarrantyGuarantorLabor |  | ModelLabel |  | WarrantyDescription |  |  | ProductionYear | [6 empty] | Finish |  |  | SerialNumber | WarrantyStartDate | BarCode | AssetIdentifier | Features | TagNumber |  | 2.400000 |  |  |  |  | WarrantyDurationParts | AccessibilityPerformance | CodePerformance | Color | Constituents | Grade | Metal - Aluminium | ModelReference | NominalHeight | NominalLength | Shape | SustainabilityPerformance | WarrantyDurationLabor | FIXED | WarrantyGuarantorParts | ExpectedLife | ReplacementCost | NominalWidth | 23-25 20 14 11 11 11 | Curtain Wall Frames | [5 empty] | Perpendicular to Face | F | 0.000000 | 209078 | 0.025000 | 0.025000 | 0.150000 | 0.000000
2430 | Curtain Wall:Storefront - Interior:283422 |  |  |  | 283432 |  | New Construction |  |  |  |  | 124558 | 119159 | Reference |  | 50 x 150mm | Size | 209254 | 198530,198531,198532,209036,209248,209249,209250,209251,209252,209253 | Manufacturer |  | 0bpfxAz3XBrAx$RjFuHvWU | 1 | Rectangular Mullion:50 x 150mm:50 x 150mm:283432 |  | InstallationDate | 2430 | WarrantyGuarantorLabor |  | ModelLabel |  | WarrantyDescription |  |  | ProductionYear | [6 empty] | Finish |  |  | SerialNumber | WarrantyStartDate | BarCode | AssetIdentifier | Features | TagNumber |  | 0.400000 |  |  |  |  | WarrantyDurationParts | AccessibilityPerformance | CodePerformance | Color | Constituents | Grade | Metal - Aluminium | ModelReference | NominalHeight | NominalLength | Shape | SustainabilityPerformance | WarrantyDurationLabor | FIXED | WarrantyGuarantorParts | ExpectedLife | ReplacementCost | NominalWidth | 23-25 20 14 11 11 11 | Curtain Wall Frames | [5 empty] | Perpendicular to Face | F | 0.000000 | 209078 | 0.025000 | 0.025000 | 0.150000 | 0.000000
2431 | Curtain Wall:Storefront - Interior:283422 |  |  |  | 283433 |  | New Construction |  |  |  |  | 124559 | 119160 | Reference |  | 50 x 150mm | Size | 209254 | 198533,198534,198535,209037,209248,209249,209250,209251,209252,209253 | Manufacturer |  | 0bpfxAz3XBrAx$RjFuHvWV | 1 | Rectangular Mullion:50 x 150mm:50 x 150mm:283433 |  | InstallationDate | 2431 | WarrantyGuarantorLabor |  | ModelLabel |  | WarrantyDescription |  |  | ProductionYear | [6 empty] | Finish |  |  | SerialNumber | WarrantyStartDate | BarCode | AssetIdentifier | Features | TagNumber |  | 0.400000 |  |  |  |  | WarrantyDurationParts | AccessibilityPerformance | CodePerformance | Color | Constituents | Grade | Metal - Aluminium | ModelReference | NominalHeight | NominalLength | Shape | SustainabilityPerformance | WarrantyDurationLabor | FIXED | WarrantyGuarantorParts | ExpectedLife | ReplacementCost | NominalWidth | 23-25 20 14 11 11 11 | Curtain Wall Frames | [5 empty] | Perpendicular to Face | F | 0.000000 | 209078 | 0.025000 | 0.025000 | 0.150000 | 0.000000
2432 | Curtain Wall:Storefront - Interior:283422 |  |  |  | 283434 |  | New Construction |  |  |  |  | 124560 | 119161 | Reference |  | 50 x 150mm | Size | 209254 | 198536,198537,198538,209062,209248,209249,209250,209251,209252,209253 | Manufacturer |  | 0bpfxAz3XBrAx$RjFuHvWS | 1 | Rectangular Mullion:50 x 150mm:50 x 150mm:283434 |  | InstallationDate | 2432 | WarrantyGuarantorLabor |  | ModelLabel |  | WarrantyDescription |  |  | ProductionYear | [6 empty] | Finish |  |  | SerialNumber | WarrantyStartDate | BarCode | AssetIdentifier | Features | TagNumber |  | 2.400000 |  |  |  |  | WarrantyDurationParts | AccessibilityPerformance | CodePerformance | Color | Constituents | Grade | Metal - Aluminium | ModelReference | NominalHeight | NominalLength | Shape | SustainabilityPerformance | WarrantyDurationLabor | FIXED | WarrantyGuarantorParts | ExpectedLife | ReplacementCost | NominalWidth | 23-25 20 14 11 11 11 | Curtain Wall Frames | [5 empty] | Perpendicular to Face | F | 0.000000 | 209078 | 0.025000 | 0.025000 | 0.150000 | 0.000000
2433 | Curtain Wall:Storefront - Interior:283422 |  |  |  | 283435 |  | New Construction |  |  |  |  | 124561 | 119162 | Reference |  | 50 x 150mm | Size | 209254 | 198539,198540,198541,205884,209248,209249,209250,209251,209252,209253 | Manufacturer |  | 0bpfxAz3XBrAx$RjFuHvWT | 1 | Rectangular Mullion:50 x 150mm:50 x 150mm:283435 |  | InstallationDate | 2433 | WarrantyGuarantorLabor |  | ModelLabel |  | WarrantyDescription |  |  | ProductionYear | [6 empty] | Finish |  |  | SerialNumber | WarrantyStartDate | BarCode | AssetIdentifier | Features | TagNumber |  | 0.815000 |  |  |  |  | WarrantyDurationParts | AccessibilityPerformance | CodePerformance | Color | Constituents | Grade | Metal - Aluminium | ModelReference | NominalHeight | NominalLength | Shape | SustainabilityPerformance | WarrantyDurationLabor | FIXED | WarrantyGuarantorParts | ExpectedLife | ReplacementCost | NominalWidth | 23-25 20 14 11 11 11 | Curtain Wall Frames | [5 empty] | Perpendicular to Face | F | 0.000000 | 209078 | 0.025000 | 0.025000 | 0.150000 | 0.000000
2434 | Curtain Wall:Storefront - Interior:283650 |  |  |  | 283664 |  | New Construction |  |  |  |  | 124569 | 119169 | Reference |  | 50 x 150mm | Size | 209254 | 198568,198569,198570,208986,209248,209249,209250,209251,209252,209253 | Manufacturer |  | 0bpfxAz3XBrAx$RjFuHvyc | 1 | Rectangular Mullion:50 x 150mm:50 x 150mm:283664 |  | InstallationDate | 2434 | WarrantyGuarantorLabor |  | ModelLabel |  | WarrantyDescription |  |  | ProductionYear | [6 empty] | Finish |  |  | SerialNumber | WarrantyStartDate | BarCode | AssetIdentifier | Features | TagNumber |  | 1.001667 |  |  |  |  | WarrantyDurationParts | AccessibilityPerformance | CodePerformance | Color | Constituents | Grade | Metal - Aluminium | ModelReference | NominalHeight | NominalLength | Shape | SustainabilityPerformance | WarrantyDurationLabor | FIXED | WarrantyGuarantorParts | ExpectedLife | ReplacementCost | NominalWidth | 23-25 20 14 11 11 11 | Curtain Wall Frames | [5 empty] | Perpendicular to Face | F | 0.000000 | 209170 | 0.025000 | 0.025000 | 0.150000 | 0.000000
2435 | Curtain Wall:Storefront - Interior:283650 |  |  |  | 283665 |  | New Construction |  |  |  |  | 124570 | 119170 | Reference |  | 50 x 150mm | Size | 209254 | 198571,198572,198573,208986,209248,209249,209250,209251,209252,209253 | Manufacturer |  | 0bpfxAz3XBrAx$RjFuHvyd | 1 | Rectangular Mullion:50 x 150mm:50 x 150mm:283665 |  | InstallationDate | 2435 | WarrantyGuarantorLabor |  | ModelLabel |  | WarrantyDescription |  |  | ProductionYear | [6 empty] | Finish |  |  | SerialNumber | WarrantyStartDate | BarCode | AssetIdentifier | Features | TagNumber |  | 1.001667 |  |  |  |  | WarrantyDurationParts | AccessibilityPerformance | CodePerformance | Color | Constituents | Grade | Metal - Aluminium | ModelReference | NominalHeight | NominalLength | Shape | SustainabilityPerformance | WarrantyDurationLabor | FIXED | WarrantyGuarantorParts | ExpectedLife | ReplacementCost | NominalWidth | 23-25 20 14 11 11 11 | Curtain Wall Frames | [5 empty] | Perpendicular to Face | F | 0.000000 | 209170 | 0.025000 | 0.025000 | 0.150000 | 0.000000
2436 | Curtain Wall:Storefront - Interior:283650 |  |  |  | 283666 |  | New Construction |  |  |  |  | 124571 | 119171 | Reference |  | 50 x 150mm | Size | 209254 | 198574,198575,198576,205887,209248,209249,209250,209251,209252,209253 | Manufacturer |  | 0bpfxAz3XBrAx$RjFuHvya | 1 | Rectangular Mullion:50 x 150mm:50 x 150mm:283666 |  | InstallationDate | 2436 | WarrantyGuarantorLabor |  | ModelLabel |  | WarrantyDescription |  |  | ProductionYear | [6 empty] | Finish |  |  | SerialNumber | WarrantyStartDate | BarCode | AssetIdentifier | Features | TagNumber |  | 1.026667 |  |  |  |  | WarrantyDurationParts | AccessibilityPerformance | CodePerformance | Color | Constituents | Grade | Metal - Aluminium | ModelReference | NominalHeight | NominalLength | Shape | SustainabilityPerformance | WarrantyDurationLabor | FIXED | WarrantyGuarantorParts | ExpectedLife | ReplacementCost | NominalWidth | 23-25 20 14 11 11 11 | Curtain Wall Frames | [5 empty] | Perpendicular to Face | F | 0.000000 | 209170 | 0.025000 | 0.025000 | 0.150000 | 0.000000
2437 | Curtain Wall:Storefront - Interior:283650 |  |  |  | 283667 |  | New Construction |  |  |  |  | 124572 | 119172 | Reference |  | 50 x 150mm | Size | 209254 | 198577,198578,198579,208987,209248,209249,209250,209251,209252,209253 | Manufacturer |  | 0bpfxAz3XBrAx$RjFuHvyb | 1 | Rectangular Mullion:50 x 150mm:50 x 150mm:283667 |  | InstallationDate | 2437 | WarrantyGuarantorLabor |  | ModelLabel |  | WarrantyDescription |  |  | ProductionYear | [6 empty] | Finish |  |  | SerialNumber | WarrantyStartDate | BarCode | AssetIdentifier | Features | TagNumber |  | 1.001667 |  |  |  |  | WarrantyDurationParts | AccessibilityPerformance | CodePerformance | Color | Constituents | Grade | Metal - Aluminium | ModelReference | NominalHeight | NominalLength | Shape | SustainabilityPerformance | WarrantyDurationLabor | FIXED | WarrantyGuarantorParts | ExpectedLife | ReplacementCost | NominalWidth | 23-25 20 14 11 11 11 | Curtain Wall Frames | [5 empty] | Perpendicular to Face | F | 0.000000 | 209170 | 0.025000 | 0.025000 | 0.150000 | 0.000000
2438 | Curtain Wall:Storefront - Interior:283650 |  |  |  | 283668 |  | New Construction |  |  |  |  | 124573 | 119173 | Reference |  | 50 x 150mm | Size | 209254 | 198580,198581,198582,205888,209248,209249,209250,209251,209252,209253 | Manufacturer |  | 0bpfxAz3XBrAx$RjFuHvyY | 1 | Rectangular Mullion:50 x 150mm:50 x 150mm:283668 |  | InstallationDate | 2438 | WarrantyGuarantorLabor |  | ModelLabel |  | WarrantyDescription |  |  | ProductionYear | [6 empty] | Finish |  |  | SerialNumber | WarrantyStartDate | BarCode | AssetIdentifier | Features | TagNumber |  | 1.026667 |  |  |  |  | WarrantyDurationParts | AccessibilityPerformance | CodePerformance | Color | Constituents | Grade | Metal - Aluminium | ModelReference | NominalHeight | NominalLength | Shape | SustainabilityPerformance | WarrantyDurationLabor | FIXED | WarrantyGuarantorParts | ExpectedLife | ReplacementCost | NominalWidth | 23-25 20 14 11 11 11 | Curtain Wall Frames | [5 empty] | Perpendicular to Face | F | 0.000000 | 209170 | 0.025000 | 0.025000 | 0.150000 | 0.000000
2439 | Curtain Wall:Storefront - Interior:283650 |  |  |  | 283669 |  | New Construction |  |  |  |  | 124574 | 119174 | Reference |  | 50 x 150mm | Size | 209254 | 198583,198584,198585,208987,209248,209249,209250,209251,209252,209253 | Manufacturer |  | 0bpfxAz3XBrAx$RjFuHvyZ | 1 | Rectangular Mullion:50 x 150mm:50 x 150mm:283669 |  | InstallationDate | 2439 | WarrantyGuarantorLabor |  | ModelLabel |  | WarrantyDescription |  |  | ProductionYear | [6 empty] | Finish |  |  | SerialNumber | WarrantyStartDate | BarCode | AssetIdentifier | Features | TagNumber |  | 1.001667 |  |  |  |  | WarrantyDurationParts | AccessibilityPerformance | CodePerformance | Color | Constituents | Grade | Metal - Aluminium | ModelReference | NominalHeight | NominalLength | Shape | SustainabilityPerformance | WarrantyDurationLabor | FIXED | WarrantyGuarantorParts | ExpectedLife | ReplacementCost | NominalWidth | 23-25 20 14 11 11 11 | Curtain Wall Frames | [5 empty] | Perpendicular to Face | F | 0.000000 | 209170 | 0.025000 | 0.025000 | 0.150000 | 0.000000
2440 | Curtain Wall:Storefront - Interior:283650 |  |  |  | 283670 |  | New Construction |  |  |  |  | 124575 | 119175 | Reference |  | 50 x 150mm | Size | 209254 | 198586,198587,198588,209061,209248,209249,209250,209251,209252,209253 | Manufacturer |  | 0bpfxAz3XBrAx$RjFuHvyW | 1 | Rectangular Mullion:50 x 150mm:50 x 150mm:283670 |  | InstallationDate | 2440 | WarrantyGuarantorLabor |  | ModelLabel |  | WarrantyDescription |  |  | ProductionYear | [6 empty] | Finish |  |  | SerialNumber | WarrantyStartDate | BarCode | AssetIdentifier | Features | TagNumber |  | 2.400000 |  |  |  |  | WarrantyDurationParts | AccessibilityPerformance | CodePerformance | Color | Constituents | Grade | Metal - Aluminium | ModelReference | NominalHeight | NominalLength | Shape | SustainabilityPerformance | WarrantyDurationLabor | FIXED | WarrantyGuarantorParts | ExpectedLife | ReplacementCost | NominalWidth | 23-25 20 14 11 11 11 | Curtain Wall Frames | [5 empty] | Perpendicular to Face | F | 0.000000 | 209170 | 0.025000 | 0.025000 | 0.150000 | 0.000000
2441 | Curtain Wall:Storefront - Interior:283650 |  |  |  | 283671 |  | New Construction |  |  |  |  | 124576 | 119176 | Reference |  | 50 x 150mm | Size | 209254 | 198589,198590,198591,209036,209248,209249,209250,209251,209252,209253 | Manufacturer |  | 0bpfxAz3XBrAx$RjFuHvyX | 1 | Rectangular Mullion:50 x 150mm:50 x 150mm:283671 |  | InstallationDate | 2441 | WarrantyGuarantorLabor |  | ModelLabel |  | WarrantyDescription |  |  | ProductionYear | [6 empty] | Finish |  |  | SerialNumber | WarrantyStartDate | BarCode | AssetIdentifier | Features | TagNumber |  | 0.400000 |  |  |  |  | WarrantyDurationParts | AccessibilityPerformance | CodePerformance | Color | Constituents | Grade | Metal - Aluminium | ModelReference | NominalHeight | NominalLength | Shape | SustainabilityPerformance | WarrantyDurationLabor | FIXED | WarrantyGuarantorParts | ExpectedLife | ReplacementCost | NominalWidth | 23-25 20 14 11 11 11 | Curtain Wall Frames | [5 empty] | Perpendicular to Face | F | 0.000000 | 209170 | 0.025000 | 0.025000 | 0.150000 | 0.000000
2442 | Curtain Wall:Storefront - Interior:283650 |  |  |  | 283672 |  | New Construction |  |  |  |  | 124577 | 119177 | Reference |  | 50 x 150mm | Size | 209254 | 198592,198593,198594,209037,209248,209249,209250,209251,209252,209253 | Manufacturer |  | 0bpfxAz3XBrAx$RjFuHvyk | 1 | Rectangular Mullion:50 x 150mm:50 x 150mm:283672 |  | InstallationDate | 2442 | WarrantyGuarantorLabor |  | ModelLabel |  | WarrantyDescription |  |  | ProductionYear | [6 empty] | Finish |  |  | SerialNumber | WarrantyStartDate | BarCode | AssetIdentifier | Features | TagNumber |  | 0.400000 |  |  |  |  | WarrantyDurationParts | AccessibilityPerformance | CodePerformance | Color | Constituents | Grade | Metal - Aluminium | ModelReference | NominalHeight | NominalLength | Shape | SustainabilityPerformance | WarrantyDurationLabor | FIXED | WarrantyGuarantorParts | ExpectedLife | ReplacementCost | NominalWidth | 23-25 20 14 11 11 11 | Curtain Wall Frames | [5 empty] | Perpendicular to Face | F | 0.000000 | 209170 | 0.025000 | 0.025000 | 0.150000 | 0.000000
2443 | Curtain Wall:Storefront - Interior:283650 |  |  |  | 283673 |  | New Construction |  |  |  |  | 124578 | 119178 | Reference |  | 50 x 150mm | Size | 209254 | 198595,198596,198597,209062,209248,209249,209250,209251,209252,209253 | Manufacturer |  | 0bpfxAz3XBrAx$RjFuHvyl | 1 | Rectangular Mullion:50 x 150mm:50 x 150mm:283673 |  | InstallationDate | 2443 | WarrantyGuarantorLabor |  | ModelLabel |  | WarrantyDescription |  |  | ProductionYear | [6 empty] | Finish |  |  | SerialNumber | WarrantyStartDate | BarCode | AssetIdentifier | Features | TagNumber |  | 2.400000 |  |  |  |  | WarrantyDurationParts | AccessibilityPerformance | CodePerformance | Color | Constituents | Grade | Metal - Aluminium | ModelReference | NominalHeight | NominalLength | Shape | SustainabilityPerformance | WarrantyDurationLabor | FIXED | WarrantyGuarantorParts | ExpectedLife | ReplacementCost | NominalWidth | 23-25 20 14 11 11 11 | Curtain Wall Frames | [5 empty] | Perpendicular to Face | F | 0.000000 | 209170 | 0.025000 | 0.025000 | 0.150000 | 0.000000
2444 | Curtain Wall:Storefront - Interior:283650 |  |  |  | 283674 |  | New Construction |  |  |  |  | 124579 | 119179 | Reference |  | 50 x 150mm | Size | 209254 | 198598,198599,198600,208988,209248,209249,209250,209251,209252,209253 | Manufacturer |  | 0bpfxAz3XBrAx$RjFuHvyi | 1 | Rectangular Mullion:50 x 150mm:50 x 150mm:283674 |  | InstallationDate | 2444 | WarrantyGuarantorLabor |  | ModelLabel |  | WarrantyDescription |  |  | ProductionYear | [6 empty] | Finish |  |  | SerialNumber | WarrantyStartDate | BarCode | AssetIdentifier | Features | TagNumber |  | 1.001667 |  |  |  |  | WarrantyDurationParts | AccessibilityPerformance | CodePerformance | Color | Constituents | Grade | Metal - Aluminium | ModelReference | NominalHeight | NominalLength | Shape | SustainabilityPerformance | WarrantyDurationLabor | FIXED | WarrantyGuarantorParts | ExpectedLife | ReplacementCost | NominalWidth | 23-25 20 14 11 11 11 | Curtain Wall Frames | [5 empty] | Perpendicular to Face | F | 0.000000 | 209170 | 0.025000 | 0.025000 | 0.150000 | 0.000000
2445 | Curtain Wall:Storefront - Interior:283650 |  |  |  | 283675 |  | New Construction |  |  |  |  | 124580 | 119180 | Reference |  | 50 x 150mm | Size | 209254 | 198601,198602,198603,205889,209248,209249,209250,209251,209252,209253 | Manufacturer |  | 0bpfxAz3XBrAx$RjFuHvyj | 1 | Rectangular Mullion:50 x 150mm:50 x 150mm:283675 |  | InstallationDate | 2445 | WarrantyGuarantorLabor |  | ModelLabel |  | WarrantyDescription |  |  | ProductionYear | [6 empty] | Finish |  |  | SerialNumber | WarrantyStartDate | BarCode | AssetIdentifier | Features | TagNumber |  | 1.026667 |  |  |  |  | WarrantyDurationParts | AccessibilityPerformance | CodePerformance | Color | Constituents | Grade | Metal - Aluminium | ModelReference | NominalHeight | NominalLength | Shape | SustainabilityPerformance | WarrantyDurationLabor | FIXED | WarrantyGuarantorParts | ExpectedLife | ReplacementCost | NominalWidth | 23-25 20 14 11 11 11 | Curtain Wall Frames | [5 empty] | Perpendicular to Face | F | 0.000000 | 209170 | 0.025000 | 0.025000 | 0.150000 | 0.000000
2446 | Curtain Wall:Storefront - Interior:283650 |  |  |  | 283676 |  | New Construction |  |  |  |  | 124581 | 119181 | Reference |  | 50 x 150mm | Size | 209254 | 198604,198605,198606,208988,209248,209249,209250,209251,209252,209253 | Manufacturer |  | 0bpfxAz3XBrAx$RjFuHvyg | 1 | Rectangular Mullion:50 x 150mm:50 x 150mm:283676 |  | InstallationDate | 2446 | WarrantyGuarantorLabor |  | ModelLabel |  | WarrantyDescription |  |  | ProductionYear | [6 empty] | Finish |  |  | SerialNumber | WarrantyStartDate | BarCode | AssetIdentifier | Features | TagNumber |  | 1.001667 |  |  |  |  | WarrantyDurationParts | AccessibilityPerformance | CodePerformance | Color | Constituents | Grade | Metal - Aluminium | ModelReference | NominalHeight | NominalLength | Shape | SustainabilityPerformance | WarrantyDurationLabor | FIXED | WarrantyGuarantorParts | ExpectedLife | ReplacementCost | NominalWidth | 23-25 20 14 11 11 11 | Curtain Wall Frames | [5 empty] | Perpendicular to Face | F | 0.000000 | 209170 | 0.025000 | 0.025000 | 0.150000 | 0.000000
2447 | Curtain Wall:Storefront - Interior:283650 |  |  |  | 283677 |  | New Construction |  |  |  |  | 124582 | 119182 | Reference |  | 50 x 150mm | Size | 209254 | 198607,198608,198609,209035,209248,209249,209250,209251,209252,209253 | Manufacturer |  | 0bpfxAz3XBrAx$RjFuHvyh | 1 | Rectangular Mullion:50 x 150mm:50 x 150mm:283677 |  | InstallationDate | 2447 | WarrantyGuarantorLabor |  | ModelLabel |  | WarrantyDescription |  |  | ProductionYear | [6 empty] | Finish |  |  | SerialNumber | WarrantyStartDate | BarCode | AssetIdentifier | Features | TagNumber |  | 2.400000 |  |  |  |  | WarrantyDurationParts | AccessibilityPerformance | CodePerformance | Color | Constituents | Grade | Metal - Aluminium | ModelReference | NominalHeight | NominalLength | Shape | SustainabilityPerformance | WarrantyDurationLabor | FIXED | WarrantyGuarantorParts | ExpectedLife | ReplacementCost | NominalWidth | 23-25 20 14 11 11 11 | Curtain Wall Frames | [5 empty] | Perpendicular to Face | F | 0.000000 | 209170 | 0.025000 | 0.025000 | 0.150000 | 0.000000
2448 | Curtain Wall:Storefront - Interior:283650 |  |  |  | 283678 |  | New Construction |  |  |  |  | 124583 | 119183 | Reference |  | 50 x 150mm | Size | 209254 | 198610,198611,198612,209035,209248,209249,209250,209251,209252,209253 | Manufacturer |  | 0bpfxAz3XBrAx$RjFuHvye | 1 | Rectangular Mullion:50 x 150mm:50 x 150mm:283678 |  | InstallationDate | 2448 | WarrantyGuarantorLabor |  | ModelLabel |  | WarrantyDescription |  |  | ProductionYear | [6 empty] | Finish |  |  | SerialNumber | WarrantyStartDate | BarCode | AssetIdentifier | Features | TagNumber |  | 2.400000 |  |  |  |  | WarrantyDurationParts | AccessibilityPerformance | CodePerformance | Color | Constituents | Grade | Metal - Aluminium | ModelReference | NominalHeight | NominalLength | Shape | SustainabilityPerformance | WarrantyDurationLabor | FIXED | WarrantyGuarantorParts | ExpectedLife | ReplacementCost | NominalWidth | 23-25 20 14 11 11 11 | Curtain Wall Frames | [5 empty] | Perpendicular to Face | F | 0.000000 | 209170 | 0.025000 | 0.025000 | 0.150000 | 0.000000
2449 | Curtain Wall:Storefront - Interior:283650 |  |  |  | 283679 |  | New Construction |  |  |  |  | 124584 | 119184 | Reference |  | 50 x 150mm | Size | 209254 | 198613,198614,198615,208989,209248,209249,209250,209251,209252,209253 | Manufacturer |  | 0bpfxAz3XBrAx$RjFuHvyf | 1 | Rectangular Mullion:50 x 150mm:50 x 150mm:283679 |  | InstallationDate | 2449 | WarrantyGuarantorLabor |  | ModelLabel |  | WarrantyDescription |  |  | ProductionYear | [6 empty] | Finish |  |  | SerialNumber | WarrantyStartDate | BarCode | AssetIdentifier | Features | TagNumber |  | 0.400000 |  |  |  |  | WarrantyDurationParts | AccessibilityPerformance | CodePerformance | Color | Constituents | Grade | Metal - Aluminium | ModelReference | NominalHeight | NominalLength | Shape | SustainabilityPerformance | WarrantyDurationLabor | FIXED | WarrantyGuarantorParts | ExpectedLife | ReplacementCost | NominalWidth | 23-25 20 14 11 11 11 | Curtain Wall Frames | [5 empty] | Perpendicular to Face | F | 0.000000 | 209170 | 0.025000 | 0.025000 | 0.150000 | 0.000000
2450 | Curtain Wall:Storefront - Interior:283650 |  |  |  | 283680 |  | New Construction |  |  |  |  | 124585 | 119185 | Reference |  | 50 x 150mm | Size | 209254 | 198616,198617,198618,208989,209248,209249,209250,209251,209252,209253 | Manufacturer |  | 0bpfxAz3XBrAx$RjFuHvyM | 1 | Rectangular Mullion:50 x 150mm:50 x 150mm:283680 |  | InstallationDate | 2450 | WarrantyGuarantorLabor |  | ModelLabel |  | WarrantyDescription |  |  | ProductionYear | [6 empty] | Finish |  |  | SerialNumber | WarrantyStartDate | BarCode | AssetIdentifier | Features | TagNumber |  | 0.400000 |  |  |  |  | WarrantyDurationParts | AccessibilityPerformance | CodePerformance | Color | Constituents | Grade | Metal - Aluminium | ModelReference | NominalHeight | NominalLength | Shape | SustainabilityPerformance | WarrantyDurationLabor | FIXED | WarrantyGuarantorParts | ExpectedLife | ReplacementCost | NominalWidth | 23-25 20 14 11 11 11 | Curtain Wall Frames | [5 empty] | Perpendicular to Face | F | 0.000000 | 209170 | 0.025000 | 0.025000 | 0.150000 | 0.000000
2451 | Curtain Wall:Storefront - Interior:283767 |  |  |  | 283774 |  | New Construction |  |  |  |  | 124589 | 119188 | Reference |  | 50 x 150mm | Size | 209254 | 198633,198634,198635,205882,209248,209249,209250,209251,209252,209253 | Manufacturer |  | 0bpfxAz3XBrAx$RjFuHvz8 | 1 | Rectangular Mullion:50 x 150mm:50 x 150mm:283774 |  | InstallationDate | 2451 | WarrantyGuarantorLabor |  | ModelLabel |  | WarrantyDescription |  |  | ProductionYear | [6 empty] | Finish |  |  | SerialNumber | WarrantyStartDate | BarCode | AssetIdentifier | Features | TagNumber |  | 0.815000 |  |  |  |  | WarrantyDurationParts | AccessibilityPerformance | CodePerformance | Color | Constituents | Grade | Metal - Aluminium | ModelReference | NominalHeight | NominalLength | Shape | SustainabilityPerformance | WarrantyDurationLabor | FIXED | WarrantyGuarantorParts | ExpectedLife | ReplacementCost | NominalWidth | 23-25 20 14 11 11 11 | Curtain Wall Frames | [5 empty] | Perpendicular to Face | F | 0.000000 | 209079 | 0.025000 | 0.025000 | 0.150000 | 0.000000
2452 | Curtain Wall:Storefront - Interior:283767 |  |  |  | 283775 |  | New Construction |  |  |  |  | 124590 | 119189 | Reference |  | 50 x 150mm | Size | 209254 | 198636,198637,198638,205883,209248,209249,209250,209251,209252,209253 | Manufacturer |  | 0bpfxAz3XBrAx$RjFuHvz9 | 1 | Rectangular Mullion:50 x 150mm:50 x 150mm:283775 |  | InstallationDate | 2452 | WarrantyGuarantorLabor |  | ModelLabel |  | WarrantyDescription |  |  | ProductionYear | [6 empty] | Finish |  |  | SerialNumber | WarrantyStartDate | BarCode | AssetIdentifier | Features | TagNumber |  | 0.815000 |  |  |  |  | WarrantyDurationParts | AccessibilityPerformance | CodePerformance | Color | Constituents | Grade | Metal - Aluminium | ModelReference | NominalHeight | NominalLength | Shape | SustainabilityPerformance | WarrantyDurationLabor | FIXED | WarrantyGuarantorParts | ExpectedLife | ReplacementCost | NominalWidth | 23-25 20 14 11 11 11 | Curtain Wall Frames | [5 empty] | Perpendicular to Face | F | 0.000000 | 209079 | 0.025000 | 0.025000 | 0.150000 | 0.000000
2453 | Curtain Wall:Storefront - Interior:283767 |  |  |  | 283776 |  | New Construction |  |  |  |  | 124591 | 119190 | Reference |  | 50 x 150mm | Size | 209254 | 198639,198640,198641,209061,209248,209249,209250,209251,209252,209253 | Manufacturer |  | 0bpfxAz3XBrAx$RjFuHv_s | 1 | Rectangular Mullion:50 x 150mm:50 x 150mm:283776 |  | InstallationDate | 2453 | WarrantyGuarantorLabor |  | ModelLabel |  | WarrantyDescription |  |  | ProductionYear | [6 empty] | Finish |  |  | SerialNumber | WarrantyStartDate | BarCode | AssetIdentifier | Features | TagNumber |  | 2.400000 |  |  |  |  | WarrantyDurationParts | AccessibilityPerformance | CodePerformance | Color | Constituents | Grade | Metal - Aluminium | ModelReference | NominalHeight | NominalLength | Shape | SustainabilityPerformance | WarrantyDurationLabor | FIXED | WarrantyGuarantorParts | ExpectedLife | ReplacementCost | NominalWidth | 23-25 20 14 11 11 11 | Curtain Wall Frames | [5 empty] | Perpendicular to Face | F | 0.000000 | 209079 | 0.025000 | 0.025000 | 0.150000 | 0.000000
2454 | Curtain Wall:Storefront - Interior:283767 |  |  |  | 283777 |  | New Construction |  |  |  |  | 124592 | 119191 | Reference |  | 50 x 150mm | Size | 209254 | 198642,198643,198644,209036,209248,209249,209250,209251,209252,209253 | Manufacturer |  | 0bpfxAz3XBrAx$RjFuHv_t | 1 | Rectangular Mullion:50 x 150mm:50 x 150mm:283777 |  | InstallationDate | 2454 | WarrantyGuarantorLabor |  | ModelLabel |  | WarrantyDescription |  |  | ProductionYear | [6 empty] | Finish |  |  | SerialNumber | WarrantyStartDate | BarCode | AssetIdentifier | Features | TagNumber |  | 0.400000 |  |  |  |  | WarrantyDurationParts | AccessibilityPerformance | CodePerformance | Color | Constituents | Grade | Metal - Aluminium | ModelReference | NominalHeight | NominalLength | Shape | SustainabilityPerformance | WarrantyDurationLabor | FIXED | WarrantyGuarantorParts | ExpectedLife | ReplacementCost | NominalWidth | 23-25 20 14 11 11 11 | Curtain Wall Frames | [5 empty] | Perpendicular to Face | F | 0.000000 | 209079 | 0.025000 | 0.025000 | 0.150000 | 0.000000
2455 | Curtain Wall:Storefront - Interior:283767 |  |  |  | 283778 |  | New Construction |  |  |  |  | 124593 | 119192 | Reference |  | 50 x 150mm | Size | 209254 | 198645,198646,198647,209037,209248,209249,209250,209251,209252,209253 | Manufacturer |  | 0bpfxAz3XBrAx$RjFuHv_q | 1 | Rectangular Mullion:50 x 150mm:50 x 150mm:283778 |  | InstallationDate | 2455 | WarrantyGuarantorLabor |  | ModelLabel |  | WarrantyDescription |  |  | ProductionYear | [6 empty] | Finish |  |  | SerialNumber | WarrantyStartDate | BarCode | AssetIdentifier | Features | TagNumber |  | 0.400000 |  |  |  |  | WarrantyDurationParts | AccessibilityPerformance | CodePerformance | Color | Constituents | Grade | Metal - Aluminium | ModelReference | NominalHeight | NominalLength | Shape | SustainabilityPerformance | WarrantyDurationLabor | FIXED | WarrantyGuarantorParts | ExpectedLife | ReplacementCost | NominalWidth | 23-25 20 14 11 11 11 | Curtain Wall Frames | [5 empty] | Perpendicular to Face | F | 0.000000 | 209079 | 0.025000 | 0.025000 | 0.150000 | 0.000000
2456 | Curtain Wall:Storefront - Interior:283767 |  |  |  | 283779 |  | New Construction |  |  |  |  | 124594 | 119193 | Reference |  | 50 x 150mm | Size | 209254 | 198648,198649,198650,209062,209248,209249,209250,209251,209252,209253 | Manufacturer |  | 0bpfxAz3XBrAx$RjFuHv_r | 1 | Rectangular Mullion:50 x 150mm:50 x 150mm:283779 |  | InstallationDate | 2456 | WarrantyGuarantorLabor |  | ModelLabel |  | WarrantyDescription |  |  | ProductionYear | [6 empty] | Finish |  |  | SerialNumber | WarrantyStartDate | BarCode | AssetIdentifier | Features | TagNumber |  | 2.400000 |  |  |  |  | WarrantyDurationParts | AccessibilityPerformance | CodePerformance | Color | Constituents | Grade | Metal - Aluminium | ModelReference | NominalHeight | NominalLength | Shape | SustainabilityPerformance | WarrantyDurationLabor | FIXED | WarrantyGuarantorParts | ExpectedLife | ReplacementCost | NominalWidth | 23-25 20 14 11 11 11 | Curtain Wall Frames | [5 empty] | Perpendicular to Face | F | 0.000000 | 209079 | 0.025000 | 0.025000 | 0.150000 | 0.000000
2457 | Curtain Wall:Storefront - Interior:283767 |  |  |  | 283780 |  | New Construction |  |  |  |  | 124595 | 119194 | Reference |  | 50 x 150mm | Size | 209254 | 198651,198652,198653,205884,209248,209249,209250,209251,209252,209253 | Manufacturer |  | 0bpfxAz3XBrAx$RjFuHv_o | 1 | Rectangular Mullion:50 x 150mm:50 x 150mm:283780 |  | InstallationDate | 2457 | WarrantyGuarantorLabor |  | ModelLabel |  | WarrantyDescription |  |  | ProductionYear | [6 empty] | Finish |  |  | SerialNumber | WarrantyStartDate | BarCode | AssetIdentifier | Features | TagNumber |  | 0.815000 |  |  |  |  | WarrantyDurationParts | AccessibilityPerformance | CodePerformance | Color | Constituents | Grade | Metal - Aluminium | ModelReference | NominalHeight | NominalLength | Shape | SustainabilityPerformance | WarrantyDurationLabor | FIXED | WarrantyGuarantorParts | ExpectedLife | ReplacementCost | NominalWidth | 23-25 20 14 11 11 11 | Curtain Wall Frames | [5 empty] | Perpendicular to Face | F | 0.000000 | 209079 | 0.025000 | 0.025000 | 0.150000 | 0.000000
2469 | Curtain Wall:Storefront - Interior:284081 |  |  |  | 284097 |  | New Construction |  |  |  |  | 124617 | 119214 | Reference |  | 50 x 150mm | Size | 209254 | 198732,198733,198734,208986,209248,209249,209250,209251,209252,209253 | Manufacturer |  | 0bpfxAz3XBrAx$RjFuHvxt | 1 | Rectangular Mullion:50 x 150mm:50 x 150mm:284097 |  | InstallationDate | 2469 | WarrantyGuarantorLabor |  | ModelLabel |  | WarrantyDescription |  |  | ProductionYear | [6 empty] | Finish |  |  | SerialNumber | WarrantyStartDate | BarCode | AssetIdentifier | Features | TagNumber |  | 1.001667 |  |  |  |  | WarrantyDurationParts | AccessibilityPerformance | CodePerformance | Color | Constituents | Grade | Metal - Aluminium | ModelReference | NominalHeight | NominalLength | Shape | SustainabilityPerformance | WarrantyDurationLabor | FIXED | WarrantyGuarantorParts | ExpectedLife | ReplacementCost | NominalWidth | 23-25 20 14 11 11 11 | Curtain Wall Frames | [5 empty] | Perpendicular to Face | F | 0.000000 | 209171 | 0.025000 | 0.025000 | 0.150000 | 0.000000
2470 | Curtain Wall:Storefront - Interior:284081 |  |  |  | 284098 |  | New Construction |  |  |  |  | 124618 | 119215 | Reference |  | 50 x 150mm | Size | 209254 | 198735,198736,198737,208986,209248,209249,209250,209251,209252,209253 | Manufacturer |  | 0bpfxAz3XBrAx$RjFuHvxq | 1 | Rectangular Mullion:50 x 150mm:50 x 150mm:284098 |  | InstallationDate | 2470 | WarrantyGuarantorLabor |  | ModelLabel |  | WarrantyDescription |  |  | ProductionYear | [6 empty] | Finish |  |  | SerialNumber | WarrantyStartDate | BarCode | AssetIdentifier | Features | TagNumber |  | 1.001667 |  |  |  |  | WarrantyDurationParts | AccessibilityPerformance | CodePerformance | Color | Constituents | Grade | Metal - Aluminium | ModelReference | NominalHeight | NominalLength | Shape | SustainabilityPerformance | WarrantyDurationLabor | FIXED | WarrantyGuarantorParts | ExpectedLife | ReplacementCost | NominalWidth | 23-25 20 14 11 11 11 | Curtain Wall Frames | [5 empty] | Perpendicular to Face | F | 0.000000 | 209171 | 0.025000 | 0.025000 | 0.150000 | 0.000000
2471 | Curtain Wall:Storefront - Interior:284081 |  |  |  | 284099 |  | New Construction |  |  |  |  | 124619 | 119216 | Reference |  | 50 x 150mm | Size | 209254 | 198738,198739,198740,205887,209248,209249,209250,209251,209252,209253 | Manufacturer |  | 0bpfxAz3XBrAx$RjFuHvxr | 1 | Rectangular Mullion:50 x 150mm:50 x 150mm:284099 |  | InstallationDate | 2471 | WarrantyGuarantorLabor |  | ModelLabel |  | WarrantyDescription |  |  | ProductionYear | [6 empty] | Finish |  |  | SerialNumber | WarrantyStartDate | BarCode | AssetIdentifier | Features | TagNumber |  | 1.026667 |  |  |  |  | WarrantyDurationParts | AccessibilityPerformance | CodePerformance | Color | Constituents | Grade | Metal - Aluminium | ModelReference | NominalHeight | NominalLength | Shape | SustainabilityPerformance | WarrantyDurationLabor | FIXED | WarrantyGuarantorParts | ExpectedLife | ReplacementCost | NominalWidth | 23-25 20 14 11 11 11 | Curtain Wall Frames | [5 empty] | Perpendicular to Face | F | 0.000000 | 209171 | 0.025000 | 0.025000 | 0.150000 | 0.000000
2472 | Curtain Wall:Storefront - Interior:284081 |  |  |  | 284100 |  | New Construction |  |  |  |  | 124620 | 119217 | Reference |  | 50 x 150mm | Size | 209254 | 198741,198742,198743,208987,209248,209249,209250,209251,209252,209253 | Manufacturer |  | 0bpfxAz3XBrAx$RjFuHvxo | 1 | Rectangular Mullion:50 x 150mm:50 x 150mm:284100 |  | InstallationDate | 2472 | WarrantyGuarantorLabor |  | ModelLabel |  | WarrantyDescription |  |  | ProductionYear | [6 empty] | Finish |  |  | SerialNumber | WarrantyStartDate | BarCode | AssetIdentifier | Features | TagNumber |  | 1.001667 |  |  |  |  | WarrantyDurationParts | AccessibilityPerformance | CodePerformance | Color | Constituents | Grade | Metal - Aluminium | ModelReference | NominalHeight | NominalLength | Shape | SustainabilityPerformance | WarrantyDurationLabor | FIXED | WarrantyGuarantorParts | ExpectedLife | ReplacementCost | NominalWidth | 23-25 20 14 11 11 11 | Curtain Wall Frames | [5 empty] | Perpendicular to Face | F | 0.000000 | 209171 | 0.025000 | 0.025000 | 0.150000 | 0.000000
2473 | Curtain Wall:Storefront - Interior:284081 |  |  |  | 284101 |  | New Construction |  |  |  |  | 124621 | 119218 | Reference |  | 50 x 150mm | Size | 209254 | 198744,198745,198746,205888,209248,209249,209250,209251,209252,209253 | Manufacturer |  | 0bpfxAz3XBrAx$RjFuHvxp | 1 | Rectangular Mullion:50 x 150mm:50 x 150mm:284101 |  | InstallationDate | 2473 | WarrantyGuarantorLabor |  | ModelLabel |  | WarrantyDescription |  |  | ProductionYear | [6 empty] | Finish |  |  | SerialNumber | WarrantyStartDate | BarCode | AssetIdentifier | Features | TagNumber |  | 1.026667 |  |  |  |  | WarrantyDurationParts | AccessibilityPerformance | CodePerformance | Color | Constituents | Grade | Metal - Aluminium | ModelReference | NominalHeight | NominalLength | Shape | SustainabilityPerformance | WarrantyDurationLabor | FIXED | WarrantyGuarantorParts | ExpectedLife | ReplacementCost | NominalWidth | 23-25 20 14 11 11 11 | Curtain Wall Frames | [5 empty] | Perpendicular to Face | F | 0.000000 | 209171 | 0.025000 | 0.025000 | 0.150000 | 0.000000
2474 | Curtain Wall:Storefront - Interior:284081 |  |  |  | 284102 |  | New Construction |  |  |  |  | 124622 | 119219 | Reference |  | 50 x 150mm | Size | 209254 | 198747,198748,198749,208987,209248,209249,209250,209251,209252,209253 | Manufacturer |  | 0bpfxAz3XBrAx$RjFuHvxm | 1 | Rectangular Mullion:50 x 150mm:50 x 150mm:284102 |  | InstallationDate | 2474 | WarrantyGuarantorLabor |  | ModelLabel |  | WarrantyDescription |  |  | ProductionYear | [6 empty] | Finish |  |  | SerialNumber | WarrantyStartDate | BarCode | AssetIdentifier | Features | TagNumber |  | 1.001667 |  |  |  |  | WarrantyDurationParts | AccessibilityPerformance | CodePerformance | Color | Constituents | Grade | Metal - Aluminium | ModelReference | NominalHeight | NominalLength | Shape | SustainabilityPerformance | WarrantyDurationLabor | FIXED | WarrantyGuarantorParts | ExpectedLife | ReplacementCost | NominalWidth | 23-25 20 14 11 11 11 | Curtain Wall Frames | [5 empty] | Perpendicular to Face | F | 0.000000 | 209171 | 0.025000 | 0.025000 | 0.150000 | 0.000000
2475 | Curtain Wall:Storefront - Interior:284081 |  |  |  | 284103 |  | New Construction |  |  |  |  | 124623 | 119220 | Reference |  | 50 x 150mm | Size | 209254 | 198750,198751,198752,209061,209248,209249,209250,209251,209252,209253 | Manufacturer |  | 0bpfxAz3XBrAx$RjFuHvxn | 1 | Rectangular Mullion:50 x 150mm:50 x 150mm:284103 |  | InstallationDate | 2475 | WarrantyGuarantorLabor |  | ModelLabel |  | WarrantyDescription |  |  | ProductionYear | [6 empty] | Finish |  |  | SerialNumber | WarrantyStartDate | BarCode | AssetIdentifier | Features | TagNumber |  | 2.400000 |  |  |  |  | WarrantyDurationParts | AccessibilityPerformance | CodePerformance | Color | Constituents | Grade | Metal - Aluminium | ModelReference | NominalHeight | NominalLength | Shape | SustainabilityPerformance | WarrantyDurationLabor | FIXED | WarrantyGuarantorParts | ExpectedLife | ReplacementCost | NominalWidth | 23-25 20 14 11 11 11 | Curtain Wall Frames | [5 empty] | Perpendicular to Face | F | 0.000000 | 209171 | 0.025000 | 0.025000 | 0.150000 | 0.000000
2476 | Curtain Wall:Storefront - Interior:284081 |  |  |  | 284104 |  | New Construction |  |  |  |  | 124624 | 119221 | Reference |  | 50 x 150mm | Size | 209254 | 198753,198754,198755,209036,209248,209249,209250,209251,209252,209253 | Manufacturer |  | 0bpfxAz3XBrAx$RjFuHvx_ | 1 | Rectangular Mullion:50 x 150mm:50 x 150mm:284104 |  | InstallationDate | 2476 | WarrantyGuarantorLabor |  | ModelLabel |  | WarrantyDescription |  |  | ProductionYear | [6 empty] | Finish |  |  | SerialNumber | WarrantyStartDate | BarCode | AssetIdentifier | Features | TagNumber |  | 0.400000 |  |  |  |  | WarrantyDurationParts | AccessibilityPerformance | CodePerformance | Color | Constituents | Grade | Metal - Aluminium | ModelReference | NominalHeight | NominalLength | Shape | SustainabilityPerformance | WarrantyDurationLabor | FIXED | WarrantyGuarantorParts | ExpectedLife | ReplacementCost | NominalWidth | 23-25 20 14 11 11 11 | Curtain Wall Frames | [5 empty] | Perpendicular to Face | F | 0.000000 | 209171 | 0.025000 | 0.025000 | 0.150000 | 0.000000
2477 | Curtain Wall:Storefront - Interior:284081 |  |  |  | 284105 |  | New Construction |  |  |  |  | 124625 | 119222 | Reference |  | 50 x 150mm | Size | 209254 | 198756,198757,198758,209037,209248,209249,209250,209251,209252,209253 | Manufacturer |  | 0bpfxAz3XBrAx$RjFuHvx$ | 1 | Rectangular Mullion:50 x 150mm:50 x 150mm:284105 |  | InstallationDate | 2477 | WarrantyGuarantorLabor |  | ModelLabel |  | WarrantyDescription |  |  | ProductionYear | [6 empty] | Finish |  |  | SerialNumber | WarrantyStartDate | BarCode | AssetIdentifier | Features | TagNumber |  | 0.400000 |  |  |  |  | WarrantyDurationParts | AccessibilityPerformance | CodePerformance | Color | Constituents | Grade | Metal - Aluminium | ModelReference | NominalHeight | NominalLength | Shape | SustainabilityPerformance | WarrantyDurationLabor | FIXED | WarrantyGuarantorParts | ExpectedLife | ReplacementCost | NominalWidth | 23-25 20 14 11 11 11 | Curtain Wall Frames | [5 empty] | Perpendicular to Face | F | 0.000000 | 209171 | 0.025000 | 0.025000 | 0.150000 | 0.000000
2478 | Curtain Wall:Storefront - Interior:284081 |  |  |  | 284106 |  | New Construction |  |  |  |  | 124626 | 119223 | Reference |  | 50 x 150mm | Size | 209254 | 198759,198760,198761,209062,209248,209249,209250,209251,209252,209253 | Manufacturer |  | 0bpfxAz3XBrAx$RjFuHvxy | 1 | Rectangular Mullion:50 x 150mm:50 x 150mm:284106 |  | InstallationDate | 2478 | WarrantyGuarantorLabor |  | ModelLabel |  | WarrantyDescription |  |  | ProductionYear | [6 empty] | Finish |  |  | SerialNumber | WarrantyStartDate | BarCode | AssetIdentifier | Features | TagNumber |  | 2.400000 |  |  |  |  | WarrantyDurationParts | AccessibilityPerformance | CodePerformance | Color | Constituents | Grade | Metal - Aluminium | ModelReference | NominalHeight | NominalLength | Shape | SustainabilityPerformance | WarrantyDurationLabor | FIXED | WarrantyGuarantorParts | ExpectedLife | ReplacementCost | NominalWidth | 23-25 20 14 11 11 11 | Curtain Wall Frames | [5 empty] | Perpendicular to Face | F | 0.000000 | 209171 | 0.025000 | 0.025000 | 0.150000 | 0.000000
2479 | Curtain Wall:Storefront - Interior:284081 |  |  |  | 284107 |  | New Construction |  |  |  |  | 124627 | 119224 | Reference |  | 50 x 150mm | Size | 209254 | 198762,198763,198764,208988,209248,209249,209250,209251,209252,209253 | Manufacturer |  | 0bpfxAz3XBrAx$RjFuHvxz | 1 | Rectangular Mullion:50 x 150mm:50 x 150mm:284107 |  | InstallationDate | 2479 | WarrantyGuarantorLabor |  | ModelLabel |  | WarrantyDescription |  |  | ProductionYear | [6 empty] | Finish |  |  | SerialNumber | WarrantyStartDate | BarCode | AssetIdentifier | Features | TagNumber |  | 1.001667 |  |  |  |  | WarrantyDurationParts | AccessibilityPerformance | CodePerformance | Color | Constituents | Grade | Metal - Aluminium | ModelReference | NominalHeight | NominalLength | Shape | SustainabilityPerformance | WarrantyDurationLabor | FIXED | WarrantyGuarantorParts | ExpectedLife | ReplacementCost | NominalWidth | 23-25 20 14 11 11 11 | Curtain Wall Frames | [5 empty] | Perpendicular to Face | F | 0.000000 | 209171 | 0.025000 | 0.025000 | 0.150000 | 0.000000
2480 | Curtain Wall:Storefront - Interior:284081 |  |  |  | 284108 |  | New Construction |  |  |  |  | 124628 | 119225 | Reference |  | 50 x 150mm | Size | 209254 | 198765,198766,198767,205889,209248,209249,209250,209251,209252,209253 | Manufacturer |  | 0bpfxAz3XBrAx$RjFuHvxw | 1 | Rectangular Mullion:50 x 150mm:50 x 150mm:284108 |  | InstallationDate | 2480 | WarrantyGuarantorLabor |  | ModelLabel |  | WarrantyDescription |  |  | ProductionYear | [6 empty] | Finish |  |  | SerialNumber | WarrantyStartDate | BarCode | AssetIdentifier | Features | TagNumber |  | 1.026667 |  |  |  |  | WarrantyDurationParts | AccessibilityPerformance | CodePerformance | Color | Constituents | Grade | Metal - Aluminium | ModelReference | NominalHeight | NominalLength | Shape | SustainabilityPerformance | WarrantyDurationLabor | FIXED | WarrantyGuarantorParts | ExpectedLife | ReplacementCost | NominalWidth | 23-25 20 14 11 11 11 | Curtain Wall Frames | [5 empty] | Perpendicular to Face | F | 0.000000 | 209171 | 0.025000 | 0.025000 | 0.150000 | 0.000000
2481 | Curtain Wall:Storefront - Interior:284081 |  |  |  | 284109 |  | New Construction |  |  |  |  | 124629 | 119226 | Reference |  | 50 x 150mm | Size | 209254 | 198768,198769,198770,208988,209248,209249,209250,209251,209252,209253 | Manufacturer |  | 0bpfxAz3XBrAx$RjFuHvxx | 1 | Rectangular Mullion:50 x 150mm:50 x 150mm:284109 |  | InstallationDate | 2481 | WarrantyGuarantorLabor |  | ModelLabel |  | WarrantyDescription |  |  | ProductionYear | [6 empty] | Finish |  |  | SerialNumber | WarrantyStartDate | BarCode | AssetIdentifier | Features | TagNumber |  | 1.001667 |  |  |  |  | WarrantyDurationParts | AccessibilityPerformance | CodePerformance | Color | Constituents | Grade | Metal - Aluminium | ModelReference | NominalHeight | NominalLength | Shape | SustainabilityPerformance | WarrantyDurationLabor | FIXED | WarrantyGuarantorParts | ExpectedLife | ReplacementCost | NominalWidth | 23-25 20 14 11 11 11 | Curtain Wall Frames | [5 empty] | Perpendicular to Face | F | 0.000000 | 209171 | 0.025000 | 0.025000 | 0.150000 | 0.000000
2482 | Curtain Wall:Storefront - Interior:284081 |  |  |  | 284110 |  | New Construction |  |  |  |  | 124630 | 119227 | Reference |  | 50 x 150mm | Size | 209254 | 198771,198772,198773,209035,209248,209249,209250,209251,209252,209253 | Manufacturer |  | 0bpfxAz3XBrAx$RjFuHvxu | 1 | Rectangular Mullion:50 x 150mm:50 x 150mm:284110 |  | InstallationDate | 2482 | WarrantyGuarantorLabor |  | ModelLabel |  | WarrantyDescription |  |  | ProductionYear | [6 empty] | Finish |  |  | SerialNumber | WarrantyStartDate | BarCode | AssetIdentifier | Features | TagNumber |  | 2.400000 |  |  |  |  | WarrantyDurationParts | AccessibilityPerformance | CodePerformance | Color | Constituents | Grade | Metal - Aluminium | ModelReference | NominalHeight | NominalLength | Shape | SustainabilityPerformance | WarrantyDurationLabor | FIXED | WarrantyGuarantorParts | ExpectedLife | ReplacementCost | NominalWidth | 23-25 20 14 11 11 11 | Curtain Wall Frames | [5 empty] | Perpendicular to Face | F | 0.000000 | 209171 | 0.025000 | 0.025000 | 0.150000 | 0.000000
2483 | Curtain Wall:Storefront - Interior:284081 |  |  |  | 284111 |  | New Construction |  |  |  |  | 124631 | 119228 | Reference |  | 50 x 150mm | Size | 209254 | 198774,198775,198776,209035,209248,209249,209250,209251,209252,209253 | Manufacturer |  | 0bpfxAz3XBrAx$RjFuHvxv | 1 | Rectangular Mullion:50 x 150mm:50 x 150mm:284111 |  | InstallationDate | 2483 | WarrantyGuarantorLabor |  | ModelLabel |  | WarrantyDescription |  |  | ProductionYear | [6 empty] | Finish |  |  | SerialNumber | WarrantyStartDate | BarCode | AssetIdentifier | Features | TagNumber |  | 2.400000 |  |  |  |  | WarrantyDurationParts | AccessibilityPerformance | CodePerformance | Color | Constituents | Grade | Metal - Aluminium | ModelReference | NominalHeight | NominalLength | Shape | SustainabilityPerformance | WarrantyDurationLabor | FIXED | WarrantyGuarantorParts | ExpectedLife | ReplacementCost | NominalWidth | 23-25 20 14 11 11 11 | Curtain Wall Frames | [5 empty] | Perpendicular to Face | F | 0.000000 | 209171 | 0.025000 | 0.025000 | 0.150000 | 0.000000
2484 | Curtain Wall:Storefront - Interior:284081 |  |  |  | 284112 |  | New Construction |  |  |  |  | 124632 | 119229 | Reference |  | 50 x 150mm | Size | 209254 | 198777,198778,198779,208989,209248,209249,209250,209251,209252,209253 | Manufacturer |  | 0bpfxAz3XBrAx$RjFuHvxc | 1 | Rectangular Mullion:50 x 150mm:50 x 150mm:284112 |  | InstallationDate | 2484 | WarrantyGuarantorLabor |  | ModelLabel |  | WarrantyDescription |  |  | ProductionYear | [6 empty] | Finish |  |  | SerialNumber | WarrantyStartDate | BarCode | AssetIdentifier | Features | TagNumber |  | 0.400000 |  |  |  |  | WarrantyDurationParts | AccessibilityPerformance | CodePerformance | Color | Constituents | Grade | Metal - Aluminium | ModelReference | NominalHeight | NominalLength | Shape | SustainabilityPerformance | WarrantyDurationLabor | FIXED | WarrantyGuarantorParts | ExpectedLife | ReplacementCost | NominalWidth | 23-25 20 14 11 11 11 | Curtain Wall Frames | [5 empty] | Perpendicular to Face | F | 0.000000 | 209171 | 0.025000 | 0.025000 | 0.150000 | 0.000000
2485 | Curtain Wall:Storefront - Interior:284081 |  |  |  | 284113 |  | New Construction |  |  |  |  | 124633 | 119230 | Reference |  | 50 x 150mm | Size | 209254 | 198780,198781,198782,208989,209248,209249,209250,209251,209252,209253 | Manufacturer |  | 0bpfxAz3XBrAx$RjFuHvxd | 1 | Rectangular Mullion:50 x 150mm:50 x 150mm:284113 |  | InstallationDate | 2485 | WarrantyGuarantorLabor |  | ModelLabel |  | WarrantyDescription |  |  | ProductionYear | [6 empty] | Finish |  |  | SerialNumber | WarrantyStartDate | BarCode | AssetIdentifier | Features | TagNumber |  | 0.400000 |  |  |  |  | WarrantyDurationParts | AccessibilityPerformance | CodePerformance | Color | Constituents | Grade | Metal - Aluminium | ModelReference | NominalHeight | NominalLength | Shape | SustainabilityPerformance | WarrantyDurationLabor | FIXED | WarrantyGuarantorParts | ExpectedLife | ReplacementCost | NominalWidth | 23-25 20 14 11 11 11 | Curtain Wall Frames | [5 empty] | Perpendicular to Face | F | 0.000000 | 209171 | 0.025000 | 0.025000 | 0.150000 | 0.000000
2486 | Curtain Wall:Storefront - Interior:284567 |  |  |  | 284579 |  | New Construction |  |  |  |  | 124637 | 119233 | Reference |  | 50 x 150mm | Size | 209254 | 198797,198798,198799,205892,209248,209249,209250,209251,209252,209253 | Manufacturer |  | 0bpfxAz3XBrAx$RjFuHvoL | 1 | Rectangular Mullion:50 x 150mm:50 x 150mm:284579 |  | InstallationDate | 2486 | WarrantyGuarantorLabor |  | ModelLabel |  | WarrantyDescription |  |  | ProductionYear | [6 empty] | Finish |  |  | SerialNumber | WarrantyStartDate | BarCode | AssetIdentifier | Features | TagNumber |  | 0.692000 |  |  |  |  | WarrantyDurationParts | AccessibilityPerformance | CodePerformance | Color | Constituents | Grade | Metal - Aluminium | ModelReference | NominalHeight | NominalLength | Shape | SustainabilityPerformance | WarrantyDurationLabor | FIXED | WarrantyGuarantorParts | ExpectedLife | ReplacementCost | NominalWidth | 23-25 20 14 11 11 11 | Curtain Wall Frames | [5 empty] | Perpendicular to Face | F | 0.000000 | 209080 | 0.025000 | 0.025000 | 0.150000 | 0.000000
2487 | Curtain Wall:Storefront - Interior:284567 |  |  |  | 284580 |  | New Construction |  |  |  |  | 124638 | 119234 | Reference |  | 50 x 150mm | Size | 209254 | 198800,198801,198802,205892,209248,209249,209250,209251,209252,209253 | Manufacturer |  | 0bpfxAz3XBrAx$RjFuHvoI | 1 | Rectangular Mullion:50 x 150mm:50 x 150mm:284580 |  | InstallationDate | 2487 | WarrantyGuarantorLabor |  | ModelLabel |  | WarrantyDescription |  |  | ProductionYear | [6 empty] | Finish |  |  | SerialNumber | WarrantyStartDate | BarCode | AssetIdentifier | Features | TagNumber |  | 0.692000 |  |  |  |  | WarrantyDurationParts | AccessibilityPerformance | CodePerformance | Color | Constituents | Grade | Metal - Aluminium | ModelReference | NominalHeight | NominalLength | Shape | SustainabilityPerformance | WarrantyDurationLabor | FIXED | WarrantyGuarantorParts | ExpectedLife | ReplacementCost | NominalWidth | 23-25 20 14 11 11 11 | Curtain Wall Frames | [5 empty] | Perpendicular to Face | F | 0.000000 | 209080 | 0.025000 | 0.025000 | 0.150000 | 0.000000
2488 | Curtain Wall:Storefront - Interior:284567 |  |  |  | 284581 |  | New Construction |  |  |  |  | 124639 | 119235 | Reference |  | 50 x 150mm | Size | 209254 | 198803,198804,198805,205893,209248,209249,209250,209251,209252,209253 | Manufacturer |  | 0bpfxAz3XBrAx$RjFuHvoJ | 1 | Rectangular Mullion:50 x 150mm:50 x 150mm:284581 |  | InstallationDate | 2488 | WarrantyGuarantorLabor |  | ModelLabel |  | WarrantyDescription |  |  | ProductionYear | [6 empty] | Finish |  |  | SerialNumber | WarrantyStartDate | BarCode | AssetIdentifier | Features | TagNumber |  | 0.692000 |  |  |  |  | WarrantyDurationParts | AccessibilityPerformance | CodePerformance | Color | Constituents | Grade | Metal - Aluminium | ModelReference | NominalHeight | NominalLength | Shape | SustainabilityPerformance | WarrantyDurationLabor | FIXED | WarrantyGuarantorParts | ExpectedLife | ReplacementCost | NominalWidth | 23-25 20 14 11 11 11 | Curtain Wall Frames | [5 empty] | Perpendicular to Face | F | 0.000000 | 209080 | 0.025000 | 0.025000 | 0.150000 | 0.000000
2489 | Curtain Wall:Storefront - Interior:284567 |  |  |  | 284582 |  | New Construction |  |  |  |  | 124640 | 119236 | Reference |  | 50 x 150mm | Size | 209254 | 198806,198807,198808,205893,209248,209249,209250,209251,209252,209253 | Manufacturer |  | 0bpfxAz3XBrAx$RjFuHvoG | 1 | Rectangular Mullion:50 x 150mm:50 x 150mm:284582 |  | InstallationDate | 2489 | WarrantyGuarantorLabor |  | ModelLabel |  | WarrantyDescription |  |  | ProductionYear | [6 empty] | Finish |  |  | SerialNumber | WarrantyStartDate | BarCode | AssetIdentifier | Features | TagNumber |  | 0.692000 |  |  |  |  | WarrantyDurationParts | AccessibilityPerformance | CodePerformance | Color | Constituents | Grade | Metal - Aluminium | ModelReference | NominalHeight | NominalLength | Shape | SustainabilityPerformance | WarrantyDurationLabor | FIXED | WarrantyGuarantorParts | ExpectedLife | ReplacementCost | NominalWidth | 23-25 20 14 11 11 11 | Curtain Wall Frames | [5 empty] | Perpendicular to Face | F | 0.000000 | 209080 | 0.025000 | 0.025000 | 0.150000 | 0.000000
2490 | Curtain Wall:Storefront - Interior:284567 |  |  |  | 284583 |  | New Construction |  |  |  |  | 124641 | 119237 | Reference |  | 50 x 150mm | Size | 209254 | 198809,198810,198811,204183,209248,209249,209250,209251,209252,209253 | Manufacturer |  | 0bpfxAz3XBrAx$RjFuHvoH | 1 | Rectangular Mullion:50 x 150mm:50 x 150mm:284583 |  | InstallationDate | 2490 | WarrantyGuarantorLabor |  | ModelLabel |  | WarrantyDescription |  |  | ProductionYear | [6 empty] | Finish |  |  | SerialNumber | WarrantyStartDate | BarCode | AssetIdentifier | Features | TagNumber |  | 1.000000 |  |  |  |  | WarrantyDurationParts | AccessibilityPerformance | CodePerformance | Color | Constituents | Grade | Metal - Aluminium | ModelReference | NominalHeight | NominalLength | Shape | SustainabilityPerformance | WarrantyDurationLabor | FIXED | WarrantyGuarantorParts | ExpectedLife | ReplacementCost | NominalWidth | 23-25 20 14 11 11 11 | Curtain Wall Frames | [5 empty] | Perpendicular to Face | F | 0.000000 | 209080 | 0.025000 | 0.025000 | 0.150000 | 0.000000
2491 | Curtain Wall:Storefront - Interior:284567 |  |  |  | 284585 |  | New Construction |  |  |  |  | 124642 | 119238 | Reference |  | 50 x 150mm | Size | 209254 | 198812,198813,198814,204184,209248,209249,209250,209251,209252,209253 | Manufacturer |  | 0bpfxAz3XBrAx$RjFuHvoV | 1 | Rectangular Mullion:50 x 150mm:50 x 150mm:284585 |  | InstallationDate | 2491 | WarrantyGuarantorLabor |  | ModelLabel |  | WarrantyDescription |  |  | ProductionYear | [6 empty] | Finish |  |  | SerialNumber | WarrantyStartDate | BarCode | AssetIdentifier | Features | TagNumber |  | 1.000000 |  |  |  |  | WarrantyDurationParts | AccessibilityPerformance | CodePerformance | Color | Constituents | Grade | Metal - Aluminium | ModelReference | NominalHeight | NominalLength | Shape | SustainabilityPerformance | WarrantyDurationLabor | FIXED | WarrantyGuarantorParts | ExpectedLife | ReplacementCost | NominalWidth | 23-25 20 14 11 11 11 | Curtain Wall Frames | [5 empty] | Perpendicular to Face | F | 0.000000 | 209080 | 0.025000 | 0.025000 | 0.150000 | 0.000000
2492 | Curtain Wall:Storefront - Interior:284567 |  |  |  | 284589 |  | New Construction |  |  |  |  | 124643 | 119239 | Reference |  | 50 x 150mm | Size | 209254 | 198815,198816,198817,204185,209248,209249,209250,209251,209252,209253 | Manufacturer |  | 0bpfxAz3XBrAx$RjFuHvoR | 1 | Rectangular Mullion:50 x 150mm:50 x 150mm:284589 |  | InstallationDate | 2492 | WarrantyGuarantorLabor |  | ModelLabel |  | WarrantyDescription |  |  | ProductionYear | [6 empty] | Finish |  |  | SerialNumber | WarrantyStartDate | BarCode | AssetIdentifier | Features | TagNumber |  | 1.000000 |  |  |  |  | WarrantyDurationParts | AccessibilityPerformance | CodePerformance | Color | Constituents | Grade | Metal - Aluminium | ModelReference | NominalHeight | NominalLength | Shape | SustainabilityPerformance | WarrantyDurationLabor | FIXED | WarrantyGuarantorParts | ExpectedLife | ReplacementCost | NominalWidth | 23-25 20 14 11 11 11 | Curtain Wall Frames | [5 empty] | Perpendicular to Face | F | 0.000000 | 209080 | 0.025000 | 0.025000 | 0.150000 | 0.000000
142814 | Stair:Concrete Pan - 180mm Max Riser 280mm Tread:221039 |  |  |  | 221039 | [6 empty] | 123913 | 118561 |  |  | stringer | [5 empty] | 2TD7jSm_b69BQf2U_Gpx$2 | 1 | Stair:Concrete Pan - 180mm Max Riser 280mm Tread:221039:1 |  |  | 142814 | [57 empty] | 209081
142815 | Stair:Concrete Pan - 180mm Max Riser 280mm Tread:221039 |  |  |  | 221039 | [6 empty] | 123914 | 118562 |  |  | stringer | [5 empty] | 0TAf1ZHvn27uyInBBOVUHu | 1 | Stair:Concrete Pan - 180mm Max Riser 280mm Tread:221039:2 |  |  | 142815 | [57 empty] | 209081
142816 | Stair:Concrete Pan - 180mm Max Riser 280mm Tread:221039 |  |  |  | 221039 | [6 empty] | 123915 | 118563 |  |  | stringer | [5 empty] | 2ywtaqqyL47u7OK$YpWpid | 1 | Stair:Concrete Pan - 180mm Max Riser 280mm Tread:221039:3 |  |  | 142816 | [57 empty] | 209081
142817 | Stair:Concrete Pan - 180mm Max Riser 280mm Tread:221039 |  |  |  | 221039 | [6 empty] | 123917 | 118564 |  |  | stringer | [5 empty] | 1bTkMa9vrExAhHhVNHQu$T | 1 | Stair:Concrete Pan - 180mm Max Riser 280mm Tread:221039:4 |  |  | 142817 | [57 empty] | 209081
142818 | Stair:Concrete Pan - 180mm Max Riser 280mm Tread:250693 |  |  |  | 250693 | [6 empty] | 124125 | 118770 |  |  | stringer | [5 empty] | 0uJGcPysf959zGl5AoUMtm | 1 | Stair:Concrete Pan - 180mm Max Riser 280mm Tread:250693:1 |  |  | 142818 | [57 empty] | 209082
142819 | Stair:Concrete Pan - 180mm Max Riser 280mm Tread:250693 |  |  |  | 250693 | [6 empty] | 124126 | 118771 |  |  | stringer | [5 empty] | 3FbglSXF92NOJn1i6U7kUh | 1 | Stair:Concrete Pan - 180mm Max Riser 280mm Tread:250693:2 |  |  | 142819 | [57 empty] | 209082
142820 | Stair:Concrete Pan - 180mm Max Riser 280mm Tread:250693 |  |  |  | 250693 | [6 empty] | 124127 | 118772 |  |  | stringer | [5 empty] | 2yOJ1xIoHBTQL7MVYi2AEw | 1 | Stair:Concrete Pan - 180mm Max Riser 280mm Tread:250693:3 |  |  | 142820 | [57 empty] | 209082
142821 | Stair:Concrete Pan - 180mm Max Riser 280mm Tread:250693 |  |  |  | 250693 | [6 empty] | 124129 | 118773 |  |  | stringer | [5 empty] | 0IGUyFd5TCKv45Jy1H2oaS | 1 | Stair:Concrete Pan - 180mm Max Riser 280mm Tread:250693:4 |  |  | 142821 | [57 empty] | 209082
142822 | Stair:Concrete Pan - 180mm Max Riser 280mm Tread:251180 |  |  |  | 251180 | [6 empty] | 124133 | 118776 |  |  | stringer | [5 empty] | 1qEtxqvUP3gxwjsDXOyEw2 | 1 | Stair:Concrete Pan - 180mm Max Riser 280mm Tread:251180:1 |  |  | 142822 | [57 empty] | 209083
142823 | Stair:Concrete Pan - 180mm Max Riser 280mm Tread:251180 |  |  |  | 251180 | [6 empty] | 124134 | 118777 |  |  | stringer | [5 empty] | 0qHuXGqXv4YBVm09K$WuWi | 1 | Stair:Concrete Pan - 180mm Max Riser 280mm Tread:251180:2 |  |  | 142823 | [57 empty] | 209083
142824 | Stair:Concrete Pan - 180mm Max Riser 280mm Tread:251180 |  |  |  | 251180 | [6 empty] | 124135 | 118778 |  |  | stringer | [5 empty] | 0LiGmBYsPAV8GNih850fF6 | 1 | Stair:Concrete Pan - 180mm Max Riser 280mm Tread:251180:3 |  |  | 142824 | [57 empty] | 209083
142825 | Stair:Concrete Pan - 180mm Max Riser 280mm Tread:251180 |  |  |  | 251180 | [6 empty] | 124137 | 118779 |  |  | stringer | [5 empty] | 3xsFN$vDnEHxdGwp9FZABh | 1 | Stair:Concrete Pan - 180mm Max Riser 280mm Tread:251180:4 |  |  | 142825 | [57 empty] | 209083
2314 | Curtain Wall:Storefront:200372 |  |  |  | 281396 |  | New Construction |  |  |  |  | 123758 | 118501 | Reference |  | 50 x 150mm | Size | 209254 | 194372,194373,194374,205850,209248,209249,209250,209251,209252,209253 | Manufacturer |  | 0bpfxAz3XBrAx$RjFuHu02 | 1 | Rectangular Mullion:50 x 150mm:50 x 150mm:281396 |  | InstallationDate | 2314 | WarrantyGuarantorLabor |  | ModelLabel |  | WarrantyDescription |  |  | ProductionYear | [6 empty] | Finish |  |  | SerialNumber | WarrantyStartDate | BarCode | AssetIdentifier | Features | TagNumber |  | 1.436041 |  |  |  |  | WarrantyDurationParts | AccessibilityPerformance | CodePerformance | Color | Constituents | Grade | Metal - Aluminium | ModelReference | NominalHeight | NominalLength | Shape | SustainabilityPerformance | WarrantyDurationLabor | FIXED | WarrantyGuarantorParts | ExpectedLife | ReplacementCost | NominalWidth | 23-25 20 14 11 11 11 | Curtain Wall Frames | [5 empty] | Perpendicular to Face | F | 0.000000 | 209128 | 0.025000 | 0.025000 | 0.150000 | 0.000000
2315 | Curtain Wall:Storefront:200372 |  |  |  | 281397 |  | New Construction |  |  |  |  | 123759 | 118502 | Reference |  | 50 x 150mm | Size | 209254 | 194375,194376,194377,205851,209248,209249,209250,209251,209252,209253 | Manufacturer |  | 0bpfxAz3XBrAx$RjFuHu03 | 1 | Rectangular Mullion:50 x 150mm:50 x 150mm:281397 |  | InstallationDate | 2315 | WarrantyGuarantorLabor |  | ModelLabel |  | WarrantyDescription |  |  | ProductionYear | [6 empty] | Finish |  |  | SerialNumber | WarrantyStartDate | BarCode | AssetIdentifier | Features | TagNumber |  | 1.436041 |  |  |  |  | WarrantyDurationParts | AccessibilityPerformance | CodePerformance | Color | Constituents | Grade | Metal - Aluminium | ModelReference | NominalHeight | NominalLength | Shape | SustainabilityPerformance | WarrantyDurationLabor | FIXED | WarrantyGuarantorParts | ExpectedLife | ReplacementCost | NominalWidth | 23-25 20 14 11 11 11 | Curtain Wall Frames | [5 empty] | Perpendicular to Face | F | 0.000000 | 209128 | 0.025000 | 0.025000 | 0.150000 | 0.000000
2316 | Curtain Wall:Storefront:200372 |  |  |  | 281398 |  | New Construction |  |  |  |  | 123760 | 118503 | Reference |  | 50 x 150mm | Size | 209254 | 194378,194379,194380,208908,209248,209249,209250,209251,209252,209253 | Manufacturer |  | 0bpfxAz3XBrAx$RjFuHu00 | 1 | Rectangular Mullion:50 x 150mm:50 x 150mm:281398 |  | InstallationDate | 2316 | WarrantyGuarantorLabor |  | ModelLabel |  | WarrantyDescription |  |  | ProductionYear | [6 empty] | Finish |  |  | SerialNumber | WarrantyStartDate | BarCode | AssetIdentifier | Features | TagNumber |  | 2.400000 |  |  |  |  | WarrantyDurationParts | AccessibilityPerformance | CodePerformance | Color | Constituents | Grade | Metal - Aluminium | ModelReference | NominalHeight | NominalLength | Shape | SustainabilityPerformance | WarrantyDurationLabor | FIXED | WarrantyGuarantorParts | ExpectedLife | ReplacementCost | NominalWidth | 23-25 20 14 11 11 11 | Curtain Wall Frames | [5 empty] | Perpendicular to Face | F | 0.000000 | 209128 | 0.025000 | 0.025000 | 0.150000 | 0.000000
2317 | Curtain Wall:Storefront:200372 |  |  |  | 281399 |  | New Construction |  |  |  |  | 123761 | 118504 | Reference |  | 50 x 150mm | Size | 209254 | 194381,194382,194383,208909,209248,209249,209250,209251,209252,209253 | Manufacturer |  | 0bpfxAz3XBrAx$RjFuHu01 | 1 | Rectangular Mullion:50 x 150mm:50 x 150mm:281399 |  | InstallationDate | 2317 | WarrantyGuarantorLabor |  | ModelLabel |  | WarrantyDescription |  |  | ProductionYear | [6 empty] | Finish |  |  | SerialNumber | WarrantyStartDate | BarCode | AssetIdentifier | Features | TagNumber |  | 2.400000 |  |  |  |  | WarrantyDurationParts | AccessibilityPerformance | CodePerformance | Color | Constituents | Grade | Metal - Aluminium | ModelReference | NominalHeight | NominalLength | Shape | SustainabilityPerformance | WarrantyDurationLabor | FIXED | WarrantyGuarantorParts | ExpectedLife | ReplacementCost | NominalWidth | 23-25 20 14 11 11 11 | Curtain Wall Frames | [5 empty] | Perpendicular to Face | F | 0.000000 | 209128 | 0.025000 | 0.025000 | 0.150000 | 0.000000
2318 | Curtain Wall:Storefront:200372 |  |  |  | 281459 |  | New Construction |  |  |  |  | 123765 | 118508 | Reference |  | 50 x 150mm | Size | 209254 | 194393,194394,194395,205850,209248,209249,209250,209251,209252,209253 | Manufacturer |  | 0bpfxAz3XBrAx$RjFuHu15 | 1 | Rectangular Mullion:50 x 150mm:50 x 150mm:281459 |  | InstallationDate | 2318 | WarrantyGuarantorLabor |  | ModelLabel |  | WarrantyDescription |  |  | ProductionYear | [6 empty] | Finish |  |  | SerialNumber | WarrantyStartDate | BarCode | AssetIdentifier | Features | TagNumber |  | 1.436041 |  |  |  |  | WarrantyDurationParts | AccessibilityPerformance | CodePerformance | Color | Constituents | Grade | Metal - Aluminium | ModelReference | NominalHeight | NominalLength | Shape | SustainabilityPerformance | WarrantyDurationLabor | FIXED | WarrantyGuarantorParts | ExpectedLife | ReplacementCost | NominalWidth | 23-25 20 14 11 11 11 | Curtain Wall Frames | [5 empty] | Perpendicular to Face | F | 0.000000 | 209128 | 0.025000 | 0.025000 | 0.150000 | 0.000000
2319 | Curtain Wall:Storefront:200372 |  |  |  | 281460 |  | New Construction |  |  |  |  | 123766 | 118509 | Reference |  | 50 x 150mm | Size | 209254 | 194396,194397,194398,205853,209248,209249,209250,209251,209252,209253 | Manufacturer |  | 0bpfxAz3XBrAx$RjFuHu12 | 1 | Rectangular Mullion:50 x 150mm:50 x 150mm:281460 |  | InstallationDate | 2319 | WarrantyGuarantorLabor |  | ModelLabel |  | WarrantyDescription |  |  | ProductionYear | [6 empty] | Finish |  |  | SerialNumber | WarrantyStartDate | BarCode | AssetIdentifier | Features | TagNumber |  | 1.461041 |  |  |  |  | WarrantyDurationParts | AccessibilityPerformance | CodePerformance | Color | Constituents | Grade | Metal - Aluminium | ModelReference | NominalHeight | NominalLength | Shape | SustainabilityPerformance | WarrantyDurationLabor | FIXED | WarrantyGuarantorParts | ExpectedLife | ReplacementCost | NominalWidth | 23-25 20 14 11 11 11 | Curtain Wall Frames | [5 empty] | Perpendicular to Face | F | 0.000000 | 209128 | 0.025000 | 0.025000 | 0.150000 | 0.000000
2320 | Curtain Wall:Storefront:200372 |  |  |  | 281461 |  | New Construction |  |  |  |  | 123767 | 118510 | Reference |  | 50 x 150mm | Size | 209254 | 194399,194400,194401,205853,209248,209249,209250,209251,209252,209253 | Manufacturer |  | 0bpfxAz3XBrAx$RjFuHu13 | 1 | Rectangular Mullion:50 x 150mm:50 x 150mm:281461 |  | InstallationDate | 2320 | WarrantyGuarantorLabor |  | ModelLabel |  | WarrantyDescription |  |  | ProductionYear | [6 empty] | Finish |  |  | SerialNumber | WarrantyStartDate | BarCode | AssetIdentifier | Features | TagNumber |  | 1.461041 |  |  |  |  | WarrantyDurationParts | AccessibilityPerformance | CodePerformance | Color | Constituents | Grade | Metal - Aluminium | ModelReference | NominalHeight | NominalLength | Shape | SustainabilityPerformance | WarrantyDurationLabor | FIXED | WarrantyGuarantorParts | ExpectedLife | ReplacementCost | NominalWidth | 23-25 20 14 11 11 11 | Curtain Wall Frames | [5 empty] | Perpendicular to Face | F | 0.000000 | 209128 | 0.025000 | 0.025000 | 0.150000 | 0.000000
2321 | Curtain Wall:Storefront:200372 |  |  |  | 281463 |  | New Construction |  |  |  |  | 123768 | 118511 | Reference |  | 50 x 150mm | Size | 209254 | 194402,194403,194404,205854,209248,209249,209250,209251,209252,209253 | Manufacturer |  | 0bpfxAz3XBrAx$RjFuHu11 | 1 | Rectangular Mullion:50 x 150mm:50 x 150mm:281463 |  | InstallationDate | 2321 | WarrantyGuarantorLabor |  | ModelLabel |  | WarrantyDescription |  |  | ProductionYear | [6 empty] | Finish |  |  | SerialNumber | WarrantyStartDate | BarCode | AssetIdentifier | Features | TagNumber |  | 1.461041 |  |  |  |  | WarrantyDurationParts | AccessibilityPerformance | CodePerformance | Color | Constituents | Grade | Metal - Aluminium | ModelReference | NominalHeight | NominalLength | Shape | SustainabilityPerformance | WarrantyDurationLabor | FIXED | WarrantyGuarantorParts | ExpectedLife | ReplacementCost | NominalWidth | 23-25 20 14 11 11 11 | Curtain Wall Frames | [5 empty] | Perpendicular to Face | F | 0.000000 | 209128 | 0.025000 | 0.025000 | 0.150000 | 0.000000
2322 | Curtain Wall:Storefront:200372 |  |  |  | 281464 |  | New Construction |  |  |  |  | 123769 | 118512 | Reference |  | 50 x 150mm | Size | 209254 | 194405,194406,194407,205854,209248,209249,209250,209251,209252,209253 | Manufacturer |  | 0bpfxAz3XBrAx$RjFuHu1E | 1 | Rectangular Mullion:50 x 150mm:50 x 150mm:281464 |  | InstallationDate | 2322 | WarrantyGuarantorLabor |  | ModelLabel |  | WarrantyDescription |  |  | ProductionYear | [6 empty] | Finish |  |  | SerialNumber | WarrantyStartDate | BarCode | AssetIdentifier | Features | TagNumber |  | 1.461041 |  |  |  |  | WarrantyDurationParts | AccessibilityPerformance | CodePerformance | Color | Constituents | Grade | Metal - Aluminium | ModelReference | NominalHeight | NominalLength | Shape | SustainabilityPerformance | WarrantyDurationLabor | FIXED | WarrantyGuarantorParts | ExpectedLife | ReplacementCost | NominalWidth | 23-25 20 14 11 11 11 | Curtain Wall Frames | [5 empty] | Perpendicular to Face | F | 0.000000 | 209128 | 0.025000 | 0.025000 | 0.150000 | 0.000000
2323 | Curtain Wall:Storefront:200372 |  |  |  | 281465 |  | New Construction |  |  |  |  | 123770 | 118513 | Reference |  | 50 x 150mm | Size | 209254 | 194408,194409,194410,205851,209248,209249,209250,209251,209252,209253 | Manufacturer |  | 0bpfxAz3XBrAx$RjFuHu1F | 1 | Rectangular Mullion:50 x 150mm:50 x 150mm:281465 |  | InstallationDate | 2323 | WarrantyGuarantorLabor |  | ModelLabel |  | WarrantyDescription |  |  | ProductionYear | [6 empty] | Finish |  |  | SerialNumber | WarrantyStartDate | BarCode | AssetIdentifier | Features | TagNumber |  | 1.436041 |  |  |  |  | WarrantyDurationParts | AccessibilityPerformance | CodePerformance | Color | Constituents | Grade | Metal - Aluminium | ModelReference | NominalHeight | NominalLength | Shape | SustainabilityPerformance | WarrantyDurationLabor | FIXED | WarrantyGuarantorParts | ExpectedLife | ReplacementCost | NominalWidth | 23-25 20 14 11 11 11 | Curtain Wall Frames | [5 empty] | Perpendicular to Face | F | 0.000000 | 209128 | 0.025000 | 0.025000 | 0.150000 | 0.000000
2324 | Curtain Wall:Storefront:200372 |  |  |  | 281474 |  | New Construction |  |  |  |  | 123771 | 118514 | Reference |  | 50 x 150mm | Size | 209254 | 194411,194412,194413,209102,209248,209249,209250,209251,209252,209253 | Manufacturer |  | 0bpfxAz3XBrAx$RjFuHu2q | 1 | Rectangular Mullion:50 x 150mm:50 x 150mm:281474 |  | InstallationDate | 2324 | WarrantyGuarantorLabor |  | ModelLabel |  | WarrantyDescription |  |  | ProductionYear | [6 empty] | Finish |  |  | SerialNumber | WarrantyStartDate | BarCode | AssetIdentifier | Features | TagNumber |  | 2.400000 |  |  |  |  | WarrantyDurationParts | AccessibilityPerformance | CodePerformance | Color | Constituents | Grade | Metal - Aluminium | ModelReference | NominalHeight | NominalLength | Shape | SustainabilityPerformance | WarrantyDurationLabor | FIXED | WarrantyGuarantorParts | ExpectedLife | ReplacementCost | NominalWidth | 23-25 20 14 11 11 11 | Curtain Wall Frames | [5 empty] | Perpendicular to Face | F | 0.000000 | 209128 | 0.025000 | 0.025000 | 0.150000 | 0.000000
2325 | Curtain Wall:Storefront:200372 |  |  |  | 281475 |  | New Construction |  |  |  |  | 123772 | 118515 | Reference |  | 50 x 150mm | Size | 209254 | 194414,194415,194416,209102,209248,209249,209250,209251,209252,209253 | Manufacturer |  | 0bpfxAz3XBrAx$RjFuHu2r | 1 | Rectangular Mullion:50 x 150mm:50 x 150mm:281475 |  | InstallationDate | 2325 | WarrantyGuarantorLabor |  | ModelLabel |  | WarrantyDescription |  |  | ProductionYear | [6 empty] | Finish |  |  | SerialNumber | WarrantyStartDate | BarCode | AssetIdentifier | Features | TagNumber |  | 2.400000 |  |  |  |  | WarrantyDurationParts | AccessibilityPerformance | CodePerformance | Color | Constituents | Grade | Metal - Aluminium | ModelReference | NominalHeight | NominalLength | Shape | SustainabilityPerformance | WarrantyDurationLabor | FIXED | WarrantyGuarantorParts | ExpectedLife | ReplacementCost | NominalWidth | 23-25 20 14 11 11 11 | Curtain Wall Frames | [5 empty] | Perpendicular to Face | F | 0.000000 | 209128 | 0.025000 | 0.025000 | 0.150000 | 0.000000
2326 | Curtain Wall:Storefront:200372 |  |  |  | 281476 |  | New Construction |  |  |  |  | 123773 | 118516 | Reference |  | 50 x 150mm | Size | 209254 | 194417,194418,194419,209102,209248,209249,209250,209251,209252,209253 | Manufacturer |  | 0bpfxAz3XBrAx$RjFuHu2o | 1 | Rectangular Mullion:50 x 150mm:50 x 150mm:281476 |  | InstallationDate | 2326 | WarrantyGuarantorLabor |  | ModelLabel |  | WarrantyDescription |  |  | ProductionYear | [6 empty] | Finish |  |  | SerialNumber | WarrantyStartDate | BarCode | AssetIdentifier | Features | TagNumber |  | 2.400000 |  |  |  |  | WarrantyDurationParts | AccessibilityPerformance | CodePerformance | Color | Constituents | Grade | Metal - Aluminium | ModelReference | NominalHeight | NominalLength | Shape | SustainabilityPerformance | WarrantyDurationLabor | FIXED | WarrantyGuarantorParts | ExpectedLife | ReplacementCost | NominalWidth | 23-25 20 14 11 11 11 | Curtain Wall Frames | [5 empty] | Perpendicular to Face | F | 0.000000 | 209128 | 0.025000 | 0.025000 | 0.150000 | 0.000000
2523 | Curtain Wall:Storefront:296057 |  |  |  | 296083 |  | New Construction |  |  |  |  | 124700 | 119290 | Reference |  | 50 x 150mm | Size | 209254 | 199019,199020,199021,204211,209248,209249,209250,209251,209252,209253 | Manufacturer |  | 3MOOG5txfDyunpNn2Iq9QA | 1 | Rectangular Mullion:50 x 150mm:50 x 150mm:296083 |  | InstallationDate | 2523 | WarrantyGuarantorLabor |  | ModelLabel |  | WarrantyDescription |  |  | ProductionYear | [6 empty] | Finish |  |  | SerialNumber | WarrantyStartDate | BarCode | AssetIdentifier | Features | TagNumber |  | 1.459154 |  |  |  |  | WarrantyDurationParts | AccessibilityPerformance | CodePerformance | Color | Constituents | Grade | Metal - Aluminium | ModelReference | NominalHeight | NominalLength | Shape | SustainabilityPerformance | WarrantyDurationLabor | FIXED | WarrantyGuarantorParts | ExpectedLife | ReplacementCost | NominalWidth | 23-25 20 14 11 11 11 | Curtain Wall Frames | [5 empty] | Perpendicular to Face | F | 0.000000 | 209133 | 0.025000 | 0.025000 | 0.150000 | 0.000000
2524 | Curtain Wall:Storefront:296057 |  |  |  | 296085 |  | New Construction |  |  |  |  | 124701 | 119291 | Reference |  | 50 x 150mm | Size | 209254 | 199022,199023,199024,204212,209248,209249,209250,209251,209252,209253 | Manufacturer |  | 3MOOG5txfDyunpNn2Iq9QC | 1 | Rectangular Mullion:50 x 150mm:50 x 150mm:296085 |  | InstallationDate | 2524 | WarrantyGuarantorLabor |  | ModelLabel |  | WarrantyDescription |  |  | ProductionYear | [6 empty] | Finish |  |  | SerialNumber | WarrantyStartDate | BarCode | AssetIdentifier | Features | TagNumber |  | 1.449055 |  |  |  |  | WarrantyDurationParts | AccessibilityPerformance | CodePerformance | Color | Constituents | Grade | Metal - Aluminium | ModelReference | NominalHeight | NominalLength | Shape | SustainabilityPerformance | WarrantyDurationLabor | FIXED | WarrantyGuarantorParts | ExpectedLife | ReplacementCost | NominalWidth | 23-25 20 14 11 11 11 | Curtain Wall Frames | [5 empty] | Perpendicular to Face | F | 0.000000 | 209133 | 0.025000 | 0.025000 | 0.150000 | 0.000000
2525 | Curtain Wall:Storefront:296057 |  |  |  | 296091 |  | New Construction |  |  |  |  | 124702 | 119292 | Reference |  | 50 x 150mm | Size | 209254 | 199025,199026,199027,204213,209248,209249,209250,209251,209252,209253 | Manufacturer |  | 3MOOG5txfDyunpNn2Iq9Q2 | 1 | Rectangular Mullion:50 x 150mm:50 x 150mm:296091 |  | InstallationDate | 2525 | WarrantyGuarantorLabor |  | ModelLabel |  | WarrantyDescription |  |  | ProductionYear | [6 empty] | Finish |  |  | SerialNumber | WarrantyStartDate | BarCode | AssetIdentifier | Features | TagNumber |  | 1.563912 |  |  |  |  | WarrantyDurationParts | AccessibilityPerformance | CodePerformance | Color | Constituents | Grade | Metal - Aluminium | ModelReference | NominalHeight | NominalLength | Shape | SustainabilityPerformance | WarrantyDurationLabor | FIXED | WarrantyGuarantorParts | ExpectedLife | ReplacementCost | NominalWidth | 23-25 20 14 11 11 11 | Curtain Wall Frames | [5 empty] | Perpendicular to Face | F | 0.000000 | 209133 | 0.025000 | 0.025000 | 0.150000 | 0.000000
2526 | Curtain Wall:Storefront:296057 |  |  |  | 296092 |  | New Construction |  |  |  |  | 124703 | 119293 | Reference |  | 50 x 150mm | Size | 209254 | 199028,199029,199030,204214,209248,209249,209250,209251,209252,209253 | Manufacturer |  | 3MOOG5txfDyunpNn2Iq9Q5 | 1 | Rectangular Mullion:50 x 150mm:50 x 150mm:296092 |  | InstallationDate | 2526 | WarrantyGuarantorLabor |  | ModelLabel |  | WarrantyDescription |  |  | ProductionYear | [6 empty] | Finish |  |  | SerialNumber | WarrantyStartDate | BarCode | AssetIdentifier | Features | TagNumber |  | 1.510002 |  |  |  |  | WarrantyDurationParts | AccessibilityPerformance | CodePerformance | Color | Constituents | Grade | Metal - Aluminium | ModelReference | NominalHeight | NominalLength | Shape | SustainabilityPerformance | WarrantyDurationLabor | FIXED | WarrantyGuarantorParts | ExpectedLife | ReplacementCost | NominalWidth | 23-25 20 14 11 11 11 | Curtain Wall Frames | [5 empty] | Perpendicular to Face | F | 0.000000 | 209133 | 0.025000 | 0.025000 | 0.150000 | 0.000000
2527 | Curtain Wall:Storefront:296057 |  |  |  | 296093 |  | New Construction |  |  |  |  | 124704 | 119294 | Reference |  | 50 x 150mm | Size | 209254 | 199031,199032,199033,204215,209248,209249,209250,209251,209252,209253 | Manufacturer |  | 3MOOG5txfDyunpNn2Iq9Q4 | 1 | Rectangular Mullion:50 x 150mm:50 x 150mm:296093 |  | InstallationDate | 2527 | WarrantyGuarantorLabor |  | ModelLabel |  | WarrantyDescription |  |  | ProductionYear | [6 empty] | Finish |  |  | SerialNumber | WarrantyStartDate | BarCode | AssetIdentifier | Features | TagNumber |  | 1.562389 |  |  |  |  | WarrantyDurationParts | AccessibilityPerformance | CodePerformance | Color | Constituents | Grade | Metal - Aluminium | ModelReference | NominalHeight | NominalLength | Shape | SustainabilityPerformance | WarrantyDurationLabor | FIXED | WarrantyGuarantorParts | ExpectedLife | ReplacementCost | NominalWidth | 23-25 20 14 11 11 11 | Curtain Wall Frames | [5 empty] | Perpendicular to Face | F | 0.000000 | 209133 | 0.025000 | 0.025000 | 0.150000 | 0.000000
2528 | Curtain Wall:Storefront:296057 |  |  |  | 372105 |  | New Construction |  |  |  |  | 124705 | 119295 | Reference |  | 50 x 150mm | Size | 209254 | 199034,199035,199036,204216,209248,209249,209250,209251,209252,209253 | Manufacturer |  | 2j55VthSj3Lu0J6fyrpNyL | 1 | Rectangular Mullion:50 x 150mm:50 x 150mm:372105 |  | InstallationDate | 2528 | WarrantyGuarantorLabor |  | ModelLabel |  | WarrantyDescription |  |  | ProductionYear | [6 empty] | Finish |  |  | SerialNumber | WarrantyStartDate | BarCode | AssetIdentifier | Features | TagNumber |  | 0.442791 |  |  |  |  | WarrantyDurationParts | AccessibilityPerformance | CodePerformance | Color | Constituents | Grade | Metal - Aluminium | ModelReference | NominalHeight | NominalLength | Shape | SustainabilityPerformance | WarrantyDurationLabor | FIXED | WarrantyGuarantorParts | ExpectedLife | ReplacementCost | NominalWidth | 23-25 20 14 11 11 11 | Curtain Wall Frames | [5 empty] | Perpendicular to Face | F | 0.000000 | 209133 | 0.025000 | 0.025000 | 0.150000 | 0.000000
2529 | Curtain Wall:Storefront:296057 |  |  |  | 372396 |  | New Construction |  |  |  |  | 124706 | 119296 | Reference |  | 50 x 150mm | Size | 209254 | 199037,199038,199039,204217,209248,209249,209250,209251,209252,209253 | Manufacturer |  | 2j55VthSj3Lu0J6fyrpNmm | 1 | Rectangular Mullion:50 x 150mm:50 x 150mm:372396 |  | InstallationDate | 2529 | WarrantyGuarantorLabor |  | ModelLabel |  | WarrantyDescription |  |  | ProductionYear | [6 empty] | Finish |  |  | SerialNumber | WarrantyStartDate | BarCode | AssetIdentifier | Features | TagNumber |  | 1.561779 |  |  |  |  | WarrantyDurationParts | AccessibilityPerformance | CodePerformance | Color | Constituents | Grade | Metal - Aluminium | ModelReference | NominalHeight | NominalLength | Shape | SustainabilityPerformance | WarrantyDurationLabor | FIXED | WarrantyGuarantorParts | ExpectedLife | ReplacementCost | NominalWidth | 23-25 20 14 11 11 11 | Curtain Wall Frames | [5 empty] | Perpendicular to Face | F | 0.000000 | 209133 | 0.025000 | 0.025000 | 0.150000 | 0.000000
2530 | Curtain Wall:Storefront:296057 |  |  |  | 372397 |  | New Construction |  |  |  |  | 124707 | 119297 | Reference |  | 50 x 150mm | Size | 209254 | 199040,199041,199042,204218,209248,209249,209250,209251,209252,209253 | Manufacturer |  | 2j55VthSj3Lu0J6fyrpNmn | 1 | Rectangular Mullion:50 x 150mm:50 x 150mm:372397 |  | InstallationDate | 2530 | WarrantyGuarantorLabor |  | ModelLabel |  | WarrantyDescription |  |  | ProductionYear | [6 empty] | Finish |  |  | SerialNumber | WarrantyStartDate | BarCode | AssetIdentifier | Features | TagNumber |  | 1.563665 |  |  |  |  | WarrantyDurationParts | AccessibilityPerformance | CodePerformance | Color | Constituents | Grade | Metal - Aluminium | ModelReference | NominalHeight | NominalLength | Shape | SustainabilityPerformance | WarrantyDurationLabor | FIXED | WarrantyGuarantorParts | ExpectedLife | ReplacementCost | NominalWidth | 23-25 20 14 11 11 11 | Curtain Wall Frames | [5 empty] | Perpendicular to Face | F | 0.000000 | 209133 | 0.025000 | 0.025000 | 0.150000 | 0.000000
2531 | Curtain Wall:Storefront:296057 |  |  |  | 372398 |  | New Construction |  |  |  |  | 124708 | 119298 | Reference |  | 50 x 150mm | Size | 209254 | 199043,199044,199045,204219,209248,209249,209250,209251,209252,209253 | Manufacturer |  | 2j55VthSj3Lu0J6fyrpNmo | 1 | Rectangular Mullion:50 x 150mm:50 x 150mm:372398 |  | InstallationDate | 2531 | WarrantyGuarantorLabor |  | ModelLabel |  | WarrantyDescription |  |  | ProductionYear | [6 empty] | Finish |  |  | SerialNumber | WarrantyStartDate | BarCode | AssetIdentifier | Features | TagNumber |  | 1.478063 |  |  |  |  | WarrantyDurationParts | AccessibilityPerformance | CodePerformance | Color | Constituents | Grade | Metal - Aluminium | ModelReference | NominalHeight | NominalLength | Shape | SustainabilityPerformance | WarrantyDurationLabor | FIXED | WarrantyGuarantorParts | ExpectedLife | ReplacementCost | NominalWidth | 23-25 20 14 11 11 11 | Curtain Wall Frames | [5 empty] | Perpendicular to Face | F | 0.000000 | 209133 | 0.025000 | 0.025000 | 0.150000 | 0.000000
2532 | Curtain Wall:Storefront:296057 |  |  |  | 372399 |  | New Construction |  |  |  |  | 124709 | 119299 | Reference |  | 50 x 150mm | Size | 209254 | 199046,199047,199048,204220,209248,209249,209250,209251,209252,209253 | Manufacturer |  | 2j55VthSj3Lu0J6fyrpNmp | 1 | Rectangular Mullion:50 x 150mm:50 x 150mm:372399 |  | InstallationDate | 2532 | WarrantyGuarantorLabor |  | ModelLabel |  | WarrantyDescription |  |  | ProductionYear | [6 empty] | Finish |  |  | SerialNumber | WarrantyStartDate | BarCode | AssetIdentifier | Features | TagNumber |  | 1.477533 |  |  |  |  | WarrantyDurationParts | AccessibilityPerformance | CodePerformance | Color | Constituents | Grade | Metal - Aluminium | ModelReference | NominalHeight | NominalLength | Shape | SustainabilityPerformance | WarrantyDurationLabor | FIXED | WarrantyGuarantorParts | ExpectedLife | ReplacementCost | NominalWidth | 23-25 20 14 11 11 11 | Curtain Wall Frames | [5 empty] | Perpendicular to Face | F | 0.000000 | 209133 | 0.025000 | 0.025000 | 0.150000 | 0.000000
2533 | Curtain Wall:Storefront:296057 |  |  |  | 372400 |  | New Construction |  |  |  |  | 124710 | 119300 | Reference |  | 50 x 150mm | Size | 209254 | 199049,199050,199051,204221,209248,209249,209250,209251,209252,209253 | Manufacturer |  | 2j55VthSj3Lu0J6fyrpNmi | 1 | Rectangular Mullion:50 x 150mm:50 x 150mm:372400 |  | InstallationDate | 2533 | WarrantyGuarantorLabor |  | ModelLabel |  | WarrantyDescription |  |  | ProductionYear | [6 empty] | Finish |  |  | SerialNumber | WarrantyStartDate | BarCode | AssetIdentifier | Features | TagNumber |  | 1.061401 |  |  |  |  | WarrantyDurationParts | AccessibilityPerformance | CodePerformance | Color | Constituents | Grade | Metal - Aluminium | ModelReference | NominalHeight | NominalLength | Shape | SustainabilityPerformance | WarrantyDurationLabor | FIXED | WarrantyGuarantorParts | ExpectedLife | ReplacementCost | NominalWidth | 23-25 20 14 11 11 11 | Curtain Wall Frames | [5 empty] | Perpendicular to Face | F | 0.000000 | 209133 | 0.025000 | 0.025000 | 0.150000 | 0.000000
2534 | Curtain Wall:Storefront:296057 |  |  |  | 372401 |  | New Construction |  |  |  |  | 124711 | 119301 | Reference |  | 50 x 150mm | Size | 209254 | 199052,199053,199054,204222,209248,209249,209250,209251,209252,209253 | Manufacturer |  | 2j55VthSj3Lu0J6fyrpNmj | 1 | Rectangular Mullion:50 x 150mm:50 x 150mm:372401 |  | InstallationDate | 2534 | WarrantyGuarantorLabor |  | ModelLabel |  | WarrantyDescription |  |  | ProductionYear | [6 empty] | Finish |  |  | SerialNumber | WarrantyStartDate | BarCode | AssetIdentifier | Features | TagNumber |  | 0.422891 |  |  |  |  | WarrantyDurationParts | AccessibilityPerformance | CodePerformance | Color | Constituents | Grade | Metal - Aluminium | ModelReference | NominalHeight | NominalLength | Shape | SustainabilityPerformance | WarrantyDurationLabor | FIXED | WarrantyGuarantorParts | ExpectedLife | ReplacementCost | NominalWidth | 23-25 20 14 11 11 11 | Curtain Wall Frames | [5 empty] | Perpendicular to Face | F | 0.000000 | 209133 | 0.025000 | 0.025000 | 0.150000 | 0.000000
2535 | Curtain Wall:Storefront:296057 |  |  |  | 372402 |  | New Construction |  |  |  |  | 124712 | 119302 | Reference |  | 50 x 150mm | Size | 209254 | 199055,199056,199057,204223,209248,209249,209250,209251,209252,209253 | Manufacturer |  | 2j55VthSj3Lu0J6fyrpNmk | 1 | Rectangular Mullion:50 x 150mm:50 x 150mm:372402 |  | InstallationDate | 2535 | WarrantyGuarantorLabor |  | ModelLabel |  | WarrantyDescription |  |  | ProductionYear | [6 empty] | Finish |  |  | SerialNumber | WarrantyStartDate | BarCode | AssetIdentifier | Features | TagNumber |  | 1.487604 |  |  |  |  | WarrantyDurationParts | AccessibilityPerformance | CodePerformance | Color | Constituents | Grade | Metal - Aluminium | ModelReference | NominalHeight | NominalLength | Shape | SustainabilityPerformance | WarrantyDurationLabor | FIXED | WarrantyGuarantorParts | ExpectedLife | ReplacementCost | NominalWidth | 23-25 20 14 11 11 11 | Curtain Wall Frames | [5 empty] | Perpendicular to Face | F | 0.000000 | 209133 | 0.025000 | 0.025000 | 0.150000 | 0.000000
2536 | Curtain Wall:Storefront:296057 |  |  |  | 372403 |  | New Construction |  |  |  |  | 124713 | 119303 | Reference |  | 50 x 150mm | Size | 209254 | 199058,199059,199060,204224,209248,209249,209250,209251,209252,209253 | Manufacturer |  | 2j55VthSj3Lu0J6fyrpNml | 1 | Rectangular Mullion:50 x 150mm:50 x 150mm:372403 |  | InstallationDate | 2536 | WarrantyGuarantorLabor |  | ModelLabel |  | WarrantyDescription |  |  | ProductionYear | [6 empty] | Finish |  |  | SerialNumber | WarrantyStartDate | BarCode | AssetIdentifier | Features | TagNumber |  | 1.486676 |  |  |  |  | WarrantyDurationParts | AccessibilityPerformance | CodePerformance | Color | Constituents | Grade | Metal - Aluminium | ModelReference | NominalHeight | NominalLength | Shape | SustainabilityPerformance | WarrantyDurationLabor | FIXED | WarrantyGuarantorParts | ExpectedLife | ReplacementCost | NominalWidth | 23-25 20 14 11 11 11 | Curtain Wall Frames | [5 empty] | Perpendicular to Face | F | 0.000000 | 209133 | 0.025000 | 0.025000 | 0.150000 | 0.000000
2537 | Curtain Wall:Storefront:296057 |  |  |  | 372404 |  | New Construction |  |  |  |  | 124714 | 119304 | Reference |  | 50 x 150mm | Size | 209254 | 199061,199062,199063,204225,209248,209249,209250,209251,209252,209253 | Manufacturer |  | 2j55VthSj3Lu0J6fyrpNme | 1 | Rectangular Mullion:50 x 150mm:50 x 150mm:372404 |  | InstallationDate | 2537 | WarrantyGuarantorLabor |  | ModelLabel |  | WarrantyDescription |  |  | ProductionYear | [6 empty] | Finish |  |  | SerialNumber | WarrantyStartDate | BarCode | AssetIdentifier | Features | TagNumber |  | 1.082229 |  |  |  |  | WarrantyDurationParts | AccessibilityPerformance | CodePerformance | Color | Constituents | Grade | Metal - Aluminium | ModelReference | NominalHeight | NominalLength | Shape | SustainabilityPerformance | WarrantyDurationLabor | FIXED | WarrantyGuarantorParts | ExpectedLife | ReplacementCost | NominalWidth | 23-25 20 14 11 11 11 | Curtain Wall Frames | [5 empty] | Perpendicular to Face | F | 0.000000 | 209133 | 0.025000 | 0.025000 | 0.150000 | 0.000000
2493 | Curtain Wall:Storefront:285990 |  |  |  | 286008 |  | New Construction |  |  |  |  | 124650 | 119244 | Reference |  | 50 x 150mm | Size | 209254 | 198849,198850,198851,205896,209248,209249,209250,209251,209252,209253 | Manufacturer |  | 0bpfxAz3XBrAx$RjFuHvOE | 1 | Rectangular Mullion:50 x 150mm:50 x 150mm:286008 |  | InstallationDate | 2493 | WarrantyGuarantorLabor |  | ModelLabel |  | WarrantyDescription |  |  | ProductionYear | [6 empty] | Finish |  |  | SerialNumber | WarrantyStartDate | BarCode | AssetIdentifier | Features | TagNumber |  | 1.147693 |  |  |  |  | WarrantyDurationParts | AccessibilityPerformance | CodePerformance | Color | Constituents | Grade | Metal - Aluminium | ModelReference | NominalHeight | NominalLength | Shape | SustainabilityPerformance | WarrantyDurationLabor | FIXED | WarrantyGuarantorParts | ExpectedLife | ReplacementCost | NominalWidth | 23-25 20 14 11 11 11 | Curtain Wall Frames | [5 empty] | Perpendicular to Face | F | 0.000000 | 209131 | 0.025000 | 0.025000 | 0.150000 | 0.000000
2494 | Curtain Wall:Storefront:285990 |  |  |  | 286009 |  | New Construction |  |  |  |  | 124651 | 119245 | Reference |  | 50 x 150mm | Size | 209254 | 198852,198853,198854,205896,209248,209249,209250,209251,209252,209253 | Manufacturer |  | 0bpfxAz3XBrAx$RjFuHvOF | 1 | Rectangular Mullion:50 x 150mm:50 x 150mm:286009 |  | InstallationDate | 2494 | WarrantyGuarantorLabor |  | ModelLabel |  | WarrantyDescription |  |  | ProductionYear | [6 empty] | Finish |  |  | SerialNumber | WarrantyStartDate | BarCode | AssetIdentifier | Features | TagNumber |  | 1.147693 |  |  |  |  | WarrantyDurationParts | AccessibilityPerformance | CodePerformance | Color | Constituents | Grade | Metal - Aluminium | ModelReference | NominalHeight | NominalLength | Shape | SustainabilityPerformance | WarrantyDurationLabor | FIXED | WarrantyGuarantorParts | ExpectedLife | ReplacementCost | NominalWidth | 23-25 20 14 11 11 11 | Curtain Wall Frames | [5 empty] | Perpendicular to Face | F | 0.000000 | 209131 | 0.025000 | 0.025000 | 0.150000 | 0.000000
2495 | Curtain Wall:Storefront:285990 |  |  |  | 286010 |  | New Construction |  |  |  |  | 124652 | 119246 | Reference |  | 50 x 150mm | Size | 209254 | 198855,198856,198857,205897,209248,209249,209250,209251,209252,209253 | Manufacturer |  | 0bpfxAz3XBrAx$RjFuHvOC | 1 | Rectangular Mullion:50 x 150mm:50 x 150mm:286010 |  | InstallationDate | 2495 | WarrantyGuarantorLabor |  | ModelLabel |  | WarrantyDescription |  |  | ProductionYear | [6 empty] | Finish |  |  | SerialNumber | WarrantyStartDate | BarCode | AssetIdentifier | Features | TagNumber |  | 1.172693 |  |  |  |  | WarrantyDurationParts | AccessibilityPerformance | CodePerformance | Color | Constituents | Grade | Metal - Aluminium | ModelReference | NominalHeight | NominalLength | Shape | SustainabilityPerformance | WarrantyDurationLabor | FIXED | WarrantyGuarantorParts | ExpectedLife | ReplacementCost | NominalWidth | 23-25 20 14 11 11 11 | Curtain Wall Frames | [5 empty] | Perpendicular to Face | F | 0.000000 | 209131 | 0.025000 | 0.025000 | 0.150000 | 0.000000
2496 | Curtain Wall:Storefront:285990 |  |  |  | 286011 |  | New Construction |  |  |  |  | 124653 | 119247 | Reference |  | 50 x 150mm | Size | 209254 | 198858,198859,198860,205897,209248,209249,209250,209251,209252,209253 | Manufacturer |  | 0bpfxAz3XBrAx$RjFuHvOD | 1 | Rectangular Mullion:50 x 150mm:50 x 150mm:286011 |  | InstallationDate | 2496 | WarrantyGuarantorLabor |  | ModelLabel |  | WarrantyDescription |  |  | ProductionYear | [6 empty] | Finish |  |  | SerialNumber | WarrantyStartDate | BarCode | AssetIdentifier | Features | TagNumber |  | 1.172693 |  |  |  |  | WarrantyDurationParts | AccessibilityPerformance | CodePerformance | Color | Constituents | Grade | Metal - Aluminium | ModelReference | NominalHeight | NominalLength | Shape | SustainabilityPerformance | WarrantyDurationLabor | FIXED | WarrantyGuarantorParts | ExpectedLife | ReplacementCost | NominalWidth | 23-25 20 14 11 11 11 | Curtain Wall Frames | [5 empty] | Perpendicular to Face | F | 0.000000 | 209131 | 0.025000 | 0.025000 | 0.150000 | 0.000000
2497 | Curtain Wall:Storefront:285990 |  |  |  | 286012 |  | New Construction |  |  |  |  | 124654 | 119248 | Reference |  | 50 x 150mm | Size | 209254 | 198861,198862,198863,205898,209248,209249,209250,209251,209252,209253 | Manufacturer |  | 0bpfxAz3XBrAx$RjFuHvOA | 1 | Rectangular Mullion:50 x 150mm:50 x 150mm:286012 |  | InstallationDate | 2497 | WarrantyGuarantorLabor |  | ModelLabel |  | WarrantyDescription |  |  | ProductionYear | [6 empty] | Finish |  |  | SerialNumber | WarrantyStartDate | BarCode | AssetIdentifier | Features | TagNumber |  | 1.147693 |  |  |  |  | WarrantyDurationParts | AccessibilityPerformance | CodePerformance | Color | Constituents | Grade | Metal - Aluminium | ModelReference | NominalHeight | NominalLength | Shape | SustainabilityPerformance | WarrantyDurationLabor | FIXED | WarrantyGuarantorParts | ExpectedLife | ReplacementCost | NominalWidth | 23-25 20 14 11 11 11 | Curtain Wall Frames | [5 empty] | Perpendicular to Face | F | 0.000000 | 209131 | 0.025000 | 0.025000 | 0.150000 | 0.000000
2498 | Curtain Wall:Storefront:285990 |  |  |  | 286013 |  | New Construction |  |  |  |  | 124655 | 119249 | Reference |  | 50 x 150mm | Size | 209254 | 198864,198865,198866,205899,209248,209249,209250,209251,209252,209253 | Manufacturer |  | 0bpfxAz3XBrAx$RjFuHvOB | 1 | Rectangular Mullion:50 x 150mm:50 x 150mm:286013 |  | InstallationDate | 2498 | WarrantyGuarantorLabor |  | ModelLabel |  | WarrantyDescription |  |  | ProductionYear | [6 empty] | Finish |  |  | SerialNumber | WarrantyStartDate | BarCode | AssetIdentifier | Features | TagNumber |  | 1.172693 |  |  |  |  | WarrantyDurationParts | AccessibilityPerformance | CodePerformance | Color | Constituents | Grade | Metal - Aluminium | ModelReference | NominalHeight | NominalLength | Shape | SustainabilityPerformance | WarrantyDurationLabor | FIXED | WarrantyGuarantorParts | ExpectedLife | ReplacementCost | NominalWidth | 23-25 20 14 11 11 11 | Curtain Wall Frames | [5 empty] | Perpendicular to Face | F | 0.000000 | 209131 | 0.025000 | 0.025000 | 0.150000 | 0.000000
2499 | Curtain Wall:Storefront:285990 |  |  |  | 286014 |  | New Construction |  |  |  |  | 124656 | 119250 | Reference |  | 50 x 150mm | Size | 209254 | 198867,198868,198869,205899,209248,209249,209250,209251,209252,209253 | Manufacturer |  | 0bpfxAz3XBrAx$RjFuHvO8 | 1 | Rectangular Mullion:50 x 150mm:50 x 150mm:286014 |  | InstallationDate | 2499 | WarrantyGuarantorLabor |  | ModelLabel |  | WarrantyDescription |  |  | ProductionYear | [6 empty] | Finish |  |  | SerialNumber | WarrantyStartDate | BarCode | AssetIdentifier | Features | TagNumber |  | 1.172693 |  |  |  |  | WarrantyDurationParts | AccessibilityPerformance | CodePerformance | Color | Constituents | Grade | Metal - Aluminium | ModelReference | NominalHeight | NominalLength | Shape | SustainabilityPerformance | WarrantyDurationLabor | FIXED | WarrantyGuarantorParts | ExpectedLife | ReplacementCost | NominalWidth | 23-25 20 14 11 11 11 | Curtain Wall Frames | [5 empty] | Perpendicular to Face | F | 0.000000 | 209131 | 0.025000 | 0.025000 | 0.150000 | 0.000000
2500 | Curtain Wall:Storefront:285990 |  |  |  | 286015 |  | New Construction |  |  |  |  | 124657 | 119251 | Reference |  | 50 x 150mm | Size | 209254 | 198870,198871,198872,205898,209248,209249,209250,209251,209252,209253 | Manufacturer |  | 0bpfxAz3XBrAx$RjFuHvO9 | 1 | Rectangular Mullion:50 x 150mm:50 x 150mm:286015 |  | InstallationDate | 2500 | WarrantyGuarantorLabor |  | ModelLabel |  | WarrantyDescription |  |  | ProductionYear | [6 empty] | Finish |  |  | SerialNumber | WarrantyStartDate | BarCode | AssetIdentifier | Features | TagNumber |  | 1.147693 |  |  |  |  | WarrantyDurationParts | AccessibilityPerformance | CodePerformance | Color | Constituents | Grade | Metal - Aluminium | ModelReference | NominalHeight | NominalLength | Shape | SustainabilityPerformance | WarrantyDurationLabor | FIXED | WarrantyGuarantorParts | ExpectedLife | ReplacementCost | NominalWidth | 23-25 20 14 11 11 11 | Curtain Wall Frames | [5 empty] | Perpendicular to Face | F | 0.000000 | 209131 | 0.025000 | 0.025000 | 0.150000 | 0.000000
2501 | Curtain Wall:Storefront:285990 |  |  |  | 286016 |  | New Construction |  |  |  |  | 124658 | 119252 | Reference |  | 50 x 150mm | Size | 209254 | 198873,198874,198875,208908,209248,209249,209250,209251,209252,209253 | Manufacturer |  | 0bpfxAz3XBrAx$RjFuHvPs | 1 | Rectangular Mullion:50 x 150mm:50 x 150mm:286016 |  | InstallationDate | 2501 | WarrantyGuarantorLabor |  | ModelLabel |  | WarrantyDescription |  |  | ProductionYear | [6 empty] | Finish |  |  | SerialNumber | WarrantyStartDate | BarCode | AssetIdentifier | Features | TagNumber |  | 2.400000 |  |  |  |  | WarrantyDurationParts | AccessibilityPerformance | CodePerformance | Color | Constituents | Grade | Metal - Aluminium | ModelReference | NominalHeight | NominalLength | Shape | SustainabilityPerformance | WarrantyDurationLabor | FIXED | WarrantyGuarantorParts | ExpectedLife | ReplacementCost | NominalWidth | 23-25 20 14 11 11 11 | Curtain Wall Frames | [5 empty] | Perpendicular to Face | F | 0.000000 | 209131 | 0.025000 | 0.025000 | 0.150000 | 0.000000
2502 | Curtain Wall:Storefront:285990 |  |  |  | 286018 |  | New Construction |  |  |  |  | 124659 | 119253 | Reference |  | 50 x 150mm | Size | 209254 | 198876,198877,198878,208909,209248,209249,209250,209251,209252,209253 | Manufacturer |  | 0bpfxAz3XBrAx$RjFuHvPq | 1 | Rectangular Mullion:50 x 150mm:50 x 150mm:286018 |  | InstallationDate | 2502 | WarrantyGuarantorLabor |  | ModelLabel |  | WarrantyDescription |  |  | ProductionYear | [6 empty] | Finish |  |  | SerialNumber | WarrantyStartDate | BarCode | AssetIdentifier | Features | TagNumber |  | 2.400000 |  |  |  |  | WarrantyDurationParts | AccessibilityPerformance | CodePerformance | Color | Constituents | Grade | Metal - Aluminium | ModelReference | NominalHeight | NominalLength | Shape | SustainabilityPerformance | WarrantyDurationLabor | FIXED | WarrantyGuarantorParts | ExpectedLife | ReplacementCost | NominalWidth | 23-25 20 14 11 11 11 | Curtain Wall Frames | [5 empty] | Perpendicular to Face | F | 0.000000 | 209131 | 0.025000 | 0.025000 | 0.150000 | 0.000000
2503 | Curtain Wall:Storefront:285990 |  |  |  | 286024 |  | New Construction |  |  |  |  | 124660 | 119254 | Reference |  | 50 x 150mm | Size | 209254 | 198879,198880,198881,209102,209248,209249,209250,209251,209252,209253 | Manufacturer |  | 0bpfxAz3XBrAx$RjFuHvP_ | 1 | Rectangular Mullion:50 x 150mm:50 x 150mm:286024 |  | InstallationDate | 2503 | WarrantyGuarantorLabor |  | ModelLabel |  | WarrantyDescription |  |  | ProductionYear | [6 empty] | Finish |  |  | SerialNumber | WarrantyStartDate | BarCode | AssetIdentifier | Features | TagNumber |  | 2.400000 |  |  |  |  | WarrantyDurationParts | AccessibilityPerformance | CodePerformance | Color | Constituents | Grade | Metal - Aluminium | ModelReference | NominalHeight | NominalLength | Shape | SustainabilityPerformance | WarrantyDurationLabor | FIXED | WarrantyGuarantorParts | ExpectedLife | ReplacementCost | NominalWidth | 23-25 20 14 11 11 11 | Curtain Wall Frames | [5 empty] | Perpendicular to Face | F | 0.000000 | 209131 | 0.025000 | 0.025000 | 0.150000 | 0.000000
2504 | Curtain Wall:Storefront:285990 |  |  |  | 286025 |  | New Construction |  |  |  |  | 124661 | 119255 | Reference |  | 50 x 150mm | Size | 209254 | 198882,198883,198884,209102,209248,209249,209250,209251,209252,209253 | Manufacturer |  | 0bpfxAz3XBrAx$RjFuHvP$ | 1 | Rectangular Mullion:50 x 150mm:50 x 150mm:286025 |  | InstallationDate | 2504 | WarrantyGuarantorLabor |  | ModelLabel |  | WarrantyDescription |  |  | ProductionYear | [6 empty] | Finish |  |  | SerialNumber | WarrantyStartDate | BarCode | AssetIdentifier | Features | TagNumber |  | 2.400000 |  |  |  |  | WarrantyDurationParts | AccessibilityPerformance | CodePerformance | Color | Constituents | Grade | Metal - Aluminium | ModelReference | NominalHeight | NominalLength | Shape | SustainabilityPerformance | WarrantyDurationLabor | FIXED | WarrantyGuarantorParts | ExpectedLife | ReplacementCost | NominalWidth | 23-25 20 14 11 11 11 | Curtain Wall Frames | [5 empty] | Perpendicular to Face | F | 0.000000 | 209131 | 0.025000 | 0.025000 | 0.150000 | 0.000000
2505 | Curtain Wall:Storefront:285990 |  |  |  | 286026 |  | New Construction |  |  |  |  | 124662 | 119256 | Reference |  | 50 x 150mm | Size | 209254 | 198885,198886,198887,209102,209248,209249,209250,209251,209252,209253 | Manufacturer |  | 0bpfxAz3XBrAx$RjFuHvPy | 1 | Rectangular Mullion:50 x 150mm:50 x 150mm:286026 |  | InstallationDate | 2505 | WarrantyGuarantorLabor |  | ModelLabel |  | WarrantyDescription |  |  | ProductionYear | [6 empty] | Finish |  |  | SerialNumber | WarrantyStartDate | BarCode | AssetIdentifier | Features | TagNumber |  | 2.400000 |  |  |  |  | WarrantyDurationParts | AccessibilityPerformance | CodePerformance | Color | Constituents | Grade | Metal - Aluminium | ModelReference | NominalHeight | NominalLength | Shape | SustainabilityPerformance | WarrantyDurationLabor | FIXED | WarrantyGuarantorParts | ExpectedLife | ReplacementCost | NominalWidth | 23-25 20 14 11 11 11 | Curtain Wall Frames | [5 empty] | Perpendicular to Face | F | 0.000000 | 209131 | 0.025000 | 0.025000 | 0.150000 | 0.000000
2506 | Curtain Wall:Storefront:295590 |  |  |  | 295611 |  | New Construction |  |  |  |  | 124675 | 119266 | Reference |  | 50 x 150mm | Size | 209254 | 198939,198940,198941,204189,209248,209249,209250,209251,209252,209253 | Manufacturer |  | 3MOOG5txfDyunpNn2Iq92Y | 1 | Rectangular Mullion:50 x 150mm:50 x 150mm:295611 |  | InstallationDate | 2506 | WarrantyGuarantorLabor |  | ModelLabel |  | WarrantyDescription |  |  | ProductionYear | [6 empty] | Finish |  |  | SerialNumber | WarrantyStartDate | BarCode | AssetIdentifier | Features | TagNumber |  | 1.644434 |  |  |  |  | WarrantyDurationParts | AccessibilityPerformance | CodePerformance | Color | Constituents | Grade | Metal - Aluminium | ModelReference | NominalHeight | NominalLength | Shape | SustainabilityPerformance | WarrantyDurationLabor | FIXED | WarrantyGuarantorParts | ExpectedLife | ReplacementCost | NominalWidth | 23-25 20 14 11 11 11 | Curtain Wall Frames | [5 empty] | Perpendicular to Face | F | 0.000000 | 209172 | 0.025000 | 0.025000 | 0.150000 | 0.000000
2507 | Curtain Wall:Storefront:295590 |  |  |  | 295613 |  | New Construction |  |  |  |  | 124676 | 119267 | Reference |  | 50 x 150mm | Size | 209254 | 198942,198943,198944,204190,209248,209249,209250,209251,209252,209253 | Manufacturer |  | 3MOOG5txfDyunpNn2Iq92a | 1 | Rectangular Mullion:50 x 150mm:50 x 150mm:295613 |  | InstallationDate | 2507 | WarrantyGuarantorLabor |  | ModelLabel |  | WarrantyDescription |  |  | ProductionYear | [6 empty] | Finish |  |  | SerialNumber | WarrantyStartDate | BarCode | AssetIdentifier | Features | TagNumber |  | 0.564012 |  |  |  |  | WarrantyDurationParts | AccessibilityPerformance | CodePerformance | Color | Constituents | Grade | Metal - Aluminium | ModelReference | NominalHeight | NominalLength | Shape | SustainabilityPerformance | WarrantyDurationLabor | FIXED | WarrantyGuarantorParts | ExpectedLife | ReplacementCost | NominalWidth | 23-25 20 14 11 11 11 | Curtain Wall Frames | [5 empty] | Perpendicular to Face | F | 0.000000 | 209172 | 0.025000 | 0.025000 | 0.150000 | 0.000000
2508 | Curtain Wall:Storefront:295590 |  |  |  | 295618 |  | New Construction |  |  |  |  | 124677 | 119268 | Reference |  | 50 x 150mm | Size | 209254 | 198945,198946,198947,204191,209248,209249,209250,209251,209252,209253 | Manufacturer |  | 3MOOG5txfDyunpNn2Iq93R | 1 | Rectangular Mullion:50 x 150mm:50 x 150mm:295618 |  | InstallationDate | 2508 | WarrantyGuarantorLabor |  | ModelLabel |  | WarrantyDescription |  |  | ProductionYear | [6 empty] | Finish |  |  | SerialNumber | WarrantyStartDate | BarCode | AssetIdentifier | Features | TagNumber |  | 1.395475 |  |  |  |  | WarrantyDurationParts | AccessibilityPerformance | CodePerformance | Color | Constituents | Grade | Metal - Aluminium | ModelReference | NominalHeight | NominalLength | Shape | SustainabilityPerformance | WarrantyDurationLabor | FIXED | WarrantyGuarantorParts | ExpectedLife | ReplacementCost | NominalWidth | 23-25 20 14 11 11 11 | Curtain Wall Frames | [5 empty] | Perpendicular to Face | F | 0.000000 | 209172 | 0.025000 | 0.025000 | 0.150000 | 0.000000
2509 | Curtain Wall:Storefront:295590 |  |  |  | 295619 |  | New Construction |  |  |  |  | 124678 | 119269 | Reference |  | 50 x 150mm | Size | 209254 | 198948,198949,198950,204192,209248,209249,209250,209251,209252,209253 | Manufacturer |  | 3MOOG5txfDyunpNn2Iq93Q | 1 | Rectangular Mullion:50 x 150mm:50 x 150mm:295619 |  | InstallationDate | 2509 | WarrantyGuarantorLabor |  | ModelLabel |  | WarrantyDescription |  |  | ProductionYear | [6 empty] | Finish |  |  | SerialNumber | WarrantyStartDate | BarCode | AssetIdentifier | Features | TagNumber |  | 1.395475 |  |  |  |  | WarrantyDurationParts | AccessibilityPerformance | CodePerformance | Color | Constituents | Grade | Metal - Aluminium | ModelReference | NominalHeight | NominalLength | Shape | SustainabilityPerformance | WarrantyDurationLabor | FIXED | WarrantyGuarantorParts | ExpectedLife | ReplacementCost | NominalWidth | 23-25 20 14 11 11 11 | Curtain Wall Frames | [5 empty] | Perpendicular to Face | F | 0.000000 | 209172 | 0.025000 | 0.025000 | 0.150000 | 0.000000
2510 | Curtain Wall:Storefront:295590 |  |  |  | 295812 |  | New Construction |  |  |  |  | 124679 | 119270 | Reference |  | 50 x 150mm | Size | 209254 | 198951,198952,198953,204193,209248,209249,209250,209251,209252,209253 | Manufacturer |  | 3MOOG5txfDyunpNn2Iq96T | 1 | Rectangular Mullion:50 x 150mm:50 x 150mm:295812 |  | InstallationDate | 2510 | WarrantyGuarantorLabor |  | ModelLabel |  | WarrantyDescription |  |  | ProductionYear | [6 empty] | Finish |  |  | SerialNumber | WarrantyStartDate | BarCode | AssetIdentifier | Features | TagNumber |  | 1.348408 |  |  |  |  | WarrantyDurationParts | AccessibilityPerformance | CodePerformance | Color | Constituents | Grade | Metal - Aluminium | ModelReference | NominalHeight | NominalLength | Shape | SustainabilityPerformance | WarrantyDurationLabor | FIXED | WarrantyGuarantorParts | ExpectedLife | ReplacementCost | NominalWidth | 23-25 20 14 11 11 11 | Curtain Wall Frames | [5 empty] | Perpendicular to Face | F | 0.000000 | 209172 | 0.025000 | 0.025000 | 0.150000 | 0.000000
2511 | Curtain Wall:Storefront:295590 |  |  |  | 295813 |  | New Construction |  |  |  |  | 124680 | 119271 | Reference |  | 50 x 150mm | Size | 209254 | 198954,198955,198956,204194,209248,209249,209250,209251,209252,209253 | Manufacturer |  | 3MOOG5txfDyunpNn2Iq96S | 1 | Rectangular Mullion:50 x 150mm:50 x 150mm:295813 |  | InstallationDate | 2511 | WarrantyGuarantorLabor |  | ModelLabel |  | WarrantyDescription |  |  | ProductionYear | [6 empty] | Finish |  |  | SerialNumber | WarrantyStartDate | BarCode | AssetIdentifier | Features | TagNumber |  | 1.348408 |  |  |  |  | WarrantyDurationParts | AccessibilityPerformance | CodePerformance | Color | Constituents | Grade | Metal - Aluminium | ModelReference | NominalHeight | NominalLength | Shape | SustainabilityPerformance | WarrantyDurationLabor | FIXED | WarrantyGuarantorParts | ExpectedLife | ReplacementCost | NominalWidth | 23-25 20 14 11 11 11 | Curtain Wall Frames | [5 empty] | Perpendicular to Face | F | 0.000000 | 209172 | 0.025000 | 0.025000 | 0.150000 | 0.000000
2512 | Curtain Wall:Storefront:295590 |  |  |  | 295814 |  | New Construction |  |  |  |  | 124681 | 119272 | Reference |  | 50 x 150mm | Size | 209254 | 198957,198958,198959,204195,209248,209249,209250,209251,209252,209253 | Manufacturer |  | 3MOOG5txfDyunpNn2Iq96V | 1 | Rectangular Mullion:50 x 150mm:50 x 150mm:295814 |  | InstallationDate | 2512 | WarrantyGuarantorLabor |  | ModelLabel |  | WarrantyDescription |  |  | ProductionYear | [6 empty] | Finish |  |  | SerialNumber | WarrantyStartDate | BarCode | AssetIdentifier | Features | TagNumber |  | 1.294159 |  |  |  |  | WarrantyDurationParts | AccessibilityPerformance | CodePerformance | Color | Constituents | Grade | Metal - Aluminium | ModelReference | NominalHeight | NominalLength | Shape | SustainabilityPerformance | WarrantyDurationLabor | FIXED | WarrantyGuarantorParts | ExpectedLife | ReplacementCost | NominalWidth | 23-25 20 14 11 11 11 | Curtain Wall Frames | [5 empty] | Perpendicular to Face | F | 0.000000 | 209172 | 0.025000 | 0.025000 | 0.150000 | 0.000000
2513 | Curtain Wall:Storefront:295590 |  |  |  | 310160 |  | New Construction |  |  |  |  | 124682 | 119273 | Reference |  | 50 x 150mm | Size | 209254 | 198960,198961,198962,204196,209248,209249,209250,209251,209252,209253 | Manufacturer |  | 1Pnk50Ffn8zgFeYkRgXkhL | 1 | Rectangular Mullion:50 x 150mm:50 x 150mm:310160 |  | InstallationDate | 2513 | WarrantyGuarantorLabor |  | ModelLabel |  | WarrantyDescription |  |  | ProductionYear | [6 empty] | Finish |  |  | SerialNumber | WarrantyStartDate | BarCode | AssetIdentifier | Features | TagNumber |  | 1.315832 |  |  |  |  | WarrantyDurationParts | AccessibilityPerformance | CodePerformance | Color | Constituents | Grade | Metal - Aluminium | ModelReference | NominalHeight | NominalLength | Shape | SustainabilityPerformance | WarrantyDurationLabor | FIXED | WarrantyGuarantorParts | ExpectedLife | ReplacementCost | NominalWidth | 23-25 20 14 11 11 11 | Curtain Wall Frames | [5 empty] | Perpendicular to Face | F | 0.000000 | 209172 | 0.025000 | 0.025000 | 0.150000 | 0.000000
2514 | Curtain Wall:Storefront:295590 |  |  |  | 310161 |  | New Construction |  |  |  |  | 124683 | 119274 | Reference |  | 50 x 150mm | Size | 209254 | 198963,198964,198965,204197,209248,209249,209250,209251,209252,209253 | Manufacturer |  | 1Pnk50Ffn8zgFeYkRgXkhK | 1 | Rectangular Mullion:50 x 150mm:50 x 150mm:310161 |  | InstallationDate | 2514 | WarrantyGuarantorLabor |  | ModelLabel |  | WarrantyDescription |  |  | ProductionYear | [6 empty] | Finish |  |  | SerialNumber | WarrantyStartDate | BarCode | AssetIdentifier | Features | TagNumber |  | 1.291920 |  |  |  |  | WarrantyDurationParts | AccessibilityPerformance | CodePerformance | Color | Constituents | Grade | Metal - Aluminium | ModelReference | NominalHeight | NominalLength | Shape | SustainabilityPerformance | WarrantyDurationLabor | FIXED | WarrantyGuarantorParts | ExpectedLife | ReplacementCost | NominalWidth | 23-25 20 14 11 11 11 | Curtain Wall Frames | [5 empty] | Perpendicular to Face | F | 0.000000 | 209172 | 0.025000 | 0.025000 | 0.150000 | 0.000000
2515 | Curtain Wall:Storefront:295590 |  |  |  | 310162 |  | New Construction |  |  |  |  | 124684 | 119275 | Reference |  | 50 x 150mm | Size | 209254 | 198966,198967,198968,204198,209248,209249,209250,209251,209252,209253 | Manufacturer |  | 1Pnk50Ffn8zgFeYkRgXkhN | 1 | Rectangular Mullion:50 x 150mm:50 x 150mm:310162 |  | InstallationDate | 2515 | WarrantyGuarantorLabor |  | ModelLabel |  | WarrantyDescription |  |  | ProductionYear | [6 empty] | Finish |  |  | SerialNumber | WarrantyStartDate | BarCode | AssetIdentifier | Features | TagNumber |  | 1.315832 |  |  |  |  | WarrantyDurationParts | AccessibilityPerformance | CodePerformance | Color | Constituents | Grade | Metal - Aluminium | ModelReference | NominalHeight | NominalLength | Shape | SustainabilityPerformance | WarrantyDurationLabor | FIXED | WarrantyGuarantorParts | ExpectedLife | ReplacementCost | NominalWidth | 23-25 20 14 11 11 11 | Curtain Wall Frames | [5 empty] | Perpendicular to Face | F | 0.000000 | 209172 | 0.025000 | 0.025000 | 0.150000 | 0.000000
2516 | Curtain Wall:Storefront:295590 |  |  |  | 314110 |  | New Construction |  |  |  |  | 124688 | 119279 | Reference |  | 50 x 150mm | Size | 209254 | 198978,198979,198980,204202,209248,209249,209250,209251,209252,209253 | Manufacturer |  | 2$FBrUmUz2c9e1OcADYm9v | 1 | Rectangular Mullion:50 x 150mm:50 x 150mm:314110 |  | InstallationDate | 2516 | WarrantyGuarantorLabor |  | ModelLabel |  | WarrantyDescription |  |  | ProductionYear | [6 empty] | Finish |  |  | SerialNumber | WarrantyStartDate | BarCode | AssetIdentifier | Features | TagNumber |  | 0.564012 |  |  |  |  | WarrantyDurationParts | AccessibilityPerformance | CodePerformance | Color | Constituents | Grade | Metal - Aluminium | ModelReference | NominalHeight | NominalLength | Shape | SustainabilityPerformance | WarrantyDurationLabor | FIXED | WarrantyGuarantorParts | ExpectedLife | ReplacementCost | NominalWidth | 23-25 20 14 11 11 11 | Curtain Wall Frames | [5 empty] | Perpendicular to Face | F | 0.000000 | 209172 | 0.025000 | 0.025000 | 0.150000 | 0.000000
2517 | Curtain Wall:Storefront:295590 |  |  |  | 314111 |  | New Construction |  |  |  |  | 124689 | 119280 | Reference |  | 50 x 150mm | Size | 209254 | 198981,198982,198983,204203,209248,209249,209250,209251,209252,209253 | Manufacturer |  | 2$FBrUmUz2c9e1OcADYm9u | 1 | Rectangular Mullion:50 x 150mm:50 x 150mm:314111 |  | InstallationDate | 2517 | WarrantyGuarantorLabor |  | ModelLabel |  | WarrantyDescription |  |  | ProductionYear | [6 empty] | Finish |  |  | SerialNumber | WarrantyStartDate | BarCode | AssetIdentifier | Features | TagNumber |  | 1.644434 |  |  |  |  | WarrantyDurationParts | AccessibilityPerformance | CodePerformance | Color | Constituents | Grade | Metal - Aluminium | ModelReference | NominalHeight | NominalLength | Shape | SustainabilityPerformance | WarrantyDurationLabor | FIXED | WarrantyGuarantorParts | ExpectedLife | ReplacementCost | NominalWidth | 23-25 20 14 11 11 11 | Curtain Wall Frames | [5 empty] | Perpendicular to Face | F | 0.000000 | 209172 | 0.025000 | 0.025000 | 0.150000 | 0.000000
2518 | Curtain Wall:Storefront:295590 |  |  |  | 314112 |  | New Construction |  |  |  |  | 124690 | 119281 | Reference |  | 50 x 150mm | Size | 209254 | 198984,198985,198986,204204,209248,209249,209250,209251,209252,209253 | Manufacturer |  | 2$FBrUmUz2c9e1OcADYmE7 | 1 | Rectangular Mullion:50 x 150mm:50 x 150mm:314112 |  | InstallationDate | 2518 | WarrantyGuarantorLabor |  | ModelLabel |  | WarrantyDescription |  |  | ProductionYear | [6 empty] | Finish |  |  | SerialNumber | WarrantyStartDate | BarCode | AssetIdentifier | Features | TagNumber |  | 0.940099 |  |  |  |  | WarrantyDurationParts | AccessibilityPerformance | CodePerformance | Color | Constituents | Grade | Metal - Aluminium | ModelReference | NominalHeight | NominalLength | Shape | SustainabilityPerformance | WarrantyDurationLabor | FIXED | WarrantyGuarantorParts | ExpectedLife | ReplacementCost | NominalWidth | 23-25 20 14 11 11 11 | Curtain Wall Frames | [5 empty] | Perpendicular to Face | F | 0.000000 | 209172 | 0.025000 | 0.025000 | 0.150000 | 0.000000
2519 | Curtain Wall:Storefront:295590 |  |  |  | 314113 |  | New Construction |  |  |  |  | 124691 | 119282 | Reference |  | 50 x 150mm | Size | 209254 | 198987,198988,198989,204205,209248,209249,209250,209251,209252,209253 | Manufacturer |  | 2$FBrUmUz2c9e1OcADYmE6 | 1 | Rectangular Mullion:50 x 150mm:50 x 150mm:314113 |  | InstallationDate | 2519 | WarrantyGuarantorLabor |  | ModelLabel |  | WarrantyDescription |  |  | ProductionYear | [6 empty] | Finish |  |  | SerialNumber | WarrantyStartDate | BarCode | AssetIdentifier | Features | TagNumber |  | 0.940099 |  |  |  |  | WarrantyDurationParts | AccessibilityPerformance | CodePerformance | Color | Constituents | Grade | Metal - Aluminium | ModelReference | NominalHeight | NominalLength | Shape | SustainabilityPerformance | WarrantyDurationLabor | FIXED | WarrantyGuarantorParts | ExpectedLife | ReplacementCost | NominalWidth | 23-25 20 14 11 11 11 | Curtain Wall Frames | [5 empty] | Perpendicular to Face | F | 0.000000 | 209172 | 0.025000 | 0.025000 | 0.150000 | 0.000000
2520 | Curtain Wall:Storefront:295590 |  |  |  | 314114 |  | New Construction |  |  |  |  | 124692 | 119283 | Reference |  | 50 x 150mm | Size | 209254 | 198990,198991,198992,205900,209248,209249,209250,209251,209252,209253 | Manufacturer |  | 2$FBrUmUz2c9e1OcADYmE5 | 1 | Rectangular Mullion:50 x 150mm:50 x 150mm:314114 |  | InstallationDate | 2520 | WarrantyGuarantorLabor |  | ModelLabel |  | WarrantyDescription |  |  | ProductionYear | [6 empty] | Finish |  |  | SerialNumber | WarrantyStartDate | BarCode | AssetIdentifier | Features | TagNumber |  | 1.215000 |  |  |  |  | WarrantyDurationParts | AccessibilityPerformance | CodePerformance | Color | Constituents | Grade | Metal - Aluminium | ModelReference | NominalHeight | NominalLength | Shape | SustainabilityPerformance | WarrantyDurationLabor | FIXED | WarrantyGuarantorParts | ExpectedLife | ReplacementCost | NominalWidth | 23-25 20 14 11 11 11 | Curtain Wall Frames | [5 empty] | Perpendicular to Face | F | 0.000000 | 209172 | 0.025000 | 0.025000 | 0.150000 | 0.000000
2521 | Curtain Wall:Storefront:295590 |  |  |  | 314115 |  | New Construction |  |  |  |  | 124693 | 119284 | Reference |  | 50 x 150mm | Size | 209254 | 198993,198994,198995,204206,209248,209249,209250,209251,209252,209253 | Manufacturer |  | 2$FBrUmUz2c9e1OcADYmE4 | 1 | Rectangular Mullion:50 x 150mm:50 x 150mm:314115 |  | InstallationDate | 2521 | WarrantyGuarantorLabor |  | ModelLabel |  | WarrantyDescription |  |  | ProductionYear | [6 empty] | Finish |  |  | SerialNumber | WarrantyStartDate | BarCode | AssetIdentifier | Features | TagNumber |  | 1.240000 |  |  |  |  | WarrantyDurationParts | AccessibilityPerformance | CodePerformance | Color | Constituents | Grade | Metal - Aluminium | ModelReference | NominalHeight | NominalLength | Shape | SustainabilityPerformance | WarrantyDurationLabor | FIXED | WarrantyGuarantorParts | ExpectedLife | ReplacementCost | NominalWidth | 23-25 20 14 11 11 11 | Curtain Wall Frames | [5 empty] | Perpendicular to Face | F | 0.000000 | 209172 | 0.025000 | 0.025000 | 0.150000 | 0.000000
2522 | Curtain Wall:Storefront:295590 |  |  |  | 314116 |  | New Construction |  |  |  |  | 124694 | 119285 | Reference |  | 50 x 150mm | Size | 209254 | 198996,198997,198998,205900,209248,209249,209250,209251,209252,209253 | Manufacturer |  | 2$FBrUmUz2c9e1OcADYmE3 | 1 | Rectangular Mullion:50 x 150mm:50 x 150mm:314116 |  | InstallationDate | 2522 | WarrantyGuarantorLabor |  | ModelLabel |  | WarrantyDescription |  |  | ProductionYear | [6 empty] | Finish |  |  | SerialNumber | WarrantyStartDate | BarCode | AssetIdentifier | Features | TagNumber |  | 1.215000 |  |  |  |  | WarrantyDurationParts | AccessibilityPerformance | CodePerformance | Color | Constituents | Grade | Metal - Aluminium | ModelReference | NominalHeight | NominalLength | Shape | SustainabilityPerformance | WarrantyDurationLabor | FIXED | WarrantyGuarantorParts | ExpectedLife | ReplacementCost | NominalWidth | 23-25 20 14 11 11 11 | Curtain Wall Frames | [5 empty] | Perpendicular to Face | F | 0.000000 | 209172 | 0.025000 | 0.025000 | 0.150000 | 0.000000
2695 | Curtain Wall:Storefront:379197 |  |  |  | 379199 |  | New Construction |  |  |  |  | 125349 | 119617 | Reference |  | 50 x 150mm | Size | 209254 | 201904,201905,201906,205932,209248,209249,209250,209251,209252,209253 | Manufacturer |  | 2j55VthSj3Lu0J6fyrpHkZ | 1 | Rectangular Mullion:50 x 150mm:50 x 150mm:379199 |  | InstallationDate | 2695 | WarrantyGuarantorLabor |  | ModelLabel |  | WarrantyDescription |  |  | ProductionYear | [6 empty] | Finish |  |  | SerialNumber | WarrantyStartDate | BarCode | AssetIdentifier | Features | TagNumber |  | 1.298875 |  |  |  |  | WarrantyDurationParts | AccessibilityPerformance | CodePerformance | Color | Constituents | Grade | Metal - Aluminium | ModelReference | NominalHeight | NominalLength | Shape | SustainabilityPerformance | WarrantyDurationLabor | FIXED | WarrantyGuarantorParts | ExpectedLife | ReplacementCost | NominalWidth | 23-25 20 14 11 11 11 | Curtain Wall Frames | [5 empty] | Perpendicular to Face | F | 0.000000 | 209190 | 0.025000 | 0.025000 | 0.150000 | 0.000000
2696 | Curtain Wall:Storefront:379197 |  |  |  | 379200 |  | New Construction |  |  |  |  | 125350 | 119618 | Reference |  | 50 x 150mm | Size | 209254 | 201907,201908,201909,205933,209248,209249,209250,209251,209252,209253 | Manufacturer |  | 2j55VthSj3Lu0J6fyrpHlS | 1 | Rectangular Mullion:50 x 150mm:50 x 150mm:379200 |  | InstallationDate | 2696 | WarrantyGuarantorLabor |  | ModelLabel |  | WarrantyDescription |  |  | ProductionYear | [6 empty] | Finish |  |  | SerialNumber | WarrantyStartDate | BarCode | AssetIdentifier | Features | TagNumber |  | 1.298875 |  |  |  |  | WarrantyDurationParts | AccessibilityPerformance | CodePerformance | Color | Constituents | Grade | Metal - Aluminium | ModelReference | NominalHeight | NominalLength | Shape | SustainabilityPerformance | WarrantyDurationLabor | FIXED | WarrantyGuarantorParts | ExpectedLife | ReplacementCost | NominalWidth | 23-25 20 14 11 11 11 | Curtain Wall Frames | [5 empty] | Perpendicular to Face | F | 0.000000 | 209190 | 0.025000 | 0.025000 | 0.150000 | 0.000000
2697 | Curtain Wall:Storefront:379197 |  |  |  | 379201 |  | New Construction |  |  |  |  | 125351 | 119619 | Reference |  | 50 x 150mm | Size | 209254 | 201910,201911,201912,205934,209248,209249,209250,209251,209252,209253 | Manufacturer |  | 2j55VthSj3Lu0J6fyrpHlT | 1 | Rectangular Mullion:50 x 150mm:50 x 150mm:379201 |  | InstallationDate | 2697 | WarrantyGuarantorLabor |  | ModelLabel |  | WarrantyDescription |  |  | ProductionYear | [6 empty] | Finish |  |  | SerialNumber | WarrantyStartDate | BarCode | AssetIdentifier | Features | TagNumber |  | 2.400000 |  |  |  |  | WarrantyDurationParts | AccessibilityPerformance | CodePerformance | Color | Constituents | Grade | Metal - Aluminium | ModelReference | NominalHeight | NominalLength | Shape | SustainabilityPerformance | WarrantyDurationLabor | FIXED | WarrantyGuarantorParts | ExpectedLife | ReplacementCost | NominalWidth | 23-25 20 14 11 11 11 | Curtain Wall Frames | [5 empty] | Perpendicular to Face | F | 0.000000 | 209190 | 0.025000 | 0.025000 | 0.150000 | 0.000000
2698 | Curtain Wall:Storefront:379197 |  |  |  | 379202 |  | New Construction |  |  |  |  | 125352 | 119620 | Reference |  | 50 x 150mm | Size | 209254 | 201913,201914,201915,205935,209248,209249,209250,209251,209252,209253 | Manufacturer |  | 2j55VthSj3Lu0J6fyrpHlU | 1 | Rectangular Mullion:50 x 150mm:50 x 150mm:379202 |  | InstallationDate | 2698 | WarrantyGuarantorLabor |  | ModelLabel |  | WarrantyDescription |  |  | ProductionYear | [6 empty] | Finish |  |  | SerialNumber | WarrantyStartDate | BarCode | AssetIdentifier | Features | TagNumber |  | 2.400000 |  |  |  |  | WarrantyDurationParts | AccessibilityPerformance | CodePerformance | Color | Constituents | Grade | Metal - Aluminium | ModelReference | NominalHeight | NominalLength | Shape | SustainabilityPerformance | WarrantyDurationLabor | FIXED | WarrantyGuarantorParts | ExpectedLife | ReplacementCost | NominalWidth | 23-25 20 14 11 11 11 | Curtain Wall Frames | [5 empty] | Perpendicular to Face | F | 0.000000 | 209190 | 0.025000 | 0.025000 | 0.150000 | 0.000000
2699 | Curtain Wall:Storefront:379197 |  |  |  | 379217 |  | New Construction |  |  |  |  | 125360 | 119628 | Reference |  | 50 x 150mm | Size | 209254 | 201937,201938,201939,205932,209248,209249,209250,209251,209252,209253 | Manufacturer |  | 2j55VthSj3Lu0J6fyrpHlD | 1 | Rectangular Mullion:50 x 150mm:50 x 150mm:379217 |  | InstallationDate | 2699 | WarrantyGuarantorLabor |  | ModelLabel |  | WarrantyDescription |  |  | ProductionYear | [6 empty] | Finish |  |  | SerialNumber | WarrantyStartDate | BarCode | AssetIdentifier | Features | TagNumber |  | 1.298875 |  |  |  |  | WarrantyDurationParts | AccessibilityPerformance | CodePerformance | Color | Constituents | Grade | Metal - Aluminium | ModelReference | NominalHeight | NominalLength | Shape | SustainabilityPerformance | WarrantyDurationLabor | FIXED | WarrantyGuarantorParts | ExpectedLife | ReplacementCost | NominalWidth | 23-25 20 14 11 11 11 | Curtain Wall Frames | [5 empty] | Perpendicular to Face | F | 0.000000 | 209190 | 0.025000 | 0.025000 | 0.150000 | 0.000000
2700 | Curtain Wall:Storefront:379197 |  |  |  | 379218 |  | New Construction |  |  |  |  | 125361 | 119629 | Reference |  | 50 x 150mm | Size | 209254 | 201940,201941,201942,209040,209248,209249,209250,209251,209252,209253 | Manufacturer |  | 2j55VthSj3Lu0J6fyrpHlE | 1 | Rectangular Mullion:50 x 150mm:50 x 150mm:379218 |  | InstallationDate | 2700 | WarrantyGuarantorLabor |  | ModelLabel |  | WarrantyDescription |  |  | ProductionYear | [6 empty] | Finish |  |  | SerialNumber | WarrantyStartDate | BarCode | AssetIdentifier | Features | TagNumber |  | 1.323875 |  |  |  |  | WarrantyDurationParts | AccessibilityPerformance | CodePerformance | Color | Constituents | Grade | Metal - Aluminium | ModelReference | NominalHeight | NominalLength | Shape | SustainabilityPerformance | WarrantyDurationLabor | FIXED | WarrantyGuarantorParts | ExpectedLife | ReplacementCost | NominalWidth | 23-25 20 14 11 11 11 | Curtain Wall Frames | [5 empty] | Perpendicular to Face | F | 0.000000 | 209190 | 0.025000 | 0.025000 | 0.150000 | 0.000000
2701 | Curtain Wall:Storefront:379197 |  |  |  | 379219 |  | New Construction |  |  |  |  | 125362 | 119630 | Reference |  | 50 x 150mm | Size | 209254 | 201943,201944,201945,209040,209248,209249,209250,209251,209252,209253 | Manufacturer |  | 2j55VthSj3Lu0J6fyrpHlF | 1 | Rectangular Mullion:50 x 150mm:50 x 150mm:379219 |  | InstallationDate | 2701 | WarrantyGuarantorLabor |  | ModelLabel |  | WarrantyDescription |  |  | ProductionYear | [6 empty] | Finish |  |  | SerialNumber | WarrantyStartDate | BarCode | AssetIdentifier | Features | TagNumber |  | 1.323875 |  |  |  |  | WarrantyDurationParts | AccessibilityPerformance | CodePerformance | Color | Constituents | Grade | Metal - Aluminium | ModelReference | NominalHeight | NominalLength | Shape | SustainabilityPerformance | WarrantyDurationLabor | FIXED | WarrantyGuarantorParts | ExpectedLife | ReplacementCost | NominalWidth | 23-25 20 14 11 11 11 | Curtain Wall Frames | [5 empty] | Perpendicular to Face | F | 0.000000 | 209190 | 0.025000 | 0.025000 | 0.150000 | 0.000000
2702 | Curtain Wall:Storefront:379197 |  |  |  | 379220 |  | New Construction |  |  |  |  | 125363 | 119631 | Reference |  | 50 x 150mm | Size | 209254 | 201946,201947,201948,209040,209248,209249,209250,209251,209252,209253 | Manufacturer |  | 2j55VthSj3Lu0J6fyrpHl8 | 1 | Rectangular Mullion:50 x 150mm:50 x 150mm:379220 |  | InstallationDate | 2702 | WarrantyGuarantorLabor |  | ModelLabel |  | WarrantyDescription |  |  | ProductionYear | [6 empty] | Finish |  |  | SerialNumber | WarrantyStartDate | BarCode | AssetIdentifier | Features | TagNumber |  | 1.323875 |  |  |  |  | WarrantyDurationParts | AccessibilityPerformance | CodePerformance | Color | Constituents | Grade | Metal - Aluminium | ModelReference | NominalHeight | NominalLength | Shape | SustainabilityPerformance | WarrantyDurationLabor | FIXED | WarrantyGuarantorParts | ExpectedLife | ReplacementCost | NominalWidth | 23-25 20 14 11 11 11 | Curtain Wall Frames | [5 empty] | Perpendicular to Face | F | 0.000000 | 209190 | 0.025000 | 0.025000 | 0.150000 | 0.000000
2703 | Curtain Wall:Storefront:379197 |  |  |  | 379221 |  | New Construction |  |  |  |  | 125364 | 119632 | Reference |  | 50 x 150mm | Size | 209254 | 201949,201950,201951,209040,209248,209249,209250,209251,209252,209253 | Manufacturer |  | 2j55VthSj3Lu0J6fyrpHl9 | 1 | Rectangular Mullion:50 x 150mm:50 x 150mm:379221 |  | InstallationDate | 2703 | WarrantyGuarantorLabor |  | ModelLabel |  | WarrantyDescription |  |  | ProductionYear | [6 empty] | Finish |  |  | SerialNumber | WarrantyStartDate | BarCode | AssetIdentifier | Features | TagNumber |  | 1.323875 |  |  |  |  | WarrantyDurationParts | AccessibilityPerformance | CodePerformance | Color | Constituents | Grade | Metal - Aluminium | ModelReference | NominalHeight | NominalLength | Shape | SustainabilityPerformance | WarrantyDurationLabor | FIXED | WarrantyGuarantorParts | ExpectedLife | ReplacementCost | NominalWidth | 23-25 20 14 11 11 11 | Curtain Wall Frames | [5 empty] | Perpendicular to Face | F | 0.000000 | 209190 | 0.025000 | 0.025000 | 0.150000 | 0.000000
2704 | Curtain Wall:Storefront:379197 |  |  |  | 379222 |  | New Construction |  |  |  |  | 125365 | 119633 | Reference |  | 50 x 150mm | Size | 209254 | 201952,201953,201954,209040,209248,209249,209250,209251,209252,209253 | Manufacturer |  | 2j55VthSj3Lu0J6fyrpHlA | 1 | Rectangular Mullion:50 x 150mm:50 x 150mm:379222 |  | InstallationDate | 2704 | WarrantyGuarantorLabor |  | ModelLabel |  | WarrantyDescription |  |  | ProductionYear | [6 empty] | Finish |  |  | SerialNumber | WarrantyStartDate | BarCode | AssetIdentifier | Features | TagNumber |  | 1.323875 |  |  |  |  | WarrantyDurationParts | AccessibilityPerformance | CodePerformance | Color | Constituents | Grade | Metal - Aluminium | ModelReference | NominalHeight | NominalLength | Shape | SustainabilityPerformance | WarrantyDurationLabor | FIXED | WarrantyGuarantorParts | ExpectedLife | ReplacementCost | NominalWidth | 23-25 20 14 11 11 11 | Curtain Wall Frames | [5 empty] | Perpendicular to Face | F | 0.000000 | 209190 | 0.025000 | 0.025000 | 0.150000 | 0.000000
2705 | Curtain Wall:Storefront:379197 |  |  |  | 379223 |  | New Construction |  |  |  |  | 125366 | 119634 | Reference |  | 50 x 150mm | Size | 209254 | 201955,201956,201957,209040,209248,209249,209250,209251,209252,209253 | Manufacturer |  | 2j55VthSj3Lu0J6fyrpHlB | 1 | Rectangular Mullion:50 x 150mm:50 x 150mm:379223 |  | InstallationDate | 2705 | WarrantyGuarantorLabor |  | ModelLabel |  | WarrantyDescription |  |  | ProductionYear | [6 empty] | Finish |  |  | SerialNumber | WarrantyStartDate | BarCode | AssetIdentifier | Features | TagNumber |  | 1.323875 |  |  |  |  | WarrantyDurationParts | AccessibilityPerformance | CodePerformance | Color | Constituents | Grade | Metal - Aluminium | ModelReference | NominalHeight | NominalLength | Shape | SustainabilityPerformance | WarrantyDurationLabor | FIXED | WarrantyGuarantorParts | ExpectedLife | ReplacementCost | NominalWidth | 23-25 20 14 11 11 11 | Curtain Wall Frames | [5 empty] | Perpendicular to Face | F | 0.000000 | 209190 | 0.025000 | 0.025000 | 0.150000 | 0.000000
2706 | Curtain Wall:Storefront:379197 |  |  |  | 379224 |  | New Construction |  |  |  |  | 125367 | 119635 | Reference |  | 50 x 150mm | Size | 209254 | 201958,201959,201960,209041,209248,209249,209250,209251,209252,209253 | Manufacturer |  | 2j55VthSj3Lu0J6fyrpHl4 | 1 | Rectangular Mullion:50 x 150mm:50 x 150mm:379224 |  | InstallationDate | 2706 | WarrantyGuarantorLabor |  | ModelLabel |  | WarrantyDescription |  |  | ProductionYear | [6 empty] | Finish |  |  | SerialNumber | WarrantyStartDate | BarCode | AssetIdentifier | Features | TagNumber |  | 1.323875 |  |  |  |  | WarrantyDurationParts | AccessibilityPerformance | CodePerformance | Color | Constituents | Grade | Metal - Aluminium | ModelReference | NominalHeight | NominalLength | Shape | SustainabilityPerformance | WarrantyDurationLabor | FIXED | WarrantyGuarantorParts | ExpectedLife | ReplacementCost | NominalWidth | 23-25 20 14 11 11 11 | Curtain Wall Frames | [5 empty] | Perpendicular to Face | F | 0.000000 | 209190 | 0.025000 | 0.025000 | 0.150000 | 0.000000
2707 | Curtain Wall:Storefront:379197 |  |  |  | 379225 |  | New Construction |  |  |  |  | 125368 | 119636 | Reference |  | 50 x 150mm | Size | 209254 | 201961,201962,201963,209041,209248,209249,209250,209251,209252,209253 | Manufacturer |  | 2j55VthSj3Lu0J6fyrpHl5 | 1 | Rectangular Mullion:50 x 150mm:50 x 150mm:379225 |  | InstallationDate | 2707 | WarrantyGuarantorLabor |  | ModelLabel |  | WarrantyDescription |  |  | ProductionYear | [6 empty] | Finish |  |  | SerialNumber | WarrantyStartDate | BarCode | AssetIdentifier | Features | TagNumber |  | 1.323875 |  |  |  |  | WarrantyDurationParts | AccessibilityPerformance | CodePerformance | Color | Constituents | Grade | Metal - Aluminium | ModelReference | NominalHeight | NominalLength | Shape | SustainabilityPerformance | WarrantyDurationLabor | FIXED | WarrantyGuarantorParts | ExpectedLife | ReplacementCost | NominalWidth | 23-25 20 14 11 11 11 | Curtain Wall Frames | [5 empty] | Perpendicular to Face | F | 0.000000 | 209190 | 0.025000 | 0.025000 | 0.150000 | 0.000000
2708 | Curtain Wall:Storefront:379197 |  |  |  | 379226 |  | New Construction |  |  |  |  | 125369 | 119637 | Reference |  | 50 x 150mm | Size | 209254 | 201964,201965,201966,209041,209248,209249,209250,209251,209252,209253 | Manufacturer |  | 2j55VthSj3Lu0J6fyrpHl6 | 1 | Rectangular Mullion:50 x 150mm:50 x 150mm:379226 |  | InstallationDate | 2708 | WarrantyGuarantorLabor |  | ModelLabel |  | WarrantyDescription |  |  | ProductionYear | [6 empty] | Finish |  |  | SerialNumber | WarrantyStartDate | BarCode | AssetIdentifier | Features | TagNumber |  | 1.323875 |  |  |  |  | WarrantyDurationParts | AccessibilityPerformance | CodePerformance | Color | Constituents | Grade | Metal - Aluminium | ModelReference | NominalHeight | NominalLength | Shape | SustainabilityPerformance | WarrantyDurationLabor | FIXED | WarrantyGuarantorParts | ExpectedLife | ReplacementCost | NominalWidth | 23-25 20 14 11 11 11 | Curtain Wall Frames | [5 empty] | Perpendicular to Face | F | 0.000000 | 209190 | 0.025000 | 0.025000 | 0.150000 | 0.000000
2709 | Curtain Wall:Storefront:379197 |  |  |  | 379227 |  | New Construction |  |  |  |  | 125370 | 119638 | Reference |  | 50 x 150mm | Size | 209254 | 201967,201968,201969,209041,209248,209249,209250,209251,209252,209253 | Manufacturer |  | 2j55VthSj3Lu0J6fyrpHl7 | 1 | Rectangular Mullion:50 x 150mm:50 x 150mm:379227 |  | InstallationDate | 2709 | WarrantyGuarantorLabor |  | ModelLabel |  | WarrantyDescription |  |  | ProductionYear | [6 empty] | Finish |  |  | SerialNumber | WarrantyStartDate | BarCode | AssetIdentifier | Features | TagNumber |  | 1.323875 |  |  |  |  | WarrantyDurationParts | AccessibilityPerformance | CodePerformance | Color | Constituents | Grade | Metal - Aluminium | ModelReference | NominalHeight | NominalLength | Shape | SustainabilityPerformance | WarrantyDurationLabor | FIXED | WarrantyGuarantorParts | ExpectedLife | ReplacementCost | NominalWidth | 23-25 20 14 11 11 11 | Curtain Wall Frames | [5 empty] | Perpendicular to Face | F | 0.000000 | 209190 | 0.025000 | 0.025000 | 0.150000 | 0.000000
2710 | Curtain Wall:Storefront:379197 |  |  |  | 379228 |  | New Construction |  |  |  |  | 125371 | 119639 | Reference |  | 50 x 150mm | Size | 209254 | 201970,201971,201972,209041,209248,209249,209250,209251,209252,209253 | Manufacturer |  | 2j55VthSj3Lu0J6fyrpHl0 | 1 | Rectangular Mullion:50 x 150mm:50 x 150mm:379228 |  | InstallationDate | 2710 | WarrantyGuarantorLabor |  | ModelLabel |  | WarrantyDescription |  |  | ProductionYear | [6 empty] | Finish |  |  | SerialNumber | WarrantyStartDate | BarCode | AssetIdentifier | Features | TagNumber |  | 1.323875 |  |  |  |  | WarrantyDurationParts | AccessibilityPerformance | CodePerformance | Color | Constituents | Grade | Metal - Aluminium | ModelReference | NominalHeight | NominalLength | Shape | SustainabilityPerformance | WarrantyDurationLabor | FIXED | WarrantyGuarantorParts | ExpectedLife | ReplacementCost | NominalWidth | 23-25 20 14 11 11 11 | Curtain Wall Frames | [5 empty] | Perpendicular to Face | F | 0.000000 | 209190 | 0.025000 | 0.025000 | 0.150000 | 0.000000
2711 | Curtain Wall:Storefront:379197 |  |  |  | 379229 |  | New Construction |  |  |  |  | 125372 | 119640 | Reference |  | 50 x 150mm | Size | 209254 | 201973,201974,201975,209041,209248,209249,209250,209251,209252,209253 | Manufacturer |  | 2j55VthSj3Lu0J6fyrpHl1 | 1 | Rectangular Mullion:50 x 150mm:50 x 150mm:379229 |  | InstallationDate | 2711 | WarrantyGuarantorLabor |  | ModelLabel |  | WarrantyDescription |  |  | ProductionYear | [6 empty] | Finish |  |  | SerialNumber | WarrantyStartDate | BarCode | AssetIdentifier | Features | TagNumber |  | 1.323875 |  |  |  |  | WarrantyDurationParts | AccessibilityPerformance | CodePerformance | Color | Constituents | Grade | Metal - Aluminium | ModelReference | NominalHeight | NominalLength | Shape | SustainabilityPerformance | WarrantyDurationLabor | FIXED | WarrantyGuarantorParts | ExpectedLife | ReplacementCost | NominalWidth | 23-25 20 14 11 11 11 | Curtain Wall Frames | [5 empty] | Perpendicular to Face | F | 0.000000 | 209190 | 0.025000 | 0.025000 | 0.150000 | 0.000000
2712 | Curtain Wall:Storefront:379197 |  |  |  | 379230 |  | New Construction |  |  |  |  | 125373 | 119641 | Reference |  | 50 x 150mm | Size | 209254 | 201976,201977,201978,205933,209248,209249,209250,209251,209252,209253 | Manufacturer |  | 2j55VthSj3Lu0J6fyrpHl2 | 1 | Rectangular Mullion:50 x 150mm:50 x 150mm:379230 |  | InstallationDate | 2712 | WarrantyGuarantorLabor |  | ModelLabel |  | WarrantyDescription |  |  | ProductionYear | [6 empty] | Finish |  |  | SerialNumber | WarrantyStartDate | BarCode | AssetIdentifier | Features | TagNumber |  | 1.298875 |  |  |  |  | WarrantyDurationParts | AccessibilityPerformance | CodePerformance | Color | Constituents | Grade | Metal - Aluminium | ModelReference | NominalHeight | NominalLength | Shape | SustainabilityPerformance | WarrantyDurationLabor | FIXED | WarrantyGuarantorParts | ExpectedLife | ReplacementCost | NominalWidth | 23-25 20 14 11 11 11 | Curtain Wall Frames | [5 empty] | Perpendicular to Face | F | 0.000000 | 209190 | 0.025000 | 0.025000 | 0.150000 | 0.000000
2713 | Curtain Wall:Storefront:379197 |  |  |  | 379231 |  | New Construction |  |  |  |  | 125374 | 119642 | Reference |  | 50 x 150mm | Size | 209254 | 201979,201980,201981,209099,209248,209249,209250,209251,209252,209253 | Manufacturer |  | 2j55VthSj3Lu0J6fyrpHl3 | 1 | Rectangular Mullion:50 x 150mm:50 x 150mm:379231 |  | InstallationDate | 2713 | WarrantyGuarantorLabor |  | ModelLabel |  | WarrantyDescription |  |  | ProductionYear | [6 empty] | Finish |  |  | SerialNumber | WarrantyStartDate | BarCode | AssetIdentifier | Features | TagNumber |  | 2.400000 |  |  |  |  | WarrantyDurationParts | AccessibilityPerformance | CodePerformance | Color | Constituents | Grade | Metal - Aluminium | ModelReference | NominalHeight | NominalLength | Shape | SustainabilityPerformance | WarrantyDurationLabor | FIXED | WarrantyGuarantorParts | ExpectedLife | ReplacementCost | NominalWidth | 23-25 20 14 11 11 11 | Curtain Wall Frames | [5 empty] | Perpendicular to Face | F | 0.000000 | 209190 | 0.025000 | 0.025000 | 0.150000 | 0.000000
2714 | Curtain Wall:Storefront:379197 |  |  |  | 379232 |  | New Construction |  |  |  |  | 125375 | 119643 | Reference |  | 50 x 150mm | Size | 209254 | 201982,201983,201984,209099,209248,209249,209250,209251,209252,209253 | Manufacturer |  | 2j55VthSj3Lu0J6fyrpHly | 1 | Rectangular Mullion:50 x 150mm:50 x 150mm:379232 |  | InstallationDate | 2714 | WarrantyGuarantorLabor |  | ModelLabel |  | WarrantyDescription |  |  | ProductionYear | [6 empty] | Finish |  |  | SerialNumber | WarrantyStartDate | BarCode | AssetIdentifier | Features | TagNumber |  | 2.400000 |  |  |  |  | WarrantyDurationParts | AccessibilityPerformance | CodePerformance | Color | Constituents | Grade | Metal - Aluminium | ModelReference | NominalHeight | NominalLength | Shape | SustainabilityPerformance | WarrantyDurationLabor | FIXED | WarrantyGuarantorParts | ExpectedLife | ReplacementCost | NominalWidth | 23-25 20 14 11 11 11 | Curtain Wall Frames | [5 empty] | Perpendicular to Face | F | 0.000000 | 209190 | 0.025000 | 0.025000 | 0.150000 | 0.000000
2715 | Curtain Wall:Storefront:379197 |  |  |  | 379233 |  | New Construction |  |  |  |  | 125376 | 119644 | Reference |  | 50 x 150mm | Size | 209254 | 201985,201986,201987,209099,209248,209249,209250,209251,209252,209253 | Manufacturer |  | 2j55VthSj3Lu0J6fyrpHlz | 1 | Rectangular Mullion:50 x 150mm:50 x 150mm:379233 |  | InstallationDate | 2715 | WarrantyGuarantorLabor |  | ModelLabel |  | WarrantyDescription |  |  | ProductionYear | [6 empty] | Finish |  |  | SerialNumber | WarrantyStartDate | BarCode | AssetIdentifier | Features | TagNumber |  | 2.400000 |  |  |  |  | WarrantyDurationParts | AccessibilityPerformance | CodePerformance | Color | Constituents | Grade | Metal - Aluminium | ModelReference | NominalHeight | NominalLength | Shape | SustainabilityPerformance | WarrantyDurationLabor | FIXED | WarrantyGuarantorParts | ExpectedLife | ReplacementCost | NominalWidth | 23-25 20 14 11 11 11 | Curtain Wall Frames | [5 empty] | Perpendicular to Face | F | 0.000000 | 209190 | 0.025000 | 0.025000 | 0.150000 | 0.000000
2716 | Curtain Wall:Storefront:379197 |  |  |  | 379234 |  | New Construction |  |  |  |  | 125377 | 119645 | Reference |  | 50 x 150mm | Size | 209254 | 201988,201989,201990,209099,209248,209249,209250,209251,209252,209253 | Manufacturer |  | 2j55VthSj3Lu0J6fyrpHl_ | 1 | Rectangular Mullion:50 x 150mm:50 x 150mm:379234 |  | InstallationDate | 2716 | WarrantyGuarantorLabor |  | ModelLabel |  | WarrantyDescription |  |  | ProductionYear | [6 empty] | Finish |  |  | SerialNumber | WarrantyStartDate | BarCode | AssetIdentifier | Features | TagNumber |  | 2.400000 |  |  |  |  | WarrantyDurationParts | AccessibilityPerformance | CodePerformance | Color | Constituents | Grade | Metal - Aluminium | ModelReference | NominalHeight | NominalLength | Shape | SustainabilityPerformance | WarrantyDurationLabor | FIXED | WarrantyGuarantorParts | ExpectedLife | ReplacementCost | NominalWidth | 23-25 20 14 11 11 11 | Curtain Wall Frames | [5 empty] | Perpendicular to Face | F | 0.000000 | 209190 | 0.025000 | 0.025000 | 0.150000 | 0.000000
2717 | Curtain Wall:Storefront:379197 |  |  |  | 379235 |  | New Construction |  |  |  |  | 125378 | 119646 | Reference |  | 50 x 150mm | Size | 209254 | 201991,201992,201993,209099,209248,209249,209250,209251,209252,209253 | Manufacturer |  | 2j55VthSj3Lu0J6fyrpHl$ | 1 | Rectangular Mullion:50 x 150mm:50 x 150mm:379235 |  | InstallationDate | 2717 | WarrantyGuarantorLabor |  | ModelLabel |  | WarrantyDescription |  |  | ProductionYear | [6 empty] | Finish |  |  | SerialNumber | WarrantyStartDate | BarCode | AssetIdentifier | Features | TagNumber |  | 2.400000 |  |  |  |  | WarrantyDurationParts | AccessibilityPerformance | CodePerformance | Color | Constituents | Grade | Metal - Aluminium | ModelReference | NominalHeight | NominalLength | Shape | SustainabilityPerformance | WarrantyDurationLabor | FIXED | WarrantyGuarantorParts | ExpectedLife | ReplacementCost | NominalWidth | 23-25 20 14 11 11 11 | Curtain Wall Frames | [5 empty] | Perpendicular to Face | F | 0.000000 | 209190 | 0.025000 | 0.025000 | 0.150000 | 0.000000
2718 | Curtain Wall:Storefront:379197 |  |  |  | 379236 |  | New Construction |  |  |  |  | 125379 | 119647 | Reference |  | 50 x 150mm | Size | 209254 | 201994,201995,201996,209099,209248,209249,209250,209251,209252,209253 | Manufacturer |  | 2j55VthSj3Lu0J6fyrpHlu | 1 | Rectangular Mullion:50 x 150mm:50 x 150mm:379236 |  | InstallationDate | 2718 | WarrantyGuarantorLabor |  | ModelLabel |  | WarrantyDescription |  |  | ProductionYear | [6 empty] | Finish |  |  | SerialNumber | WarrantyStartDate | BarCode | AssetIdentifier | Features | TagNumber |  | 2.400000 |  |  |  |  | WarrantyDurationParts | AccessibilityPerformance | CodePerformance | Color | Constituents | Grade | Metal - Aluminium | ModelReference | NominalHeight | NominalLength | Shape | SustainabilityPerformance | WarrantyDurationLabor | FIXED | WarrantyGuarantorParts | ExpectedLife | ReplacementCost | NominalWidth | 23-25 20 14 11 11 11 | Curtain Wall Frames | [5 empty] | Perpendicular to Face | F | 0.000000 | 209190 | 0.025000 | 0.025000 | 0.150000 | 0.000000
2719 | Curtain Wall:Storefront:379197 |  |  |  | 379237 |  | New Construction |  |  |  |  | 125380 | 119648 | Reference |  | 50 x 150mm | Size | 209254 | 201997,201998,201999,209099,209248,209249,209250,209251,209252,209253 | Manufacturer |  | 2j55VthSj3Lu0J6fyrpHlv | 1 | Rectangular Mullion:50 x 150mm:50 x 150mm:379237 |  | InstallationDate | 2719 | WarrantyGuarantorLabor |  | ModelLabel |  | WarrantyDescription |  |  | ProductionYear | [6 empty] | Finish |  |  | SerialNumber | WarrantyStartDate | BarCode | AssetIdentifier | Features | TagNumber |  | 2.400000 |  |  |  |  | WarrantyDurationParts | AccessibilityPerformance | CodePerformance | Color | Constituents | Grade | Metal - Aluminium | ModelReference | NominalHeight | NominalLength | Shape | SustainabilityPerformance | WarrantyDurationLabor | FIXED | WarrantyGuarantorParts | ExpectedLife | ReplacementCost | NominalWidth | 23-25 20 14 11 11 11 | Curtain Wall Frames | [5 empty] | Perpendicular to Face | F | 0.000000 | 209190 | 0.025000 | 0.025000 | 0.150000 | 0.000000
2720 | Curtain Wall:Storefront:379239 |  |  |  | 379247 |  | New Construction |  |  |  |  | 125387 | 119653 | Reference |  | 50 x 150mm | Size | 209254 | 202026,202027,202028,205938,209248,209249,209250,209251,209252,209253 | Manufacturer |  | 2j55VthSj3Lu0J6fyrpHlp | 1 | Rectangular Mullion:50 x 150mm:50 x 150mm:379247 |  | InstallationDate | 2720 | WarrantyGuarantorLabor |  | ModelLabel |  | WarrantyDescription |  |  | ProductionYear | [6 empty] | Finish |  |  | SerialNumber | WarrantyStartDate | BarCode | AssetIdentifier | Features | TagNumber |  | 1.147693 |  |  |  |  | WarrantyDurationParts | AccessibilityPerformance | CodePerformance | Color | Constituents | Grade | Metal - Aluminium | ModelReference | NominalHeight | NominalLength | Shape | SustainabilityPerformance | WarrantyDurationLabor | FIXED | WarrantyGuarantorParts | ExpectedLife | ReplacementCost | NominalWidth | 23-25 20 14 11 11 11 | Curtain Wall Frames | [5 empty] | Perpendicular to Face | F | 0.000000 | 209132 | 0.025000 | 0.025000 | 0.150000 | 0.000000
2721 | Curtain Wall:Storefront:379239 |  |  |  | 379248 |  | New Construction |  |  |  |  | 125388 | 119654 | Reference |  | 50 x 150mm | Size | 209254 | 202029,202030,202031,205938,209248,209249,209250,209251,209252,209253 | Manufacturer |  | 2j55VthSj3Lu0J6fyrpHli | 1 | Rectangular Mullion:50 x 150mm:50 x 150mm:379248 |  | InstallationDate | 2721 | WarrantyGuarantorLabor |  | ModelLabel |  | WarrantyDescription |  |  | ProductionYear | [6 empty] | Finish |  |  | SerialNumber | WarrantyStartDate | BarCode | AssetIdentifier | Features | TagNumber |  | 1.147693 |  |  |  |  | WarrantyDurationParts | AccessibilityPerformance | CodePerformance | Color | Constituents | Grade | Metal - Aluminium | ModelReference | NominalHeight | NominalLength | Shape | SustainabilityPerformance | WarrantyDurationLabor | FIXED | WarrantyGuarantorParts | ExpectedLife | ReplacementCost | NominalWidth | 23-25 20 14 11 11 11 | Curtain Wall Frames | [5 empty] | Perpendicular to Face | F | 0.000000 | 209132 | 0.025000 | 0.025000 | 0.150000 | 0.000000
2722 | Curtain Wall:Storefront:379239 |  |  |  | 379249 |  | New Construction |  |  |  |  | 125389 | 119655 | Reference |  | 50 x 150mm | Size | 209254 | 202032,202033,202034,205939,209248,209249,209250,209251,209252,209253 | Manufacturer |  | 2j55VthSj3Lu0J6fyrpHlj | 1 | Rectangular Mullion:50 x 150mm:50 x 150mm:379249 |  | InstallationDate | 2722 | WarrantyGuarantorLabor |  | ModelLabel |  | WarrantyDescription |  |  | ProductionYear | [6 empty] | Finish |  |  | SerialNumber | WarrantyStartDate | BarCode | AssetIdentifier | Features | TagNumber |  | 1.172693 |  |  |  |  | WarrantyDurationParts | AccessibilityPerformance | CodePerformance | Color | Constituents | Grade | Metal - Aluminium | ModelReference | NominalHeight | NominalLength | Shape | SustainabilityPerformance | WarrantyDurationLabor | FIXED | WarrantyGuarantorParts | ExpectedLife | ReplacementCost | NominalWidth | 23-25 20 14 11 11 11 | Curtain Wall Frames | [5 empty] | Perpendicular to Face | F | 0.000000 | 209132 | 0.025000 | 0.025000 | 0.150000 | 0.000000
2723 | Curtain Wall:Storefront:379239 |  |  |  | 379250 |  | New Construction |  |  |  |  | 125390 | 119656 | Reference |  | 50 x 150mm | Size | 209254 | 202035,202036,202037,205939,209248,209249,209250,209251,209252,209253 | Manufacturer |  | 2j55VthSj3Lu0J6fyrpHlk | 1 | Rectangular Mullion:50 x 150mm:50 x 150mm:379250 |  | InstallationDate | 2723 | WarrantyGuarantorLabor |  | ModelLabel |  | WarrantyDescription |  |  | ProductionYear | [6 empty] | Finish |  |  | SerialNumber | WarrantyStartDate | BarCode | AssetIdentifier | Features | TagNumber |  | 1.172693 |  |  |  |  | WarrantyDurationParts | AccessibilityPerformance | CodePerformance | Color | Constituents | Grade | Metal - Aluminium | ModelReference | NominalHeight | NominalLength | Shape | SustainabilityPerformance | WarrantyDurationLabor | FIXED | WarrantyGuarantorParts | ExpectedLife | ReplacementCost | NominalWidth | 23-25 20 14 11 11 11 | Curtain Wall Frames | [5 empty] | Perpendicular to Face | F | 0.000000 | 209132 | 0.025000 | 0.025000 | 0.150000 | 0.000000
2724 | Curtain Wall:Storefront:379239 |  |  |  | 379251 |  | New Construction |  |  |  |  | 125391 | 119657 | Reference |  | 50 x 150mm | Size | 209254 | 202038,202039,202040,205940,209248,209249,209250,209251,209252,209253 | Manufacturer |  | 2j55VthSj3Lu0J6fyrpHll | 1 | Rectangular Mullion:50 x 150mm:50 x 150mm:379251 |  | InstallationDate | 2724 | WarrantyGuarantorLabor |  | ModelLabel |  | WarrantyDescription |  |  | ProductionYear | [6 empty] | Finish |  |  | SerialNumber | WarrantyStartDate | BarCode | AssetIdentifier | Features | TagNumber |  | 1.147693 |  |  |  |  | WarrantyDurationParts | AccessibilityPerformance | CodePerformance | Color | Constituents | Grade | Metal - Aluminium | ModelReference | NominalHeight | NominalLength | Shape | SustainabilityPerformance | WarrantyDurationLabor | FIXED | WarrantyGuarantorParts | ExpectedLife | ReplacementCost | NominalWidth | 23-25 20 14 11 11 11 | Curtain Wall Frames | [5 empty] | Perpendicular to Face | F | 0.000000 | 209132 | 0.025000 | 0.025000 | 0.150000 | 0.000000
2725 | Curtain Wall:Storefront:379239 |  |  |  | 379252 |  | New Construction |  |  |  |  | 125392 | 119658 | Reference |  | 50 x 150mm | Size | 209254 | 202041,202042,202043,205941,209248,209249,209250,209251,209252,209253 | Manufacturer |  | 2j55VthSj3Lu0J6fyrpHle | 1 | Rectangular Mullion:50 x 150mm:50 x 150mm:379252 |  | InstallationDate | 2725 | WarrantyGuarantorLabor |  | ModelLabel |  | WarrantyDescription |  |  | ProductionYear | [6 empty] | Finish |  |  | SerialNumber | WarrantyStartDate | BarCode | AssetIdentifier | Features | TagNumber |  | 1.172693 |  |  |  |  | WarrantyDurationParts | AccessibilityPerformance | CodePerformance | Color | Constituents | Grade | Metal - Aluminium | ModelReference | NominalHeight | NominalLength | Shape | SustainabilityPerformance | WarrantyDurationLabor | FIXED | WarrantyGuarantorParts | ExpectedLife | ReplacementCost | NominalWidth | 23-25 20 14 11 11 11 | Curtain Wall Frames | [5 empty] | Perpendicular to Face | F | 0.000000 | 209132 | 0.025000 | 0.025000 | 0.150000 | 0.000000
2726 | Curtain Wall:Storefront:379239 |  |  |  | 379253 |  | New Construction |  |  |  |  | 125393 | 119659 | Reference |  | 50 x 150mm | Size | 209254 | 202044,202045,202046,205941,209248,209249,209250,209251,209252,209253 | Manufacturer |  | 2j55VthSj3Lu0J6fyrpHlf | 1 | Rectangular Mullion:50 x 150mm:50 x 150mm:379253 |  | InstallationDate | 2726 | WarrantyGuarantorLabor |  | ModelLabel |  | WarrantyDescription |  |  | ProductionYear | [6 empty] | Finish |  |  | SerialNumber | WarrantyStartDate | BarCode | AssetIdentifier | Features | TagNumber |  | 1.172693 |  |  |  |  | WarrantyDurationParts | AccessibilityPerformance | CodePerformance | Color | Constituents | Grade | Metal - Aluminium | ModelReference | NominalHeight | NominalLength | Shape | SustainabilityPerformance | WarrantyDurationLabor | FIXED | WarrantyGuarantorParts | ExpectedLife | ReplacementCost | NominalWidth | 23-25 20 14 11 11 11 | Curtain Wall Frames | [5 empty] | Perpendicular to Face | F | 0.000000 | 209132 | 0.025000 | 0.025000 | 0.150000 | 0.000000
2727 | Curtain Wall:Storefront:379239 |  |  |  | 379254 |  | New Construction |  |  |  |  | 125394 | 119660 | Reference |  | 50 x 150mm | Size | 209254 | 202047,202048,202049,205940,209248,209249,209250,209251,209252,209253 | Manufacturer |  | 2j55VthSj3Lu0J6fyrpHlg | 1 | Rectangular Mullion:50 x 150mm:50 x 150mm:379254 |  | InstallationDate | 2727 | WarrantyGuarantorLabor |  | ModelLabel |  | WarrantyDescription |  |  | ProductionYear | [6 empty] | Finish |  |  | SerialNumber | WarrantyStartDate | BarCode | AssetIdentifier | Features | TagNumber |  | 1.147693 |  |  |  |  | WarrantyDurationParts | AccessibilityPerformance | CodePerformance | Color | Constituents | Grade | Metal - Aluminium | ModelReference | NominalHeight | NominalLength | Shape | SustainabilityPerformance | WarrantyDurationLabor | FIXED | WarrantyGuarantorParts | ExpectedLife | ReplacementCost | NominalWidth | 23-25 20 14 11 11 11 | Curtain Wall Frames | [5 empty] | Perpendicular to Face | F | 0.000000 | 209132 | 0.025000 | 0.025000 | 0.150000 | 0.000000
2728 | Curtain Wall:Storefront:379239 |  |  |  | 379255 |  | New Construction |  |  |  |  | 125395 | 119661 | Reference |  | 50 x 150mm | Size | 209254 | 202050,202051,202052,205934,209248,209249,209250,209251,209252,209253 | Manufacturer |  | 2j55VthSj3Lu0J6fyrpHlh | 1 | Rectangular Mullion:50 x 150mm:50 x 150mm:379255 |  | InstallationDate | 2728 | WarrantyGuarantorLabor |  | ModelLabel |  | WarrantyDescription |  |  | ProductionYear | [6 empty] | Finish |  |  | SerialNumber | WarrantyStartDate | BarCode | AssetIdentifier | Features | TagNumber |  | 2.400000 |  |  |  |  | WarrantyDurationParts | AccessibilityPerformance | CodePerformance | Color | Constituents | Grade | Metal - Aluminium | ModelReference | NominalHeight | NominalLength | Shape | SustainabilityPerformance | WarrantyDurationLabor | FIXED | WarrantyGuarantorParts | ExpectedLife | ReplacementCost | NominalWidth | 23-25 20 14 11 11 11 | Curtain Wall Frames | [5 empty] | Perpendicular to Face | F | 0.000000 | 209132 | 0.025000 | 0.025000 | 0.150000 | 0.000000
2729 | Curtain Wall:Storefront:379239 |  |  |  | 379256 |  | New Construction |  |  |  |  | 125396 | 119662 | Reference |  | 50 x 150mm | Size | 209254 | 202053,202054,202055,205935,209248,209249,209250,209251,209252,209253 | Manufacturer |  | 2j55VthSj3Lu0J6fyrpHla | 1 | Rectangular Mullion:50 x 150mm:50 x 150mm:379256 |  | InstallationDate | 2729 | WarrantyGuarantorLabor |  | ModelLabel |  | WarrantyDescription |  |  | ProductionYear | [6 empty] | Finish |  |  | SerialNumber | WarrantyStartDate | BarCode | AssetIdentifier | Features | TagNumber |  | 2.400000 |  |  |  |  | WarrantyDurationParts | AccessibilityPerformance | CodePerformance | Color | Constituents | Grade | Metal - Aluminium | ModelReference | NominalHeight | NominalLength | Shape | SustainabilityPerformance | WarrantyDurationLabor | FIXED | WarrantyGuarantorParts | ExpectedLife | ReplacementCost | NominalWidth | 23-25 20 14 11 11 11 | Curtain Wall Frames | [5 empty] | Perpendicular to Face | F | 0.000000 | 209132 | 0.025000 | 0.025000 | 0.150000 | 0.000000
2730 | Curtain Wall:Storefront:379239 |  |  |  | 379257 |  | New Construction |  |  |  |  | 125397 | 119663 | Reference |  | 50 x 150mm | Size | 209254 | 202056,202057,202058,209099,209248,209249,209250,209251,209252,209253 | Manufacturer |  | 2j55VthSj3Lu0J6fyrpHlb | 1 | Rectangular Mullion:50 x 150mm:50 x 150mm:379257 |  | InstallationDate | 2730 | WarrantyGuarantorLabor |  | ModelLabel |  | WarrantyDescription |  |  | ProductionYear | [6 empty] | Finish |  |  | SerialNumber | WarrantyStartDate | BarCode | AssetIdentifier | Features | TagNumber |  | 2.400000 |  |  |  |  | WarrantyDurationParts | AccessibilityPerformance | CodePerformance | Color | Constituents | Grade | Metal - Aluminium | ModelReference | NominalHeight | NominalLength | Shape | SustainabilityPerformance | WarrantyDurationLabor | FIXED | WarrantyGuarantorParts | ExpectedLife | ReplacementCost | NominalWidth | 23-25 20 14 11 11 11 | Curtain Wall Frames | [5 empty] | Perpendicular to Face | F | 0.000000 | 209132 | 0.025000 | 0.025000 | 0.150000 | 0.000000
2731 | Curtain Wall:Storefront:379239 |  |  |  | 379258 |  | New Construction |  |  |  |  | 125398 | 119664 | Reference |  | 50 x 150mm | Size | 209254 | 202059,202060,202061,209099,209248,209249,209250,209251,209252,209253 | Manufacturer |  | 2j55VthSj3Lu0J6fyrpHlc | 1 | Rectangular Mullion:50 x 150mm:50 x 150mm:379258 |  | InstallationDate | 2731 | WarrantyGuarantorLabor |  | ModelLabel |  | WarrantyDescription |  |  | ProductionYear | [6 empty] | Finish |  |  | SerialNumber | WarrantyStartDate | BarCode | AssetIdentifier | Features | TagNumber |  | 2.400000 |  |  |  |  | WarrantyDurationParts | AccessibilityPerformance | CodePerformance | Color | Constituents | Grade | Metal - Aluminium | ModelReference | NominalHeight | NominalLength | Shape | SustainabilityPerformance | WarrantyDurationLabor | FIXED | WarrantyGuarantorParts | ExpectedLife | ReplacementCost | NominalWidth | 23-25 20 14 11 11 11 | Curtain Wall Frames | [5 empty] | Perpendicular to Face | F | 0.000000 | 209132 | 0.025000 | 0.025000 | 0.150000 | 0.000000
2732 | Curtain Wall:Storefront:379239 |  |  |  | 379259 |  | New Construction |  |  |  |  | 125399 | 119665 | Reference |  | 50 x 150mm | Size | 209254 | 202062,202063,202064,209099,209248,209249,209250,209251,209252,209253 | Manufacturer |  | 2j55VthSj3Lu0J6fyrpHld | 1 | Rectangular Mullion:50 x 150mm:50 x 150mm:379259 |  | InstallationDate | 2732 | WarrantyGuarantorLabor |  | ModelLabel |  | WarrantyDescription |  |  | ProductionYear | [6 empty] | Finish |  |  | SerialNumber | WarrantyStartDate | BarCode | AssetIdentifier | Features | TagNumber |  | 2.400000 |  |  |  |  | WarrantyDurationParts | AccessibilityPerformance | CodePerformance | Color | Constituents | Grade | Metal - Aluminium | ModelReference | NominalHeight | NominalLength | Shape | SustainabilityPerformance | WarrantyDurationLabor | FIXED | WarrantyGuarantorParts | ExpectedLife | ReplacementCost | NominalWidth | 23-25 20 14 11 11 11 | Curtain Wall Frames | [5 empty] | Perpendicular to Face | F | 0.000000 | 209132 | 0.025000 | 0.025000 | 0.150000 | 0.000000
2327 | Curtain Wall:Storefront:220417 |  |  |  | 281018 |  | New Construction |  |  |  |  | 123876 | 118529 | Reference |  | 50 x 150mm | Size | 209254 | 195163,195164,195165,205856,209248,209249,209250,209251,209252,209253 | Manufacturer |  | 0bpfxAz3XBrAx$RjFuHuAC | 1 | Rectangular Mullion:50 x 150mm:50 x 150mm:281018 |  | InstallationDate | 2327 | WarrantyGuarantorLabor |  | ModelLabel |  | WarrantyDescription |  |  | ProductionYear | [6 empty] | Finish |  |  | SerialNumber | WarrantyStartDate | BarCode | AssetIdentifier | Features | TagNumber |  | 1.324875 |  |  |  |  | WarrantyDurationParts | AccessibilityPerformance | CodePerformance | Color | Constituents | Grade | Metal - Aluminium | ModelReference | NominalHeight | NominalLength | Shape | SustainabilityPerformance | WarrantyDurationLabor | FIXED | WarrantyGuarantorParts | ExpectedLife | ReplacementCost | NominalWidth | 23-25 20 14 11 11 11 | Curtain Wall Frames | [5 empty] | Perpendicular to Face | F | 0.000000 | 209189 | 0.025000 | 0.025000 | 0.150000 | 0.000000
2328 | Curtain Wall:Storefront:220417 |  |  |  | 281019 |  | New Construction |  |  |  |  | 123877 | 118530 | Reference |  | 50 x 150mm | Size | 209254 | 195166,195167,195168,205857,209248,209249,209250,209251,209252,209253 | Manufacturer |  | 0bpfxAz3XBrAx$RjFuHuAD | 1 | Rectangular Mullion:50 x 150mm:50 x 150mm:281019 |  | InstallationDate | 2328 | WarrantyGuarantorLabor |  | ModelLabel |  | WarrantyDescription |  |  | ProductionYear | [6 empty] | Finish |  |  | SerialNumber | WarrantyStartDate | BarCode | AssetIdentifier | Features | TagNumber |  | 1.324875 |  |  |  |  | WarrantyDurationParts | AccessibilityPerformance | CodePerformance | Color | Constituents | Grade | Metal - Aluminium | ModelReference | NominalHeight | NominalLength | Shape | SustainabilityPerformance | WarrantyDurationLabor | FIXED | WarrantyGuarantorParts | ExpectedLife | ReplacementCost | NominalWidth | 23-25 20 14 11 11 11 | Curtain Wall Frames | [5 empty] | Perpendicular to Face | F | 0.000000 | 209189 | 0.025000 | 0.025000 | 0.150000 | 0.000000
2329 | Curtain Wall:Storefront:220417 |  |  |  | 281020 |  | New Construction |  |  |  |  | 123878 | 118531 | Reference |  | 50 x 150mm | Size | 209254 | 195169,195170,195171,208908,209248,209249,209250,209251,209252,209253 | Manufacturer |  | 0bpfxAz3XBrAx$RjFuHuAA | 1 | Rectangular Mullion:50 x 150mm:50 x 150mm:281020 |  | InstallationDate | 2329 | WarrantyGuarantorLabor |  | ModelLabel |  | WarrantyDescription |  |  | ProductionYear | [6 empty] | Finish |  |  | SerialNumber | WarrantyStartDate | BarCode | AssetIdentifier | Features | TagNumber |  | 2.400000 |  |  |  |  | WarrantyDurationParts | AccessibilityPerformance | CodePerformance | Color | Constituents | Grade | Metal - Aluminium | ModelReference | NominalHeight | NominalLength | Shape | SustainabilityPerformance | WarrantyDurationLabor | FIXED | WarrantyGuarantorParts | ExpectedLife | ReplacementCost | NominalWidth | 23-25 20 14 11 11 11 | Curtain Wall Frames | [5 empty] | Perpendicular to Face | F | 0.000000 | 209189 | 0.025000 | 0.025000 | 0.150000 | 0.000000
2330 | Curtain Wall:Storefront:220417 |  |  |  | 281021 |  | New Construction |  |  |  |  | 123879 | 118532 | Reference |  | 50 x 150mm | Size | 209254 | 195172,195173,195174,208909,209248,209249,209250,209251,209252,209253 | Manufacturer |  | 0bpfxAz3XBrAx$RjFuHuAB | 1 | Rectangular Mullion:50 x 150mm:50 x 150mm:281021 |  | InstallationDate | 2330 | WarrantyGuarantorLabor |  | ModelLabel |  | WarrantyDescription |  |  | ProductionYear | [6 empty] | Finish |  |  | SerialNumber | WarrantyStartDate | BarCode | AssetIdentifier | Features | TagNumber |  | 2.400000 |  |  |  |  | WarrantyDurationParts | AccessibilityPerformance | CodePerformance | Color | Constituents | Grade | Metal - Aluminium | ModelReference | NominalHeight | NominalLength | Shape | SustainabilityPerformance | WarrantyDurationLabor | FIXED | WarrantyGuarantorParts | ExpectedLife | ReplacementCost | NominalWidth | 23-25 20 14 11 11 11 | Curtain Wall Frames | [5 empty] | Perpendicular to Face | F | 0.000000 | 209189 | 0.025000 | 0.025000 | 0.150000 | 0.000000
2331 | Curtain Wall:Storefront:220417 |  |  |  | 281055 |  | New Construction |  |  |  |  | 123887 | 118540 | Reference |  | 50 x 150mm | Size | 209254 | 195196,195197,195198,205856,209248,209249,209250,209251,209252,209253 | Manufacturer |  | 0bpfxAz3XBrAx$RjFuHuBf | 1 | Rectangular Mullion:50 x 150mm:50 x 150mm:281055 |  | InstallationDate | 2331 | WarrantyGuarantorLabor |  | ModelLabel |  | WarrantyDescription |  |  | ProductionYear | [6 empty] | Finish |  |  | SerialNumber | WarrantyStartDate | BarCode | AssetIdentifier | Features | TagNumber |  | 1.324875 |  |  |  |  | WarrantyDurationParts | AccessibilityPerformance | CodePerformance | Color | Constituents | Grade | Metal - Aluminium | ModelReference | NominalHeight | NominalLength | Shape | SustainabilityPerformance | WarrantyDurationLabor | FIXED | WarrantyGuarantorParts | ExpectedLife | ReplacementCost | NominalWidth | 23-25 20 14 11 11 11 | Curtain Wall Frames | [5 empty] | Perpendicular to Face | F | 0.000000 | 209189 | 0.025000 | 0.025000 | 0.150000 | 0.000000
2332 | Curtain Wall:Storefront:220417 |  |  |  | 281056 |  | New Construction |  |  |  |  | 123888 | 118541 | Reference |  | 50 x 150mm | Size | 209254 | 195199,195200,195201,209032,209248,209249,209250,209251,209252,209253 | Manufacturer |  | 0bpfxAz3XBrAx$RjFuHuBM | 1 | Rectangular Mullion:50 x 150mm:50 x 150mm:281056 |  | InstallationDate | 2332 | WarrantyGuarantorLabor |  | ModelLabel |  | WarrantyDescription |  |  | ProductionYear | [6 empty] | Finish |  |  | SerialNumber | WarrantyStartDate | BarCode | AssetIdentifier | Features | TagNumber |  | 1.349875 |  |  |  |  | WarrantyDurationParts | AccessibilityPerformance | CodePerformance | Color | Constituents | Grade | Metal - Aluminium | ModelReference | NominalHeight | NominalLength | Shape | SustainabilityPerformance | WarrantyDurationLabor | FIXED | WarrantyGuarantorParts | ExpectedLife | ReplacementCost | NominalWidth | 23-25 20 14 11 11 11 | Curtain Wall Frames | [5 empty] | Perpendicular to Face | F | 0.000000 | 209189 | 0.025000 | 0.025000 | 0.150000 | 0.000000
2333 | Curtain Wall:Storefront:220417 |  |  |  | 281057 |  | New Construction |  |  |  |  | 123889 | 118542 | Reference |  | 50 x 150mm | Size | 209254 | 195202,195203,195204,209032,209248,209249,209250,209251,209252,209253 | Manufacturer |  | 0bpfxAz3XBrAx$RjFuHuBN | 1 | Rectangular Mullion:50 x 150mm:50 x 150mm:281057 |  | InstallationDate | 2333 | WarrantyGuarantorLabor |  | ModelLabel |  | WarrantyDescription |  |  | ProductionYear | [6 empty] | Finish |  |  | SerialNumber | WarrantyStartDate | BarCode | AssetIdentifier | Features | TagNumber |  | 1.349875 |  |  |  |  | WarrantyDurationParts | AccessibilityPerformance | CodePerformance | Color | Constituents | Grade | Metal - Aluminium | ModelReference | NominalHeight | NominalLength | Shape | SustainabilityPerformance | WarrantyDurationLabor | FIXED | WarrantyGuarantorParts | ExpectedLife | ReplacementCost | NominalWidth | 23-25 20 14 11 11 11 | Curtain Wall Frames | [5 empty] | Perpendicular to Face | F | 0.000000 | 209189 | 0.025000 | 0.025000 | 0.150000 | 0.000000
2334 | Curtain Wall:Storefront:220417 |  |  |  | 281058 |  | New Construction |  |  |  |  | 123890 | 118543 | Reference |  | 50 x 150mm | Size | 209254 | 195205,195206,195207,209032,209248,209249,209250,209251,209252,209253 | Manufacturer |  | 0bpfxAz3XBrAx$RjFuHuBK | 1 | Rectangular Mullion:50 x 150mm:50 x 150mm:281058 |  | InstallationDate | 2334 | WarrantyGuarantorLabor |  | ModelLabel |  | WarrantyDescription |  |  | ProductionYear | [6 empty] | Finish |  |  | SerialNumber | WarrantyStartDate | BarCode | AssetIdentifier | Features | TagNumber |  | 1.349875 |  |  |  |  | WarrantyDurationParts | AccessibilityPerformance | CodePerformance | Color | Constituents | Grade | Metal - Aluminium | ModelReference | NominalHeight | NominalLength | Shape | SustainabilityPerformance | WarrantyDurationLabor | FIXED | WarrantyGuarantorParts | ExpectedLife | ReplacementCost | NominalWidth | 23-25 20 14 11 11 11 | Curtain Wall Frames | [5 empty] | Perpendicular to Face | F | 0.000000 | 209189 | 0.025000 | 0.025000 | 0.150000 | 0.000000
2335 | Curtain Wall:Storefront:220417 |  |  |  | 281059 |  | New Construction |  |  |  |  | 123891 | 118544 | Reference |  | 50 x 150mm | Size | 209254 | 195208,195209,195210,209032,209248,209249,209250,209251,209252,209253 | Manufacturer |  | 0bpfxAz3XBrAx$RjFuHuBL | 1 | Rectangular Mullion:50 x 150mm:50 x 150mm:281059 |  | InstallationDate | 2335 | WarrantyGuarantorLabor |  | ModelLabel |  | WarrantyDescription |  |  | ProductionYear | [6 empty] | Finish |  |  | SerialNumber | WarrantyStartDate | BarCode | AssetIdentifier | Features | TagNumber |  | 1.349875 |  |  |  |  | WarrantyDurationParts | AccessibilityPerformance | CodePerformance | Color | Constituents | Grade | Metal - Aluminium | ModelReference | NominalHeight | NominalLength | Shape | SustainabilityPerformance | WarrantyDurationLabor | FIXED | WarrantyGuarantorParts | ExpectedLife | ReplacementCost | NominalWidth | 23-25 20 14 11 11 11 | Curtain Wall Frames | [5 empty] | Perpendicular to Face | F | 0.000000 | 209189 | 0.025000 | 0.025000 | 0.150000 | 0.000000
2336 | Curtain Wall:Storefront:220417 |  |  |  | 281060 |  | New Construction |  |  |  |  | 123892 | 118545 | Reference |  | 50 x 150mm | Size | 209254 | 195211,195212,195213,209032,209248,209249,209250,209251,209252,209253 | Manufacturer |  | 0bpfxAz3XBrAx$RjFuHuBI | 1 | Rectangular Mullion:50 x 150mm:50 x 150mm:281060 |  | InstallationDate | 2336 | WarrantyGuarantorLabor |  | ModelLabel |  | WarrantyDescription |  |  | ProductionYear | [6 empty] | Finish |  |  | SerialNumber | WarrantyStartDate | BarCode | AssetIdentifier | Features | TagNumber |  | 1.349875 |  |  |  |  | WarrantyDurationParts | AccessibilityPerformance | CodePerformance | Color | Constituents | Grade | Metal - Aluminium | ModelReference | NominalHeight | NominalLength | Shape | SustainabilityPerformance | WarrantyDurationLabor | FIXED | WarrantyGuarantorParts | ExpectedLife | ReplacementCost | NominalWidth | 23-25 20 14 11 11 11 | Curtain Wall Frames | [5 empty] | Perpendicular to Face | F | 0.000000 | 209189 | 0.025000 | 0.025000 | 0.150000 | 0.000000
2337 | Curtain Wall:Storefront:220417 |  |  |  | 281061 |  | New Construction |  |  |  |  | 123893 | 118546 | Reference |  | 50 x 150mm | Size | 209254 | 195214,195215,195216,209032,209248,209249,209250,209251,209252,209253 | Manufacturer |  | 0bpfxAz3XBrAx$RjFuHuBJ | 1 | Rectangular Mullion:50 x 150mm:50 x 150mm:281061 |  | InstallationDate | 2337 | WarrantyGuarantorLabor |  | ModelLabel |  | WarrantyDescription |  |  | ProductionYear | [6 empty] | Finish |  |  | SerialNumber | WarrantyStartDate | BarCode | AssetIdentifier | Features | TagNumber |  | 1.349875 |  |  |  |  | WarrantyDurationParts | AccessibilityPerformance | CodePerformance | Color | Constituents | Grade | Metal - Aluminium | ModelReference | NominalHeight | NominalLength | Shape | SustainabilityPerformance | WarrantyDurationLabor | FIXED | WarrantyGuarantorParts | ExpectedLife | ReplacementCost | NominalWidth | 23-25 20 14 11 11 11 | Curtain Wall Frames | [5 empty] | Perpendicular to Face | F | 0.000000 | 209189 | 0.025000 | 0.025000 | 0.150000 | 0.000000
2338 | Curtain Wall:Storefront:220417 |  |  |  | 281062 |  | New Construction |  |  |  |  | 123894 | 118547 | Reference |  | 50 x 150mm | Size | 209254 | 195217,195218,195219,209033,209248,209249,209250,209251,209252,209253 | Manufacturer |  | 0bpfxAz3XBrAx$RjFuHuBG | 1 | Rectangular Mullion:50 x 150mm:50 x 150mm:281062 |  | InstallationDate | 2338 | WarrantyGuarantorLabor |  | ModelLabel |  | WarrantyDescription |  |  | ProductionYear | [6 empty] | Finish |  |  | SerialNumber | WarrantyStartDate | BarCode | AssetIdentifier | Features | TagNumber |  | 1.349875 |  |  |  |  | WarrantyDurationParts | AccessibilityPerformance | CodePerformance | Color | Constituents | Grade | Metal - Aluminium | ModelReference | NominalHeight | NominalLength | Shape | SustainabilityPerformance | WarrantyDurationLabor | FIXED | WarrantyGuarantorParts | ExpectedLife | ReplacementCost | NominalWidth | 23-25 20 14 11 11 11 | Curtain Wall Frames | [5 empty] | Perpendicular to Face | F | 0.000000 | 209189 | 0.025000 | 0.025000 | 0.150000 | 0.000000
2339 | Curtain Wall:Storefront:220417 |  |  |  | 281063 |  | New Construction |  |  |  |  | 123895 | 118548 | Reference |  | 50 x 150mm | Size | 209254 | 195220,195221,195222,209033,209248,209249,209250,209251,209252,209253 | Manufacturer |  | 0bpfxAz3XBrAx$RjFuHuBH | 1 | Rectangular Mullion:50 x 150mm:50 x 150mm:281063 |  | InstallationDate | 2339 | WarrantyGuarantorLabor |  | ModelLabel |  | WarrantyDescription |  |  | ProductionYear | [6 empty] | Finish |  |  | SerialNumber | WarrantyStartDate | BarCode | AssetIdentifier | Features | TagNumber |  | 1.349875 |  |  |  |  | WarrantyDurationParts | AccessibilityPerformance | CodePerformance | Color | Constituents | Grade | Metal - Aluminium | ModelReference | NominalHeight | NominalLength | Shape | SustainabilityPerformance | WarrantyDurationLabor | FIXED | WarrantyGuarantorParts | ExpectedLife | ReplacementCost | NominalWidth | 23-25 20 14 11 11 11 | Curtain Wall Frames | [5 empty] | Perpendicular to Face | F | 0.000000 | 209189 | 0.025000 | 0.025000 | 0.150000 | 0.000000
2340 | Curtain Wall:Storefront:220417 |  |  |  | 281064 |  | New Construction |  |  |  |  | 123896 | 118549 | Reference |  | 50 x 150mm | Size | 209254 | 195223,195224,195225,209033,209248,209249,209250,209251,209252,209253 | Manufacturer |  | 0bpfxAz3XBrAx$RjFuHuBU | 1 | Rectangular Mullion:50 x 150mm:50 x 150mm:281064 |  | InstallationDate | 2340 | WarrantyGuarantorLabor |  | ModelLabel |  | WarrantyDescription |  |  | ProductionYear | [6 empty] | Finish |  |  | SerialNumber | WarrantyStartDate | BarCode | AssetIdentifier | Features | TagNumber |  | 1.349875 |  |  |  |  | WarrantyDurationParts | AccessibilityPerformance | CodePerformance | Color | Constituents | Grade | Metal - Aluminium | ModelReference | NominalHeight | NominalLength | Shape | SustainabilityPerformance | WarrantyDurationLabor | FIXED | WarrantyGuarantorParts | ExpectedLife | ReplacementCost | NominalWidth | 23-25 20 14 11 11 11 | Curtain Wall Frames | [5 empty] | Perpendicular to Face | F | 0.000000 | 209189 | 0.025000 | 0.025000 | 0.150000 | 0.000000
2341 | Curtain Wall:Storefront:220417 |  |  |  | 281065 |  | New Construction |  |  |  |  | 123897 | 118550 | Reference |  | 50 x 150mm | Size | 209254 | 195226,195227,195228,209033,209248,209249,209250,209251,209252,209253 | Manufacturer |  | 0bpfxAz3XBrAx$RjFuHuBV | 1 | Rectangular Mullion:50 x 150mm:50 x 150mm:281065 |  | InstallationDate | 2341 | WarrantyGuarantorLabor |  | ModelLabel |  | WarrantyDescription |  |  | ProductionYear | [6 empty] | Finish |  |  | SerialNumber | WarrantyStartDate | BarCode | AssetIdentifier | Features | TagNumber |  | 1.349875 |  |  |  |  | WarrantyDurationParts | AccessibilityPerformance | CodePerformance | Color | Constituents | Grade | Metal - Aluminium | ModelReference | NominalHeight | NominalLength | Shape | SustainabilityPerformance | WarrantyDurationLabor | FIXED | WarrantyGuarantorParts | ExpectedLife | ReplacementCost | NominalWidth | 23-25 20 14 11 11 11 | Curtain Wall Frames | [5 empty] | Perpendicular to Face | F | 0.000000 | 209189 | 0.025000 | 0.025000 | 0.150000 | 0.000000
2342 | Curtain Wall:Storefront:220417 |  |  |  | 281066 |  | New Construction |  |  |  |  | 123898 | 118551 | Reference |  | 50 x 150mm | Size | 209254 | 195229,195230,195231,209033,209248,209249,209250,209251,209252,209253 | Manufacturer |  | 0bpfxAz3XBrAx$RjFuHuBS | 1 | Rectangular Mullion:50 x 150mm:50 x 150mm:281066 |  | InstallationDate | 2342 | WarrantyGuarantorLabor |  | ModelLabel |  | WarrantyDescription |  |  | ProductionYear | [6 empty] | Finish |  |  | SerialNumber | WarrantyStartDate | BarCode | AssetIdentifier | Features | TagNumber |  | 1.349875 |  |  |  |  | WarrantyDurationParts | AccessibilityPerformance | CodePerformance | Color | Constituents | Grade | Metal - Aluminium | ModelReference | NominalHeight | NominalLength | Shape | SustainabilityPerformance | WarrantyDurationLabor | FIXED | WarrantyGuarantorParts | ExpectedLife | ReplacementCost | NominalWidth | 23-25 20 14 11 11 11 | Curtain Wall Frames | [5 empty] | Perpendicular to Face | F | 0.000000 | 209189 | 0.025000 | 0.025000 | 0.150000 | 0.000000
2343 | Curtain Wall:Storefront:220417 |  |  |  | 281067 |  | New Construction |  |  |  |  | 123899 | 118552 | Reference |  | 50 x 150mm | Size | 209254 | 195232,195233,195234,209033,209248,209249,209250,209251,209252,209253 | Manufacturer |  | 0bpfxAz3XBrAx$RjFuHuBT | 1 | Rectangular Mullion:50 x 150mm:50 x 150mm:281067 |  | InstallationDate | 2343 | WarrantyGuarantorLabor |  | ModelLabel |  | WarrantyDescription |  |  | ProductionYear | [6 empty] | Finish |  |  | SerialNumber | WarrantyStartDate | BarCode | AssetIdentifier | Features | TagNumber |  | 1.349875 |  |  |  |  | WarrantyDurationParts | AccessibilityPerformance | CodePerformance | Color | Constituents | Grade | Metal - Aluminium | ModelReference | NominalHeight | NominalLength | Shape | SustainabilityPerformance | WarrantyDurationLabor | FIXED | WarrantyGuarantorParts | ExpectedLife | ReplacementCost | NominalWidth | 23-25 20 14 11 11 11 | Curtain Wall Frames | [5 empty] | Perpendicular to Face | F | 0.000000 | 209189 | 0.025000 | 0.025000 | 0.150000 | 0.000000
2344 | Curtain Wall:Storefront:220417 |  |  |  | 281068 |  | New Construction |  |  |  |  | 123900 | 118553 | Reference |  | 50 x 150mm | Size | 209254 | 195235,195236,195237,205857,209248,209249,209250,209251,209252,209253 | Manufacturer |  | 0bpfxAz3XBrAx$RjFuHuBQ | 1 | Rectangular Mullion:50 x 150mm:50 x 150mm:281068 |  | InstallationDate | 2344 | WarrantyGuarantorLabor |  | ModelLabel |  | WarrantyDescription |  |  | ProductionYear | [6 empty] | Finish |  |  | SerialNumber | WarrantyStartDate | BarCode | AssetIdentifier | Features | TagNumber |  | 1.324875 |  |  |  |  | WarrantyDurationParts | AccessibilityPerformance | CodePerformance | Color | Constituents | Grade | Metal - Aluminium | ModelReference | NominalHeight | NominalLength | Shape | SustainabilityPerformance | WarrantyDurationLabor | FIXED | WarrantyGuarantorParts | ExpectedLife | ReplacementCost | NominalWidth | 23-25 20 14 11 11 11 | Curtain Wall Frames | [5 empty] | Perpendicular to Face | F | 0.000000 | 209189 | 0.025000 | 0.025000 | 0.150000 | 0.000000
2345 | Curtain Wall:Storefront:220417 |  |  |  | 281079 |  | New Construction |  |  |  |  | 123901 | 118554 | Reference |  | 50 x 150mm | Size | 209254 | 195238,195239,195240,209102,209248,209249,209250,209251,209252,209253 | Manufacturer |  | 0bpfxAz3XBrAx$RjFuHuB1 | 1 | Rectangular Mullion:50 x 150mm:50 x 150mm:281079 |  | InstallationDate | 2345 | WarrantyGuarantorLabor |  | ModelLabel |  | WarrantyDescription |  |  | ProductionYear | [6 empty] | Finish |  |  | SerialNumber | WarrantyStartDate | BarCode | AssetIdentifier | Features | TagNumber |  | 2.400000 |  |  |  |  | WarrantyDurationParts | AccessibilityPerformance | CodePerformance | Color | Constituents | Grade | Metal - Aluminium | ModelReference | NominalHeight | NominalLength | Shape | SustainabilityPerformance | WarrantyDurationLabor | FIXED | WarrantyGuarantorParts | ExpectedLife | ReplacementCost | NominalWidth | 23-25 20 14 11 11 11 | Curtain Wall Frames | [5 empty] | Perpendicular to Face | F | 0.000000 | 209189 | 0.025000 | 0.025000 | 0.150000 | 0.000000
2346 | Curtain Wall:Storefront:220417 |  |  |  | 281080 |  | New Construction |  |  |  |  | 123902 | 118555 | Reference |  | 50 x 150mm | Size | 209254 | 195241,195242,195243,209102,209248,209249,209250,209251,209252,209253 | Manufacturer |  | 0bpfxAz3XBrAx$RjFuHuBE | 1 | Rectangular Mullion:50 x 150mm:50 x 150mm:281080 |  | InstallationDate | 2346 | WarrantyGuarantorLabor |  | ModelLabel |  | WarrantyDescription |  |  | ProductionYear | [6 empty] | Finish |  |  | SerialNumber | WarrantyStartDate | BarCode | AssetIdentifier | Features | TagNumber |  | 2.400000 |  |  |  |  | WarrantyDurationParts | AccessibilityPerformance | CodePerformance | Color | Constituents | Grade | Metal - Aluminium | ModelReference | NominalHeight | NominalLength | Shape | SustainabilityPerformance | WarrantyDurationLabor | FIXED | WarrantyGuarantorParts | ExpectedLife | ReplacementCost | NominalWidth | 23-25 20 14 11 11 11 | Curtain Wall Frames | [5 empty] | Perpendicular to Face | F | 0.000000 | 209189 | 0.025000 | 0.025000 | 0.150000 | 0.000000
2347 | Curtain Wall:Storefront:220417 |  |  |  | 281081 |  | New Construction |  |  |  |  | 123903 | 118556 | Reference |  | 50 x 150mm | Size | 209254 | 195244,195245,195246,209102,209248,209249,209250,209251,209252,209253 | Manufacturer |  | 0bpfxAz3XBrAx$RjFuHuBF | 1 | Rectangular Mullion:50 x 150mm:50 x 150mm:281081 |  | InstallationDate | 2347 | WarrantyGuarantorLabor |  | ModelLabel |  | WarrantyDescription |  |  | ProductionYear | [6 empty] | Finish |  |  | SerialNumber | WarrantyStartDate | BarCode | AssetIdentifier | Features | TagNumber |  | 2.400000 |  |  |  |  | WarrantyDurationParts | AccessibilityPerformance | CodePerformance | Color | Constituents | Grade | Metal - Aluminium | ModelReference | NominalHeight | NominalLength | Shape | SustainabilityPerformance | WarrantyDurationLabor | FIXED | WarrantyGuarantorParts | ExpectedLife | ReplacementCost | NominalWidth | 23-25 20 14 11 11 11 | Curtain Wall Frames | [5 empty] | Perpendicular to Face | F | 0.000000 | 209189 | 0.025000 | 0.025000 | 0.150000 | 0.000000
2348 | Curtain Wall:Storefront:220417 |  |  |  | 281082 |  | New Construction |  |  |  |  | 123904 | 118557 | Reference |  | 50 x 150mm | Size | 209254 | 195247,195248,195249,209102,209248,209249,209250,209251,209252,209253 | Manufacturer |  | 0bpfxAz3XBrAx$RjFuHuBC | 1 | Rectangular Mullion:50 x 150mm:50 x 150mm:281082 |  | InstallationDate | 2348 | WarrantyGuarantorLabor |  | ModelLabel |  | WarrantyDescription |  |  | ProductionYear | [6 empty] | Finish |  |  | SerialNumber | WarrantyStartDate | BarCode | AssetIdentifier | Features | TagNumber |  | 2.400000 |  |  |  |  | WarrantyDurationParts | AccessibilityPerformance | CodePerformance | Color | Constituents | Grade | Metal - Aluminium | ModelReference | NominalHeight | NominalLength | Shape | SustainabilityPerformance | WarrantyDurationLabor | FIXED | WarrantyGuarantorParts | ExpectedLife | ReplacementCost | NominalWidth | 23-25 20 14 11 11 11 | Curtain Wall Frames | [5 empty] | Perpendicular to Face | F | 0.000000 | 209189 | 0.025000 | 0.025000 | 0.150000 | 0.000000
2349 | Curtain Wall:Storefront:220417 |  |  |  | 281083 |  | New Construction |  |  |  |  | 123905 | 118558 | Reference |  | 50 x 150mm | Size | 209254 | 195250,195251,195252,209102,209248,209249,209250,209251,209252,209253 | Manufacturer |  | 0bpfxAz3XBrAx$RjFuHuBD | 1 | Rectangular Mullion:50 x 150mm:50 x 150mm:281083 |  | InstallationDate | 2349 | WarrantyGuarantorLabor |  | ModelLabel |  | WarrantyDescription |  |  | ProductionYear | [6 empty] | Finish |  |  | SerialNumber | WarrantyStartDate | BarCode | AssetIdentifier | Features | TagNumber |  | 2.400000 |  |  |  |  | WarrantyDurationParts | AccessibilityPerformance | CodePerformance | Color | Constituents | Grade | Metal - Aluminium | ModelReference | NominalHeight | NominalLength | Shape | SustainabilityPerformance | WarrantyDurationLabor | FIXED | WarrantyGuarantorParts | ExpectedLife | ReplacementCost | NominalWidth | 23-25 20 14 11 11 11 | Curtain Wall Frames | [5 empty] | Perpendicular to Face | F | 0.000000 | 209189 | 0.025000 | 0.025000 | 0.150000 | 0.000000
2350 | Curtain Wall:Storefront:220417 |  |  |  | 281084 |  | New Construction |  |  |  |  | 123906 | 118559 | Reference |  | 50 x 150mm | Size | 209254 | 195253,195254,195255,209102,209248,209249,209250,209251,209252,209253 | Manufacturer |  | 0bpfxAz3XBrAx$RjFuHuBA | 1 | Rectangular Mullion:50 x 150mm:50 x 150mm:281084 |  | InstallationDate | 2350 | WarrantyGuarantorLabor |  | ModelLabel |  | WarrantyDescription |  |  | ProductionYear | [6 empty] | Finish |  |  | SerialNumber | WarrantyStartDate | BarCode | AssetIdentifier | Features | TagNumber |  | 2.400000 |  |  |  |  | WarrantyDurationParts | AccessibilityPerformance | CodePerformance | Color | Constituents | Grade | Metal - Aluminium | ModelReference | NominalHeight | NominalLength | Shape | SustainabilityPerformance | WarrantyDurationLabor | FIXED | WarrantyGuarantorParts | ExpectedLife | ReplacementCost | NominalWidth | 23-25 20 14 11 11 11 | Curtain Wall Frames | [5 empty] | Perpendicular to Face | F | 0.000000 | 209189 | 0.025000 | 0.025000 | 0.150000 | 0.000000
2351 | Curtain Wall:Storefront:220417 |  |  |  | 281085 |  | New Construction |  |  |  |  | 123907 | 118560 | Reference |  | 50 x 150mm | Size | 209254 | 195256,195257,195258,209102,209248,209249,209250,209251,209252,209253 | Manufacturer |  | 0bpfxAz3XBrAx$RjFuHuBB | 1 | Rectangular Mullion:50 x 150mm:50 x 150mm:281085 |  | InstallationDate | 2351 | WarrantyGuarantorLabor |  | ModelLabel |  | WarrantyDescription |  |  | ProductionYear | [6 empty] | Finish |  |  | SerialNumber | WarrantyStartDate | BarCode | AssetIdentifier | Features | TagNumber |  | 2.400000 |  |  |  |  | WarrantyDurationParts | AccessibilityPerformance | CodePerformance | Color | Constituents | Grade | Metal - Aluminium | ModelReference | NominalHeight | NominalLength | Shape | SustainabilityPerformance | WarrantyDurationLabor | FIXED | WarrantyGuarantorParts | ExpectedLife | ReplacementCost | NominalWidth | 23-25 20 14 11 11 11 | Curtain Wall Frames | [5 empty] | Perpendicular to Face | F | 0.000000 | 209189 | 0.025000 | 0.025000 | 0.150000 | 0.000000
2559 | Curtain Wall:Storefront:300135 |  |  |  | 300172 |  | New Construction |  |  |  |  | 124750 | 119336 | Reference |  | 50 x 150mm | Size | 209254 | 199185,199186,199187,204257,209248,209249,209250,209251,209252,209253 | Manufacturer |  | 2cDwFtdqL6M96IeSv7p8e0 | 1 | Rectangular Mullion:50 x 150mm:50 x 150mm:300172 |  | InstallationDate | 2559 | WarrantyGuarantorLabor |  | ModelLabel |  | WarrantyDescription |  |  | ProductionYear | [6 empty] | Finish |  |  | SerialNumber | WarrantyStartDate | BarCode | AssetIdentifier | Features | TagNumber |  | 0.674853 |  |  |  |  | WarrantyDurationParts | AccessibilityPerformance | CodePerformance | Color | Constituents | Grade | Metal - Aluminium | ModelReference | NominalHeight | NominalLength | Shape | SustainabilityPerformance | WarrantyDurationLabor | FIXED | WarrantyGuarantorParts | ExpectedLife | ReplacementCost | NominalWidth | 23-25 20 14 11 11 11 | Curtain Wall Frames | [5 empty] | Perpendicular to Face | F | 0.000000 | 209183 | 0.025000 | 0.025000 | 0.150000 | 0.000000
2560 | Curtain Wall:Storefront:300135 |  |  |  | 300174 |  | New Construction |  |  |  |  | 124751 | 119337 | Reference |  | 50 x 150mm | Size | 209254 | 199188,199189,199190,204258,209248,209249,209250,209251,209252,209253 | Manufacturer |  | 2cDwFtdqL6M96IeSv7p8e2 | 1 | Rectangular Mullion:50 x 150mm:50 x 150mm:300174 |  | InstallationDate | 2560 | WarrantyGuarantorLabor |  | ModelLabel |  | WarrantyDescription |  |  | ProductionYear | [6 empty] | Finish |  |  | SerialNumber | WarrantyStartDate | BarCode | AssetIdentifier | Features | TagNumber |  | 0.996677 |  |  |  |  | WarrantyDurationParts | AccessibilityPerformance | CodePerformance | Color | Constituents | Grade | Metal - Aluminium | ModelReference | NominalHeight | NominalLength | Shape | SustainabilityPerformance | WarrantyDurationLabor | FIXED | WarrantyGuarantorParts | ExpectedLife | ReplacementCost | NominalWidth | 23-25 20 14 11 11 11 | Curtain Wall Frames | [5 empty] | Perpendicular to Face | F | 0.000000 | 209183 | 0.025000 | 0.025000 | 0.150000 | 0.000000
2561 | Curtain Wall:Storefront:300135 |  |  |  | 300182 |  | New Construction |  |  |  |  | 124752 | 119338 | Reference |  | 50 x 150mm | Size | 209254 | 199191,199192,199193,204259,209248,209249,209250,209251,209252,209253 | Manufacturer |  | 2cDwFtdqL6M96IeSv7p8eQ | 1 | Rectangular Mullion:50 x 150mm:50 x 150mm:300182 |  | InstallationDate | 2561 | WarrantyGuarantorLabor |  | ModelLabel |  | WarrantyDescription |  |  | ProductionYear | [6 empty] | Finish |  |  | SerialNumber | WarrantyStartDate | BarCode | AssetIdentifier | Features | TagNumber |  | 0.110376 |  |  |  |  | WarrantyDurationParts | AccessibilityPerformance | CodePerformance | Color | Constituents | Grade | Metal - Aluminium | ModelReference | NominalHeight | NominalLength | Shape | SustainabilityPerformance | WarrantyDurationLabor | FIXED | WarrantyGuarantorParts | ExpectedLife | ReplacementCost | NominalWidth | 23-25 20 14 11 11 11 | Curtain Wall Frames | [5 empty] | Perpendicular to Face | F | 0.000000 | 209183 | 0.025000 | 0.025000 | 0.150000 | 0.000000
2562 | Curtain Wall:Storefront:300135 |  |  |  | 300183 |  | New Construction |  |  |  |  | 124753 | 119339 | Reference |  | 50 x 150mm | Size | 209254 | 199194,199195,199196,204260,209248,209249,209250,209251,209252,209253 | Manufacturer |  | 2cDwFtdqL6M96IeSv7p8eR | 1 | Rectangular Mullion:50 x 150mm:50 x 150mm:300183 |  | InstallationDate | 2562 | WarrantyGuarantorLabor |  | ModelLabel |  | WarrantyDescription |  |  | ProductionYear | [6 empty] | Finish |  |  | SerialNumber | WarrantyStartDate | BarCode | AssetIdentifier | Features | TagNumber |  | 1.525693 |  |  |  |  | WarrantyDurationParts | AccessibilityPerformance | CodePerformance | Color | Constituents | Grade | Metal - Aluminium | ModelReference | NominalHeight | NominalLength | Shape | SustainabilityPerformance | WarrantyDurationLabor | FIXED | WarrantyGuarantorParts | ExpectedLife | ReplacementCost | NominalWidth | 23-25 20 14 11 11 11 | Curtain Wall Frames | [5 empty] | Perpendicular to Face | F | 0.000000 | 209183 | 0.025000 | 0.025000 | 0.150000 | 0.000000
2563 | Curtain Wall:Storefront:300135 |  |  |  | 300184 |  | New Construction |  |  |  |  | 124754 | 119340 | Reference |  | 50 x 150mm | Size | 209254 | 199197,199198,199199,204261,209248,209249,209250,209251,209252,209253 | Manufacturer |  | 2cDwFtdqL6M96IeSv7p8eK | 1 | Rectangular Mullion:50 x 150mm:50 x 150mm:300184 |  | InstallationDate | 2563 | WarrantyGuarantorLabor |  | ModelLabel |  | WarrantyDescription |  |  | ProductionYear | [6 empty] | Finish |  |  | SerialNumber | WarrantyStartDate | BarCode | AssetIdentifier | Features | TagNumber |  | 1.510022 |  |  |  |  | WarrantyDurationParts | AccessibilityPerformance | CodePerformance | Color | Constituents | Grade | Metal - Aluminium | ModelReference | NominalHeight | NominalLength | Shape | SustainabilityPerformance | WarrantyDurationLabor | FIXED | WarrantyGuarantorParts | ExpectedLife | ReplacementCost | NominalWidth | 23-25 20 14 11 11 11 | Curtain Wall Frames | [5 empty] | Perpendicular to Face | F | 0.000000 | 209183 | 0.025000 | 0.025000 | 0.150000 | 0.000000
2564 | Curtain Wall:Storefront:300135 |  |  |  | 300185 |  | New Construction |  |  |  |  | 124755 | 119341 | Reference |  | 50 x 150mm | Size | 209254 | 199200,199201,199202,204262,209248,209249,209250,209251,209252,209253 | Manufacturer |  | 2cDwFtdqL6M96IeSv7p8eL | 1 | Rectangular Mullion:50 x 150mm:50 x 150mm:300185 |  | InstallationDate | 2564 | WarrantyGuarantorLabor |  | ModelLabel |  | WarrantyDescription |  |  | ProductionYear | [6 empty] | Finish |  |  | SerialNumber | WarrantyStartDate | BarCode | AssetIdentifier | Features | TagNumber |  | 1.525685 |  |  |  |  | WarrantyDurationParts | AccessibilityPerformance | CodePerformance | Color | Constituents | Grade | Metal - Aluminium | ModelReference | NominalHeight | NominalLength | Shape | SustainabilityPerformance | WarrantyDurationLabor | FIXED | WarrantyGuarantorParts | ExpectedLife | ReplacementCost | NominalWidth | 23-25 20 14 11 11 11 | Curtain Wall Frames | [5 empty] | Perpendicular to Face | F | 0.000000 | 209183 | 0.025000 | 0.025000 | 0.150000 | 0.000000
2565 | Curtain Wall:Storefront:300135 |  |  |  | 300186 |  | New Construction |  |  |  |  | 124756 | 119342 | Reference |  | 50 x 150mm | Size | 209254 | 199203,199204,199205,204263,209248,209249,209250,209251,209252,209253 | Manufacturer |  | 2cDwFtdqL6M96IeSv7p8eM | 1 | Rectangular Mullion:50 x 150mm:50 x 150mm:300186 |  | InstallationDate | 2565 | WarrantyGuarantorLabor |  | ModelLabel |  | WarrantyDescription |  |  | ProductionYear | [6 empty] | Finish |  |  | SerialNumber | WarrantyStartDate | BarCode | AssetIdentifier | Features | TagNumber |  | 0.110270 |  |  |  |  | WarrantyDurationParts | AccessibilityPerformance | CodePerformance | Color | Constituents | Grade | Metal - Aluminium | ModelReference | NominalHeight | NominalLength | Shape | SustainabilityPerformance | WarrantyDurationLabor | FIXED | WarrantyGuarantorParts | ExpectedLife | ReplacementCost | NominalWidth | 23-25 20 14 11 11 11 | Curtain Wall Frames | [5 empty] | Perpendicular to Face | F | 0.000000 | 209183 | 0.025000 | 0.025000 | 0.150000 | 0.000000
2566 | Curtain Wall:Storefront:300135 |  |  |  | 300456 |  | New Construction |  |  |  |  | 124757 | 119343 | Reference |  | 50 x 150mm | Size | 209254 | 199206,199207,199208,204264,209248,209249,209250,209251,209252,209253 | Manufacturer |  | 2cDwFtdqL6M96IeSv7p8ia | 1 | Rectangular Mullion:50 x 150mm:50 x 150mm:300456 |  | InstallationDate | 2566 | WarrantyGuarantorLabor |  | ModelLabel |  | WarrantyDescription |  |  | ProductionYear | [6 empty] | Finish |  |  | SerialNumber | WarrantyStartDate | BarCode | AssetIdentifier | Features | TagNumber |  | 1.421468 |  |  |  |  | WarrantyDurationParts | AccessibilityPerformance | CodePerformance | Color | Constituents | Grade | Metal - Aluminium | ModelReference | NominalHeight | NominalLength | Shape | SustainabilityPerformance | WarrantyDurationLabor | FIXED | WarrantyGuarantorParts | ExpectedLife | ReplacementCost | NominalWidth | 23-25 20 14 11 11 11 | Curtain Wall Frames | [5 empty] | Perpendicular to Face | F | 0.000000 | 209183 | 0.025000 | 0.025000 | 0.150000 | 0.000000
2567 | Curtain Wall:Storefront:300135 |  |  |  | 300457 |  | New Construction |  |  |  |  | 124758 | 119344 | Reference |  | 50 x 150mm | Size | 209254 | 199209,199210,199211,204265,209248,209249,209250,209251,209252,209253 | Manufacturer |  | 2cDwFtdqL6M96IeSv7p8ib | 1 | Rectangular Mullion:50 x 150mm:50 x 150mm:300457 |  | InstallationDate | 2567 | WarrantyGuarantorLabor |  | ModelLabel |  | WarrantyDescription |  |  | ProductionYear | [6 empty] | Finish |  |  | SerialNumber | WarrantyStartDate | BarCode | AssetIdentifier | Features | TagNumber |  | 1.421485 |  |  |  |  | WarrantyDurationParts | AccessibilityPerformance | CodePerformance | Color | Constituents | Grade | Metal - Aluminium | ModelReference | NominalHeight | NominalLength | Shape | SustainabilityPerformance | WarrantyDurationLabor | FIXED | WarrantyGuarantorParts | ExpectedLife | ReplacementCost | NominalWidth | 23-25 20 14 11 11 11 | Curtain Wall Frames | [5 empty] | Perpendicular to Face | F | 0.000000 | 209183 | 0.025000 | 0.025000 | 0.150000 | 0.000000
2568 | Curtain Wall:Storefront:300135 |  |  |  | 300458 |  | New Construction |  |  |  |  | 124759 | 119345 | Reference |  | 50 x 150mm | Size | 209254 | 199212,199213,199214,204266,209248,209249,209250,209251,209252,209253 | Manufacturer |  | 2cDwFtdqL6M96IeSv7p8ic | 1 | Rectangular Mullion:50 x 150mm:50 x 150mm:300458 |  | InstallationDate | 2568 | WarrantyGuarantorLabor |  | ModelLabel |  | WarrantyDescription |  |  | ProductionYear | [6 empty] | Finish |  |  | SerialNumber | WarrantyStartDate | BarCode | AssetIdentifier | Features | TagNumber |  | 1.368856 |  |  |  |  | WarrantyDurationParts | AccessibilityPerformance | CodePerformance | Color | Constituents | Grade | Metal - Aluminium | ModelReference | NominalHeight | NominalLength | Shape | SustainabilityPerformance | WarrantyDurationLabor | FIXED | WarrantyGuarantorParts | ExpectedLife | ReplacementCost | NominalWidth | 23-25 20 14 11 11 11 | Curtain Wall Frames | [5 empty] | Perpendicular to Face | F | 0.000000 | 209183 | 0.025000 | 0.025000 | 0.150000 | 0.000000
2569 | Curtain Wall:Storefront:300135 |  |  |  | 300459 |  | New Construction |  |  |  |  | 124760 | 119346 | Reference |  | 50 x 150mm | Size | 209254 | 199215,199216,199217,204267,209248,209249,209250,209251,209252,209253 | Manufacturer |  | 2cDwFtdqL6M96IeSv7p8id | 1 | Rectangular Mullion:50 x 150mm:50 x 150mm:300459 |  | InstallationDate | 2569 | WarrantyGuarantorLabor |  | ModelLabel |  | WarrantyDescription |  |  | ProductionYear | [6 empty] | Finish |  |  | SerialNumber | WarrantyStartDate | BarCode | AssetIdentifier | Features | TagNumber |  | 1.344654 |  |  |  |  | WarrantyDurationParts | AccessibilityPerformance | CodePerformance | Color | Constituents | Grade | Metal - Aluminium | ModelReference | NominalHeight | NominalLength | Shape | SustainabilityPerformance | WarrantyDurationLabor | FIXED | WarrantyGuarantorParts | ExpectedLife | ReplacementCost | NominalWidth | 23-25 20 14 11 11 11 | Curtain Wall Frames | [5 empty] | Perpendicular to Face | F | 0.000000 | 209183 | 0.025000 | 0.025000 | 0.150000 | 0.000000
2570 | Curtain Wall:Storefront:300135 |  |  |  | 300460 |  | New Construction |  |  |  |  | 124761 | 119347 | Reference |  | 50 x 150mm | Size | 209254 | 199218,199219,199220,204268,209248,209249,209250,209251,209252,209253 | Manufacturer |  | 2cDwFtdqL6M96IeSv7p8iW | 1 | Rectangular Mullion:50 x 150mm:50 x 150mm:300460 |  | InstallationDate | 2570 | WarrantyGuarantorLabor |  | ModelLabel |  | WarrantyDescription |  |  | ProductionYear | [6 empty] | Finish |  |  | SerialNumber | WarrantyStartDate | BarCode | AssetIdentifier | Features | TagNumber |  | 1.344651 |  |  |  |  | WarrantyDurationParts | AccessibilityPerformance | CodePerformance | Color | Constituents | Grade | Metal - Aluminium | ModelReference | NominalHeight | NominalLength | Shape | SustainabilityPerformance | WarrantyDurationLabor | FIXED | WarrantyGuarantorParts | ExpectedLife | ReplacementCost | NominalWidth | 23-25 20 14 11 11 11 | Curtain Wall Frames | [5 empty] | Perpendicular to Face | F | 0.000000 | 209183 | 0.025000 | 0.025000 | 0.150000 | 0.000000
2571 | Curtain Wall:Storefront:300135 |  |  |  | 300461 |  | New Construction |  |  |  |  | 124762 | 119348 | Reference |  | 50 x 150mm | Size | 209254 | 199221,199222,199223,204269,209248,209249,209250,209251,209252,209253 | Manufacturer |  | 2cDwFtdqL6M96IeSv7p8iX | 1 | Rectangular Mullion:50 x 150mm:50 x 150mm:300461 |  | InstallationDate | 2571 | WarrantyGuarantorLabor |  | ModelLabel |  | WarrantyDescription |  |  | ProductionYear | [6 empty] | Finish |  |  | SerialNumber | WarrantyStartDate | BarCode | AssetIdentifier | Features | TagNumber |  | 1.368847 |  |  |  |  | WarrantyDurationParts | AccessibilityPerformance | CodePerformance | Color | Constituents | Grade | Metal - Aluminium | ModelReference | NominalHeight | NominalLength | Shape | SustainabilityPerformance | WarrantyDurationLabor | FIXED | WarrantyGuarantorParts | ExpectedLife | ReplacementCost | NominalWidth | 23-25 20 14 11 11 11 | Curtain Wall Frames | [5 empty] | Perpendicular to Face | F | 0.000000 | 209183 | 0.025000 | 0.025000 | 0.150000 | 0.000000
2572 | Curtain Wall:Storefront:300135 |  |  |  | 300462 |  | New Construction |  |  |  |  | 124763 | 119349 | Reference |  | 50 x 150mm | Size | 209254 | 199224,199225,199226,204270,209248,209249,209250,209251,209252,209253 | Manufacturer |  | 2cDwFtdqL6M96IeSv7p8iY | 1 | Rectangular Mullion:50 x 150mm:50 x 150mm:300462 |  | InstallationDate | 2572 | WarrantyGuarantorLabor |  | ModelLabel |  | WarrantyDescription |  |  | ProductionYear | [6 empty] | Finish |  |  | SerialNumber | WarrantyStartDate | BarCode | AssetIdentifier | Features | TagNumber |  | 1.456508 |  |  |  |  | WarrantyDurationParts | AccessibilityPerformance | CodePerformance | Color | Constituents | Grade | Metal - Aluminium | ModelReference | NominalHeight | NominalLength | Shape | SustainabilityPerformance | WarrantyDurationLabor | FIXED | WarrantyGuarantorParts | ExpectedLife | ReplacementCost | NominalWidth | 23-25 20 14 11 11 11 | Curtain Wall Frames | [5 empty] | Perpendicular to Face | F | 0.000000 | 209183 | 0.025000 | 0.025000 | 0.150000 | 0.000000
2573 | Curtain Wall:Storefront:300135 |  |  |  | 300463 |  | New Construction |  |  |  |  | 124764 | 119350 | Reference |  | 50 x 150mm | Size | 209254 | 199227,199228,199229,204271,209248,209249,209250,209251,209252,209253 | Manufacturer |  | 2cDwFtdqL6M96IeSv7p8iZ | 1 | Rectangular Mullion:50 x 150mm:50 x 150mm:300463 |  | InstallationDate | 2573 | WarrantyGuarantorLabor |  | ModelLabel |  | WarrantyDescription |  |  | ProductionYear | [6 empty] | Finish |  |  | SerialNumber | WarrantyStartDate | BarCode | AssetIdentifier | Features | TagNumber |  | 0.382837 |  |  |  |  | WarrantyDurationParts | AccessibilityPerformance | CodePerformance | Color | Constituents | Grade | Metal - Aluminium | ModelReference | NominalHeight | NominalLength | Shape | SustainabilityPerformance | WarrantyDurationLabor | FIXED | WarrantyGuarantorParts | ExpectedLife | ReplacementCost | NominalWidth | 23-25 20 14 11 11 11 | Curtain Wall Frames | [5 empty] | Perpendicular to Face | F | 0.000000 | 209183 | 0.025000 | 0.025000 | 0.150000 | 0.000000
2574 | Curtain Wall:Storefront:300135 |  |  |  | 300464 |  | New Construction |  |  |  |  | 124765 | 119351 | Reference |  | 50 x 150mm | Size | 209254 | 199230,199231,199232,204272,209248,209249,209250,209251,209252,209253 | Manufacturer |  | 2cDwFtdqL6M96IeSv7p8iy | 1 | Rectangular Mullion:50 x 150mm:50 x 150mm:300464 |  | InstallationDate | 2574 | WarrantyGuarantorLabor |  | ModelLabel |  | WarrantyDescription |  |  | ProductionYear | [6 empty] | Finish |  |  | SerialNumber | WarrantyStartDate | BarCode | AssetIdentifier | Features | TagNumber |  | 1.346155 |  |  |  |  | WarrantyDurationParts | AccessibilityPerformance | CodePerformance | Color | Constituents | Grade | Metal - Aluminium | ModelReference | NominalHeight | NominalLength | Shape | SustainabilityPerformance | WarrantyDurationLabor | FIXED | WarrantyGuarantorParts | ExpectedLife | ReplacementCost | NominalWidth | 23-25 20 14 11 11 11 | Curtain Wall Frames | [5 empty] | Perpendicular to Face | F | 0.000000 | 209183 | 0.025000 | 0.025000 | 0.150000 | 0.000000
2575 | Curtain Wall:Storefront:300135 |  |  |  | 300465 |  | New Construction |  |  |  |  | 124766 | 119352 | Reference |  | 50 x 150mm | Size | 209254 | 199233,199234,199235,204273,209248,209249,209250,209251,209252,209253 | Manufacturer |  | 2cDwFtdqL6M96IeSv7p8iz | 1 | Rectangular Mullion:50 x 150mm:50 x 150mm:300465 |  | InstallationDate | 2575 | WarrantyGuarantorLabor |  | ModelLabel |  | WarrantyDescription |  |  | ProductionYear | [6 empty] | Finish |  |  | SerialNumber | WarrantyStartDate | BarCode | AssetIdentifier | Features | TagNumber |  | 1.346151 |  |  |  |  | WarrantyDurationParts | AccessibilityPerformance | CodePerformance | Color | Constituents | Grade | Metal - Aluminium | ModelReference | NominalHeight | NominalLength | Shape | SustainabilityPerformance | WarrantyDurationLabor | FIXED | WarrantyGuarantorParts | ExpectedLife | ReplacementCost | NominalWidth | 23-25 20 14 11 11 11 | Curtain Wall Frames | [5 empty] | Perpendicular to Face | F | 0.000000 | 209183 | 0.025000 | 0.025000 | 0.150000 | 0.000000
2576 | Curtain Wall:Storefront:300135 |  |  |  | 300466 |  | New Construction |  |  |  |  | 124767 | 119353 | Reference |  | 50 x 150mm | Size | 209254 | 199236,199237,199238,204274,209248,209249,209250,209251,209252,209253 | Manufacturer |  | 2cDwFtdqL6M96IeSv7p8i_ | 1 | Rectangular Mullion:50 x 150mm:50 x 150mm:300466 |  | InstallationDate | 2576 | WarrantyGuarantorLabor |  | ModelLabel |  | WarrantyDescription |  |  | ProductionYear | [6 empty] | Finish |  |  | SerialNumber | WarrantyStartDate | BarCode | AssetIdentifier | Features | TagNumber |  | 0.997578 |  |  |  |  | WarrantyDurationParts | AccessibilityPerformance | CodePerformance | Color | Constituents | Grade | Metal - Aluminium | ModelReference | NominalHeight | NominalLength | Shape | SustainabilityPerformance | WarrantyDurationLabor | FIXED | WarrantyGuarantorParts | ExpectedLife | ReplacementCost | NominalWidth | 23-25 20 14 11 11 11 | Curtain Wall Frames | [5 empty] | Perpendicular to Face | F | 0.000000 | 209183 | 0.025000 | 0.025000 | 0.150000 | 0.000000
2577 | Curtain Wall:Storefront:300135 |  |  |  | 300467 |  | New Construction |  |  |  |  | 124768 | 119354 | Reference |  | 50 x 150mm | Size | 209254 | 199239,199240,199241,204275,209248,209249,209250,209251,209252,209253 | Manufacturer |  | 2cDwFtdqL6M96IeSv7p8i$ | 1 | Rectangular Mullion:50 x 150mm:50 x 150mm:300467 |  | InstallationDate | 2577 | WarrantyGuarantorLabor |  | ModelLabel |  | WarrantyDescription |  |  | ProductionYear | [6 empty] | Finish |  |  | SerialNumber | WarrantyStartDate | BarCode | AssetIdentifier | Features | TagNumber |  | 1.456483 |  |  |  |  | WarrantyDurationParts | AccessibilityPerformance | CodePerformance | Color | Constituents | Grade | Metal - Aluminium | ModelReference | NominalHeight | NominalLength | Shape | SustainabilityPerformance | WarrantyDurationLabor | FIXED | WarrantyGuarantorParts | ExpectedLife | ReplacementCost | NominalWidth | 23-25 20 14 11 11 11 | Curtain Wall Frames | [5 empty] | Perpendicular to Face | F | 0.000000 | 209183 | 0.025000 | 0.025000 | 0.150000 | 0.000000
2578 | Curtain Wall:Storefront:300135 |  |  |  | 376480 |  | New Construction |  |  |  |  | 124771 | 119357 | Reference |  | 50 x 150mm | Size | 209254 | 199248,199249,199250,204278,209248,209249,209250,209251,209252,209253 | Manufacturer |  | 2j55VthSj3Lu0J6fyrpMmy | 1 | Rectangular Mullion:50 x 150mm:50 x 150mm:376480 |  | InstallationDate | 2578 | WarrantyGuarantorLabor |  | ModelLabel |  | WarrantyDescription |  |  | ProductionYear | [6 empty] | Finish |  |  | SerialNumber | WarrantyStartDate | BarCode | AssetIdentifier | Features | TagNumber |  | 0.997246 |  |  |  |  | WarrantyDurationParts | AccessibilityPerformance | CodePerformance | Color | Constituents | Grade | Metal - Aluminium | ModelReference | NominalHeight | NominalLength | Shape | SustainabilityPerformance | WarrantyDurationLabor | FIXED | WarrantyGuarantorParts | ExpectedLife | ReplacementCost | NominalWidth | 23-25 20 14 11 11 11 | Curtain Wall Frames | [5 empty] | Perpendicular to Face | F | 0.000000 | 209183 | 0.025000 | 0.025000 | 0.150000 | 0.000000
2579 | Curtain Wall:Storefront:300135 |  |  |  | 376481 |  | New Construction |  |  |  |  | 124772 | 119358 | Reference |  | 50 x 150mm | Size | 209254 | 199251,199252,199253,204279,209248,209249,209250,209251,209252,209253 | Manufacturer |  | 2j55VthSj3Lu0J6fyrpMmz | 1 | Rectangular Mullion:50 x 150mm:50 x 150mm:376481 |  | InstallationDate | 2579 | WarrantyGuarantorLabor |  | ModelLabel |  | WarrantyDescription |  |  | ProductionYear | [6 empty] | Finish |  |  | SerialNumber | WarrantyStartDate | BarCode | AssetIdentifier | Features | TagNumber |  | 0.382492 |  |  |  |  | WarrantyDurationParts | AccessibilityPerformance | CodePerformance | Color | Constituents | Grade | Metal - Aluminium | ModelReference | NominalHeight | NominalLength | Shape | SustainabilityPerformance | WarrantyDurationLabor | FIXED | WarrantyGuarantorParts | ExpectedLife | ReplacementCost | NominalWidth | 23-25 20 14 11 11 11 | Curtain Wall Frames | [5 empty] | Perpendicular to Face | F | 0.000000 | 209183 | 0.025000 | 0.025000 | 0.150000 | 0.000000
2580 | Curtain Wall:Storefront:300135 |  |  |  | 376482 |  | New Construction |  |  |  |  | 124773 | 119359 | Reference |  | 50 x 150mm | Size | 209254 | 199254,199255,199256,204280,209248,209249,209250,209251,209252,209253 | Manufacturer |  | 2j55VthSj3Lu0J6fyrpMm_ | 1 | Rectangular Mullion:50 x 150mm:50 x 150mm:376482 |  | InstallationDate | 2580 | WarrantyGuarantorLabor |  | ModelLabel |  | WarrantyDescription |  |  | ProductionYear | [6 empty] | Finish |  |  | SerialNumber | WarrantyStartDate | BarCode | AssetIdentifier | Features | TagNumber |  | 0.996818 |  |  |  |  | WarrantyDurationParts | AccessibilityPerformance | CodePerformance | Color | Constituents | Grade | Metal - Aluminium | ModelReference | NominalHeight | NominalLength | Shape | SustainabilityPerformance | WarrantyDurationLabor | FIXED | WarrantyGuarantorParts | ExpectedLife | ReplacementCost | NominalWidth | 23-25 20 14 11 11 11 | Curtain Wall Frames | [5 empty] | Perpendicular to Face | F | 0.000000 | 209183 | 0.025000 | 0.025000 | 0.150000 | 0.000000
2581 | Curtain Wall:Storefront:300135 |  |  |  | 376483 |  | New Construction |  |  |  |  | 124774 | 119360 | Reference |  | 50 x 150mm | Size | 209254 | 199257,199258,199259,204281,209248,209249,209250,209251,209252,209253 | Manufacturer |  | 2j55VthSj3Lu0J6fyrpMm$ | 1 | Rectangular Mullion:50 x 150mm:50 x 150mm:376483 |  | InstallationDate | 2581 | WarrantyGuarantorLabor |  | ModelLabel |  | WarrantyDescription |  |  | ProductionYear | [6 empty] | Finish |  |  | SerialNumber | WarrantyStartDate | BarCode | AssetIdentifier | Features | TagNumber |  | 0.675024 |  |  |  |  | WarrantyDurationParts | AccessibilityPerformance | CodePerformance | Color | Constituents | Grade | Metal - Aluminium | ModelReference | NominalHeight | NominalLength | Shape | SustainabilityPerformance | WarrantyDurationLabor | FIXED | WarrantyGuarantorParts | ExpectedLife | ReplacementCost | NominalWidth | 23-25 20 14 11 11 11 | Curtain Wall Frames | [5 empty] | Perpendicular to Face | F | 0.000000 | 209183 | 0.025000 | 0.025000 | 0.150000 | 0.000000
2582 | Curtain Wall:Storefront:300135 |  |  |  | 376488 |  | New Construction |  |  |  |  | 124775 | 119361 | Reference |  | 50 x 150mm | Size | 209254 | 199260,199261,199262,204282,209248,209249,209250,209251,209252,209253 | Manufacturer |  | 2j55VthSj3Lu0J6fyrpMmq | 1 | Rectangular Mullion:50 x 150mm:50 x 150mm:376488 |  | InstallationDate | 2582 | WarrantyGuarantorLabor |  | ModelLabel |  | WarrantyDescription |  |  | ProductionYear | [6 empty] | Finish |  |  | SerialNumber | WarrantyStartDate | BarCode | AssetIdentifier | Features | TagNumber |  | 1.465440 |  |  |  |  | WarrantyDurationParts | AccessibilityPerformance | CodePerformance | Color | Constituents | Grade | Metal - Aluminium | ModelReference | NominalHeight | NominalLength | Shape | SustainabilityPerformance | WarrantyDurationLabor | FIXED | WarrantyGuarantorParts | ExpectedLife | ReplacementCost | NominalWidth | 23-25 20 14 11 11 11 | Curtain Wall Frames | [5 empty] | Perpendicular to Face | F | 0.000000 | 209183 | 0.025000 | 0.025000 | 0.150000 | 0.000000
2583 | Curtain Wall:Storefront:300135 |  |  |  | 376489 |  | New Construction |  |  |  |  | 124776 | 119362 | Reference |  | 50 x 150mm | Size | 209254 | 199263,199264,199265,204283,209248,209249,209250,209251,209252,209253 | Manufacturer |  | 2j55VthSj3Lu0J6fyrpMmr | 1 | Rectangular Mullion:50 x 150mm:50 x 150mm:376489 |  | InstallationDate | 2583 | WarrantyGuarantorLabor |  | ModelLabel |  | WarrantyDescription |  |  | ProductionYear | [6 empty] | Finish |  |  | SerialNumber | WarrantyStartDate | BarCode | AssetIdentifier | Features | TagNumber |  | 1.465530 |  |  |  |  | WarrantyDurationParts | AccessibilityPerformance | CodePerformance | Color | Constituents | Grade | Metal - Aluminium | ModelReference | NominalHeight | NominalLength | Shape | SustainabilityPerformance | WarrantyDurationLabor | FIXED | WarrantyGuarantorParts | ExpectedLife | ReplacementCost | NominalWidth | 23-25 20 14 11 11 11 | Curtain Wall Frames | [5 empty] | Perpendicular to Face | F | 0.000000 | 209183 | 0.025000 | 0.025000 | 0.150000 | 0.000000
2629 | Curtain Wall:Storefront:303219 |  |  |  | 303259 |  | New Construction |  |  |  |  | 124850 | 119434 | Reference |  | 50 x 150mm | Size | 209254 | 199495,199496,199497,205908,209248,209249,209250,209251,209252,209253 | Manufacturer |  | 2cDwFtdqL6M96IeSv7pBuN | 1 | Rectangular Mullion:50 x 150mm:50 x 150mm:303259 |  | InstallationDate | 2629 | WarrantyGuarantorLabor |  | ModelLabel |  | WarrantyDescription |  |  | ProductionYear | [6 empty] | Finish |  |  | SerialNumber | WarrantyStartDate | BarCode | AssetIdentifier | Features | TagNumber |  | 1.220000 |  |  |  |  | WarrantyDurationParts | AccessibilityPerformance | CodePerformance | Color | Constituents | Grade | Metal - Aluminium | ModelReference | NominalHeight | NominalLength | Shape | SustainabilityPerformance | WarrantyDurationLabor | FIXED | WarrantyGuarantorParts | ExpectedLife | ReplacementCost | NominalWidth | 23-25 20 14 11 11 11 | Curtain Wall Frames | [5 empty] | Perpendicular to Face | F | 0.000000 | 209177 | 0.025000 | 0.025000 | 0.150000 | 0.000000
2630 | Curtain Wall:Storefront:303219 |  |  |  | 303260 |  | New Construction |  |  |  |  | 124851 | 119435 | Reference |  | 50 x 150mm | Size | 209254 | 199498,199499,199500,205909,209248,209249,209250,209251,209252,209253 | Manufacturer |  | 2cDwFtdqL6M96IeSv7pBuG | 1 | Rectangular Mullion:50 x 150mm:50 x 150mm:303260 |  | InstallationDate | 2630 | WarrantyGuarantorLabor |  | ModelLabel |  | WarrantyDescription |  |  | ProductionYear | [6 empty] | Finish |  |  | SerialNumber | WarrantyStartDate | BarCode | AssetIdentifier | Features | TagNumber |  | 1.245000 |  |  |  |  | WarrantyDurationParts | AccessibilityPerformance | CodePerformance | Color | Constituents | Grade | Metal - Aluminium | ModelReference | NominalHeight | NominalLength | Shape | SustainabilityPerformance | WarrantyDurationLabor | FIXED | WarrantyGuarantorParts | ExpectedLife | ReplacementCost | NominalWidth | 23-25 20 14 11 11 11 | Curtain Wall Frames | [5 empty] | Perpendicular to Face | F | 0.000000 | 209177 | 0.025000 | 0.025000 | 0.150000 | 0.000000
2631 | Curtain Wall:Storefront:303219 |  |  |  | 303261 |  | New Construction |  |  |  |  | 124852 | 119436 | Reference |  | 50 x 150mm | Size | 209254 | 199501,199502,199503,205909,209248,209249,209250,209251,209252,209253 | Manufacturer |  | 2cDwFtdqL6M96IeSv7pBuH | 1 | Rectangular Mullion:50 x 150mm:50 x 150mm:303261 |  | InstallationDate | 2631 | WarrantyGuarantorLabor |  | ModelLabel |  | WarrantyDescription |  |  | ProductionYear | [6 empty] | Finish |  |  | SerialNumber | WarrantyStartDate | BarCode | AssetIdentifier | Features | TagNumber |  | 1.245000 |  |  |  |  | WarrantyDurationParts | AccessibilityPerformance | CodePerformance | Color | Constituents | Grade | Metal - Aluminium | ModelReference | NominalHeight | NominalLength | Shape | SustainabilityPerformance | WarrantyDurationLabor | FIXED | WarrantyGuarantorParts | ExpectedLife | ReplacementCost | NominalWidth | 23-25 20 14 11 11 11 | Curtain Wall Frames | [5 empty] | Perpendicular to Face | F | 0.000000 | 209177 | 0.025000 | 0.025000 | 0.150000 | 0.000000
2632 | Curtain Wall:Storefront:303219 |  |  |  | 303269 |  | New Construction |  |  |  |  | 124853 | 119437 | Reference |  | 50 x 150mm | Size | 209254 | 199504,199505,199506,205910,209248,209249,209250,209251,209252,209253 | Manufacturer |  | 2cDwFtdqL6M96IeSv7pBuf | 1 | Rectangular Mullion:50 x 150mm:50 x 150mm:303269 |  | InstallationDate | 2632 | WarrantyGuarantorLabor |  | ModelLabel |  | WarrantyDescription |  |  | ProductionYear | [6 empty] | Finish |  |  | SerialNumber | WarrantyStartDate | BarCode | AssetIdentifier | Features | TagNumber |  | 1.220000 |  |  |  |  | WarrantyDurationParts | AccessibilityPerformance | CodePerformance | Color | Constituents | Grade | Metal - Aluminium | ModelReference | NominalHeight | NominalLength | Shape | SustainabilityPerformance | WarrantyDurationLabor | FIXED | WarrantyGuarantorParts | ExpectedLife | ReplacementCost | NominalWidth | 23-25 20 14 11 11 11 | Curtain Wall Frames | [5 empty] | Perpendicular to Face | F | 0.000000 | 209177 | 0.025000 | 0.025000 | 0.150000 | 0.000000
2633 | Curtain Wall:Storefront:303219 |  |  |  | 303270 |  | New Construction |  |  |  |  | 124854 | 119438 | Reference |  | 50 x 150mm | Size | 209254 | 199507,199508,199509,205911,209248,209249,209250,209251,209252,209253 | Manufacturer |  | 2cDwFtdqL6M96IeSv7pBug | 1 | Rectangular Mullion:50 x 150mm:50 x 150mm:303270 |  | InstallationDate | 2633 | WarrantyGuarantorLabor |  | ModelLabel |  | WarrantyDescription |  |  | ProductionYear | [6 empty] | Finish |  |  | SerialNumber | WarrantyStartDate | BarCode | AssetIdentifier | Features | TagNumber |  | 1.245000 |  |  |  |  | WarrantyDurationParts | AccessibilityPerformance | CodePerformance | Color | Constituents | Grade | Metal - Aluminium | ModelReference | NominalHeight | NominalLength | Shape | SustainabilityPerformance | WarrantyDurationLabor | FIXED | WarrantyGuarantorParts | ExpectedLife | ReplacementCost | NominalWidth | 23-25 20 14 11 11 11 | Curtain Wall Frames | [5 empty] | Perpendicular to Face | F | 0.000000 | 209177 | 0.025000 | 0.025000 | 0.150000 | 0.000000
2634 | Curtain Wall:Storefront:303219 |  |  |  | 303271 |  | New Construction |  |  |  |  | 124855 | 119439 | Reference |  | 50 x 150mm | Size | 209254 | 199510,199511,199512,205911,209248,209249,209250,209251,209252,209253 | Manufacturer |  | 2cDwFtdqL6M96IeSv7pBuh | 1 | Rectangular Mullion:50 x 150mm:50 x 150mm:303271 |  | InstallationDate | 2634 | WarrantyGuarantorLabor |  | ModelLabel |  | WarrantyDescription |  |  | ProductionYear | [6 empty] | Finish |  |  | SerialNumber | WarrantyStartDate | BarCode | AssetIdentifier | Features | TagNumber |  | 1.245000 |  |  |  |  | WarrantyDurationParts | AccessibilityPerformance | CodePerformance | Color | Constituents | Grade | Metal - Aluminium | ModelReference | NominalHeight | NominalLength | Shape | SustainabilityPerformance | WarrantyDurationLabor | FIXED | WarrantyGuarantorParts | ExpectedLife | ReplacementCost | NominalWidth | 23-25 20 14 11 11 11 | Curtain Wall Frames | [5 empty] | Perpendicular to Face | F | 0.000000 | 209177 | 0.025000 | 0.025000 | 0.150000 | 0.000000
2635 | Curtain Wall:Storefront:303219 |  |  |  | 303272 |  | New Construction |  |  |  |  | 124856 | 119440 | Reference |  | 50 x 150mm | Size | 209254 | 199513,199514,199515,205910,209248,209249,209250,209251,209252,209253 | Manufacturer |  | 2cDwFtdqL6M96IeSv7pBua | 1 | Rectangular Mullion:50 x 150mm:50 x 150mm:303272 |  | InstallationDate | 2635 | WarrantyGuarantorLabor |  | ModelLabel |  | WarrantyDescription |  |  | ProductionYear | [6 empty] | Finish |  |  | SerialNumber | WarrantyStartDate | BarCode | AssetIdentifier | Features | TagNumber |  | 1.220000 |  |  |  |  | WarrantyDurationParts | AccessibilityPerformance | CodePerformance | Color | Constituents | Grade | Metal - Aluminium | ModelReference | NominalHeight | NominalLength | Shape | SustainabilityPerformance | WarrantyDurationLabor | FIXED | WarrantyGuarantorParts | ExpectedLife | ReplacementCost | NominalWidth | 23-25 20 14 11 11 11 | Curtain Wall Frames | [5 empty] | Perpendicular to Face | F | 0.000000 | 209177 | 0.025000 | 0.025000 | 0.150000 | 0.000000
2636 | Curtain Wall:Storefront:303219 |  |  |  | 303283 |  | New Construction |  |  |  |  | 124857 | 119441 | Reference |  | 50 x 150mm | Size | 209254 | 199516,199517,199518,208994,209248,209249,209250,209251,209252,209253 | Manufacturer |  | 2cDwFtdqL6M96IeSv7pBu$ | 1 | Rectangular Mullion:50 x 150mm:50 x 150mm:303283 |  | InstallationDate | 2636 | WarrantyGuarantorLabor |  | ModelLabel |  | WarrantyDescription |  |  | ProductionYear | [6 empty] | Finish |  |  | SerialNumber | WarrantyStartDate | BarCode | AssetIdentifier | Features | TagNumber |  | 0.986894 |  |  |  |  | WarrantyDurationParts | AccessibilityPerformance | CodePerformance | Color | Constituents | Grade | Metal - Aluminium | ModelReference | NominalHeight | NominalLength | Shape | SustainabilityPerformance | WarrantyDurationLabor | FIXED | WarrantyGuarantorParts | ExpectedLife | ReplacementCost | NominalWidth | 23-25 20 14 11 11 11 | Curtain Wall Frames | [5 empty] | Perpendicular to Face | F | 0.000000 | 209177 | 0.025000 | 0.025000 | 0.150000 | 0.000000
2637 | Curtain Wall:Storefront:303219 |  |  |  | 303284 |  | New Construction |  |  |  |  | 124858 | 119442 | Reference |  | 50 x 150mm | Size | 209254 | 199519,199520,199521,205912,209248,209249,209250,209251,209252,209253 | Manufacturer |  | 2cDwFtdqL6M96IeSv7pBuu | 1 | Rectangular Mullion:50 x 150mm:50 x 150mm:303284 |  | InstallationDate | 2637 | WarrantyGuarantorLabor |  | ModelLabel |  | WarrantyDescription |  |  | ProductionYear | [6 empty] | Finish |  |  | SerialNumber | WarrantyStartDate | BarCode | AssetIdentifier | Features | TagNumber |  | 1.220000 |  |  |  |  | WarrantyDurationParts | AccessibilityPerformance | CodePerformance | Color | Constituents | Grade | Metal - Aluminium | ModelReference | NominalHeight | NominalLength | Shape | SustainabilityPerformance | WarrantyDurationLabor | FIXED | WarrantyGuarantorParts | ExpectedLife | ReplacementCost | NominalWidth | 23-25 20 14 11 11 11 | Curtain Wall Frames | [5 empty] | Perpendicular to Face | F | 0.000000 | 209177 | 0.025000 | 0.025000 | 0.150000 | 0.000000
2638 | Curtain Wall:Storefront:303219 |  |  |  | 303285 |  | New Construction |  |  |  |  | 124859 | 119443 | Reference |  | 50 x 150mm | Size | 209254 | 199522,199523,199524,205913,209248,209249,209250,209251,209252,209253 | Manufacturer |  | 2cDwFtdqL6M96IeSv7pBuv | 1 | Rectangular Mullion:50 x 150mm:50 x 150mm:303285 |  | InstallationDate | 2638 | WarrantyGuarantorLabor |  | ModelLabel |  | WarrantyDescription |  |  | ProductionYear | [6 empty] | Finish |  |  | SerialNumber | WarrantyStartDate | BarCode | AssetIdentifier | Features | TagNumber |  | 1.245000 |  |  |  |  | WarrantyDurationParts | AccessibilityPerformance | CodePerformance | Color | Constituents | Grade | Metal - Aluminium | ModelReference | NominalHeight | NominalLength | Shape | SustainabilityPerformance | WarrantyDurationLabor | FIXED | WarrantyGuarantorParts | ExpectedLife | ReplacementCost | NominalWidth | 23-25 20 14 11 11 11 | Curtain Wall Frames | [5 empty] | Perpendicular to Face | F | 0.000000 | 209177 | 0.025000 | 0.025000 | 0.150000 | 0.000000
2639 | Curtain Wall:Storefront:303219 |  |  |  | 303286 |  | New Construction |  |  |  |  | 124860 | 119444 | Reference |  | 50 x 150mm | Size | 209254 | 199525,199526,199527,205913,209248,209249,209250,209251,209252,209253 | Manufacturer |  | 2cDwFtdqL6M96IeSv7pBuw | 1 | Rectangular Mullion:50 x 150mm:50 x 150mm:303286 |  | InstallationDate | 2639 | WarrantyGuarantorLabor |  | ModelLabel |  | WarrantyDescription |  |  | ProductionYear | [6 empty] | Finish |  |  | SerialNumber | WarrantyStartDate | BarCode | AssetIdentifier | Features | TagNumber |  | 1.245000 |  |  |  |  | WarrantyDurationParts | AccessibilityPerformance | CodePerformance | Color | Constituents | Grade | Metal - Aluminium | ModelReference | NominalHeight | NominalLength | Shape | SustainabilityPerformance | WarrantyDurationLabor | FIXED | WarrantyGuarantorParts | ExpectedLife | ReplacementCost | NominalWidth | 23-25 20 14 11 11 11 | Curtain Wall Frames | [5 empty] | Perpendicular to Face | F | 0.000000 | 209177 | 0.025000 | 0.025000 | 0.150000 | 0.000000
2640 | Curtain Wall:Storefront:303219 |  |  |  | 303287 |  | New Construction |  |  |  |  | 124861 | 119445 | Reference |  | 50 x 150mm | Size | 209254 | 199528,199529,199530,205912,209248,209249,209250,209251,209252,209253 | Manufacturer |  | 2cDwFtdqL6M96IeSv7pBux | 1 | Rectangular Mullion:50 x 150mm:50 x 150mm:303287 |  | InstallationDate | 2640 | WarrantyGuarantorLabor |  | ModelLabel |  | WarrantyDescription |  |  | ProductionYear | [6 empty] | Finish |  |  | SerialNumber | WarrantyStartDate | BarCode | AssetIdentifier | Features | TagNumber |  | 1.220000 |  |  |  |  | WarrantyDurationParts | AccessibilityPerformance | CodePerformance | Color | Constituents | Grade | Metal - Aluminium | ModelReference | NominalHeight | NominalLength | Shape | SustainabilityPerformance | WarrantyDurationLabor | FIXED | WarrantyGuarantorParts | ExpectedLife | ReplacementCost | NominalWidth | 23-25 20 14 11 11 11 | Curtain Wall Frames | [5 empty] | Perpendicular to Face | F | 0.000000 | 209177 | 0.025000 | 0.025000 | 0.150000 | 0.000000
2641 | Curtain Wall:Storefront:303219 |  |  |  | 303295 |  | New Construction |  |  |  |  | 124862 | 119446 | Reference |  | 50 x 150mm | Size | 209254 | 199531,199532,199533,209120,209248,209249,209250,209251,209252,209253 | Manufacturer |  | 2cDwFtdqL6M96IeSv7pBup | 1 | Rectangular Mullion:50 x 150mm:50 x 150mm:303295 |  | InstallationDate | 2641 | WarrantyGuarantorLabor |  | ModelLabel |  | WarrantyDescription |  |  | ProductionYear | [6 empty] | Finish |  |  | SerialNumber | WarrantyStartDate | BarCode | AssetIdentifier | Features | TagNumber |  | 0.986894 |  |  |  |  | WarrantyDurationParts | AccessibilityPerformance | CodePerformance | Color | Constituents | Grade | Metal - Aluminium | ModelReference | NominalHeight | NominalLength | Shape | SustainabilityPerformance | WarrantyDurationLabor | FIXED | WarrantyGuarantorParts | ExpectedLife | ReplacementCost | NominalWidth | 23-25 20 14 11 11 11 | Curtain Wall Frames | [5 empty] | Perpendicular to Face | F | 0.000000 | 209177 | 0.025000 | 0.025000 | 0.150000 | 0.000000
2642 | Curtain Wall:Storefront:303219 |  |  |  | 303296 |  | New Construction |  |  |  |  | 124863 | 119447 | Reference |  | 50 x 150mm | Size | 209254 | 199534,199535,199536,209120,209248,209249,209250,209251,209252,209253 | Manufacturer |  | 2cDwFtdqL6M96IeSv7pBvC | 1 | Rectangular Mullion:50 x 150mm:50 x 150mm:303296 |  | InstallationDate | 2642 | WarrantyGuarantorLabor |  | ModelLabel |  | WarrantyDescription |  |  | ProductionYear | [6 empty] | Finish |  |  | SerialNumber | WarrantyStartDate | BarCode | AssetIdentifier | Features | TagNumber |  | 0.986894 |  |  |  |  | WarrantyDurationParts | AccessibilityPerformance | CodePerformance | Color | Constituents | Grade | Metal - Aluminium | ModelReference | NominalHeight | NominalLength | Shape | SustainabilityPerformance | WarrantyDurationLabor | FIXED | WarrantyGuarantorParts | ExpectedLife | ReplacementCost | NominalWidth | 23-25 20 14 11 11 11 | Curtain Wall Frames | [5 empty] | Perpendicular to Face | F | 0.000000 | 209177 | 0.025000 | 0.025000 | 0.150000 | 0.000000
2643 | Curtain Wall:Storefront:303219 |  |  |  | 303297 |  | New Construction |  |  |  |  | 124864 | 119448 | Reference |  | 50 x 150mm | Size | 209254 | 199537,199538,199539,209120,209248,209249,209250,209251,209252,209253 | Manufacturer |  | 2cDwFtdqL6M96IeSv7pBvD | 1 | Rectangular Mullion:50 x 150mm:50 x 150mm:303297 |  | InstallationDate | 2643 | WarrantyGuarantorLabor |  | ModelLabel |  | WarrantyDescription |  |  | ProductionYear | [6 empty] | Finish |  |  | SerialNumber | WarrantyStartDate | BarCode | AssetIdentifier | Features | TagNumber |  | 0.986894 |  |  |  |  | WarrantyDurationParts | AccessibilityPerformance | CodePerformance | Color | Constituents | Grade | Metal - Aluminium | ModelReference | NominalHeight | NominalLength | Shape | SustainabilityPerformance | WarrantyDurationLabor | FIXED | WarrantyGuarantorParts | ExpectedLife | ReplacementCost | NominalWidth | 23-25 20 14 11 11 11 | Curtain Wall Frames | [5 empty] | Perpendicular to Face | F | 0.000000 | 209177 | 0.025000 | 0.025000 | 0.150000 | 0.000000
2644 | Curtain Wall:Storefront:303219 |  |  |  | 374707 |  | New Construction |  |  |  |  | 124865 | 119449 | Reference |  | 50 x 150mm | Size | 209254 | 199540,199541,199542,208912,209248,209249,209250,209251,209252,209253 | Manufacturer |  | 2j55VthSj3Lu0J6fyrpMKl | 1 | Rectangular Mullion:50 x 150mm:50 x 150mm:374707 |  | InstallationDate | 2644 | WarrantyGuarantorLabor |  | ModelLabel |  | WarrantyDescription |  |  | ProductionYear | [6 empty] | Finish |  |  | SerialNumber | WarrantyStartDate | BarCode | AssetIdentifier | Features | TagNumber |  | 0.813106 |  |  |  |  | WarrantyDurationParts | AccessibilityPerformance | CodePerformance | Color | Constituents | Grade | Metal - Aluminium | ModelReference | NominalHeight | NominalLength | Shape | SustainabilityPerformance | WarrantyDurationLabor | FIXED | WarrantyGuarantorParts | ExpectedLife | ReplacementCost | NominalWidth | 23-25 20 14 11 11 11 | Curtain Wall Frames | [5 empty] | Perpendicular to Face | F | 0.000000 | 209177 | 0.025000 | 0.025000 | 0.150000 | 0.000000
2645 | Curtain Wall:Storefront:303219 |  |  |  | 374708 |  | New Construction |  |  |  |  | 124866 | 119450 | Reference |  | 50 x 150mm | Size | 209254 | 199543,199544,199545,209088,209248,209249,209250,209251,209252,209253 | Manufacturer |  | 2j55VthSj3Lu0J6fyrpMKe | 1 | Rectangular Mullion:50 x 150mm:50 x 150mm:374708 |  | InstallationDate | 2645 | WarrantyGuarantorLabor |  | ModelLabel |  | WarrantyDescription |  |  | ProductionYear | [6 empty] | Finish |  |  | SerialNumber | WarrantyStartDate | BarCode | AssetIdentifier | Features | TagNumber |  | 0.813106 |  |  |  |  | WarrantyDurationParts | AccessibilityPerformance | CodePerformance | Color | Constituents | Grade | Metal - Aluminium | ModelReference | NominalHeight | NominalLength | Shape | SustainabilityPerformance | WarrantyDurationLabor | FIXED | WarrantyGuarantorParts | ExpectedLife | ReplacementCost | NominalWidth | 23-25 20 14 11 11 11 | Curtain Wall Frames | [5 empty] | Perpendicular to Face | F | 0.000000 | 209177 | 0.025000 | 0.025000 | 0.150000 | 0.000000
2646 | Curtain Wall:Storefront:303219 |  |  |  | 374709 |  | New Construction |  |  |  |  | 124867 | 119451 | Reference |  | 50 x 150mm | Size | 209254 | 199546,199547,199548,209088,209248,209249,209250,209251,209252,209253 | Manufacturer |  | 2j55VthSj3Lu0J6fyrpMKf | 1 | Rectangular Mullion:50 x 150mm:50 x 150mm:374709 |  | InstallationDate | 2646 | WarrantyGuarantorLabor |  | ModelLabel |  | WarrantyDescription |  |  | ProductionYear | [6 empty] | Finish |  |  | SerialNumber | WarrantyStartDate | BarCode | AssetIdentifier | Features | TagNumber |  | 0.813106 |  |  |  |  | WarrantyDurationParts | AccessibilityPerformance | CodePerformance | Color | Constituents | Grade | Metal - Aluminium | ModelReference | NominalHeight | NominalLength | Shape | SustainabilityPerformance | WarrantyDurationLabor | FIXED | WarrantyGuarantorParts | ExpectedLife | ReplacementCost | NominalWidth | 23-25 20 14 11 11 11 | Curtain Wall Frames | [5 empty] | Perpendicular to Face | F | 0.000000 | 209177 | 0.025000 | 0.025000 | 0.150000 | 0.000000
2647 | Curtain Wall:Storefront:303219 |  |  |  | 374710 |  | New Construction |  |  |  |  | 124868 | 119452 | Reference |  | 50 x 150mm | Size | 209254 | 199549,199550,199551,209088,209248,209249,209250,209251,209252,209253 | Manufacturer |  | 2j55VthSj3Lu0J6fyrpMKg | 1 | Rectangular Mullion:50 x 150mm:50 x 150mm:374710 |  | InstallationDate | 2647 | WarrantyGuarantorLabor |  | ModelLabel |  | WarrantyDescription |  |  | ProductionYear | [6 empty] | Finish |  |  | SerialNumber | WarrantyStartDate | BarCode | AssetIdentifier | Features | TagNumber |  | 0.813106 |  |  |  |  | WarrantyDurationParts | AccessibilityPerformance | CodePerformance | Color | Constituents | Grade | Metal - Aluminium | ModelReference | NominalHeight | NominalLength | Shape | SustainabilityPerformance | WarrantyDurationLabor | FIXED | WarrantyGuarantorParts | ExpectedLife | ReplacementCost | NominalWidth | 23-25 20 14 11 11 11 | Curtain Wall Frames | [5 empty] | Perpendicular to Face | F | 0.000000 | 209177 | 0.025000 | 0.025000 | 0.150000 | 0.000000
2648 | Curtain Wall:Storefront:303219 |  |  |  | 375164 |  | New Construction |  |  |  |  | 124869 | 119453 | Reference |  | 50 x 150mm | Size | 209254 | 199552,199553,199554,205908,209248,209249,209250,209251,209252,209253 | Manufacturer |  | 2j55VthSj3Lu0J6fyrpMlW | 1 | Rectangular Mullion:50 x 150mm:50 x 150mm:375164 |  | InstallationDate | 2648 | WarrantyGuarantorLabor |  | ModelLabel |  | WarrantyDescription |  |  | ProductionYear | [6 empty] | Finish |  |  | SerialNumber | WarrantyStartDate | BarCode | AssetIdentifier | Features | TagNumber |  | 1.220000 |  |  |  |  | WarrantyDurationParts | AccessibilityPerformance | CodePerformance | Color | Constituents | Grade | Metal - Aluminium | ModelReference | NominalHeight | NominalLength | Shape | SustainabilityPerformance | WarrantyDurationLabor | FIXED | WarrantyGuarantorParts | ExpectedLife | ReplacementCost | NominalWidth | 23-25 20 14 11 11 11 | Curtain Wall Frames | [5 empty] | Perpendicular to Face | F | 0.000000 | 209177 | 0.025000 | 0.025000 | 0.150000 | 0.000000
2649 | Curtain Wall:Storefront:303219 |  |  |  | 375223 |  | New Construction |  |  |  |  | 124870 | 119454 | Reference |  | 50 x 150mm | Size | 209254 | 199555,199556,199557,208993,209248,209249,209250,209251,209252,209253 | Manufacturer |  | 2j55VthSj3Lu0J6fyrpMih | 1 | Rectangular Mullion:50 x 150mm:50 x 150mm:375223 |  | InstallationDate | 2649 | WarrantyGuarantorLabor |  | ModelLabel |  | WarrantyDescription |  |  | ProductionYear | [6 empty] | Finish |  |  | SerialNumber | WarrantyStartDate | BarCode | AssetIdentifier | Features | TagNumber |  | 0.986894 |  |  |  |  | WarrantyDurationParts | AccessibilityPerformance | CodePerformance | Color | Constituents | Grade | Metal - Aluminium | ModelReference | NominalHeight | NominalLength | Shape | SustainabilityPerformance | WarrantyDurationLabor | FIXED | WarrantyGuarantorParts | ExpectedLife | ReplacementCost | NominalWidth | 23-25 20 14 11 11 11 | Curtain Wall Frames | [5 empty] | Perpendicular to Face | F | 0.000000 | 209177 | 0.025000 | 0.025000 | 0.150000 | 0.000000
2650 | Curtain Wall:Storefront:303219 |  |  |  | 375224 |  | New Construction |  |  |  |  | 124871 | 119455 | Reference |  | 50 x 150mm | Size | 209254 | 199558,199559,199560,208913,209248,209249,209250,209251,209252,209253 | Manufacturer |  | 2j55VthSj3Lu0J6fyrpMia | 1 | Rectangular Mullion:50 x 150mm:50 x 150mm:375224 |  | InstallationDate | 2650 | WarrantyGuarantorLabor |  | ModelLabel |  | WarrantyDescription |  |  | ProductionYear | [6 empty] | Finish |  |  | SerialNumber | WarrantyStartDate | BarCode | AssetIdentifier | Features | TagNumber |  | 0.813106 |  |  |  |  | WarrantyDurationParts | AccessibilityPerformance | CodePerformance | Color | Constituents | Grade | Metal - Aluminium | ModelReference | NominalHeight | NominalLength | Shape | SustainabilityPerformance | WarrantyDurationLabor | FIXED | WarrantyGuarantorParts | ExpectedLife | ReplacementCost | NominalWidth | 23-25 20 14 11 11 11 | Curtain Wall Frames | [5 empty] | Perpendicular to Face | F | 0.000000 | 209177 | 0.025000 | 0.025000 | 0.150000 | 0.000000
2754 | Curtain Wall:Storefront:381859 |  |  |  | 381891 |  | New Construction |  |  |  |  | 125447 | 119705 | Reference |  | 50 x 150mm | Size | 209254 | 202222,202223,202224,205946,209248,209249,209250,209251,209252,209253 | Manufacturer |  | 2j55VthSj3Lu0J6fyrpG5V | 1 | Rectangular Mullion:50 x 150mm:50 x 150mm:381891 |  | InstallationDate | 2754 | WarrantyGuarantorLabor |  | ModelLabel |  | WarrantyDescription |  |  | ProductionYear | [6 empty] | Finish |  |  | SerialNumber | WarrantyStartDate | BarCode | AssetIdentifier | Features | TagNumber |  | 1.220000 |  |  |  |  | WarrantyDurationParts | AccessibilityPerformance | CodePerformance | Color | Constituents | Grade | Metal - Aluminium | ModelReference | NominalHeight | NominalLength | Shape | SustainabilityPerformance | WarrantyDurationLabor | FIXED | WarrantyGuarantorParts | ExpectedLife | ReplacementCost | NominalWidth | 23-25 20 14 11 11 11 | Curtain Wall Frames | [5 empty] | Perpendicular to Face | F | 0.000000 | 209178 | 0.025000 | 0.025000 | 0.150000 | 0.000000
2755 | Curtain Wall:Storefront:381859 |  |  |  | 381892 |  | New Construction |  |  |  |  | 125448 | 119706 | Reference |  | 50 x 150mm | Size | 209254 | 202225,202226,202227,205947,209248,209249,209250,209251,209252,209253 | Manufacturer |  | 2j55VthSj3Lu0J6fyrpG5O | 1 | Rectangular Mullion:50 x 150mm:50 x 150mm:381892 |  | InstallationDate | 2755 | WarrantyGuarantorLabor |  | ModelLabel |  | WarrantyDescription |  |  | ProductionYear | [6 empty] | Finish |  |  | SerialNumber | WarrantyStartDate | BarCode | AssetIdentifier | Features | TagNumber |  | 1.245000 |  |  |  |  | WarrantyDurationParts | AccessibilityPerformance | CodePerformance | Color | Constituents | Grade | Metal - Aluminium | ModelReference | NominalHeight | NominalLength | Shape | SustainabilityPerformance | WarrantyDurationLabor | FIXED | WarrantyGuarantorParts | ExpectedLife | ReplacementCost | NominalWidth | 23-25 20 14 11 11 11 | Curtain Wall Frames | [5 empty] | Perpendicular to Face | F | 0.000000 | 209178 | 0.025000 | 0.025000 | 0.150000 | 0.000000
2756 | Curtain Wall:Storefront:381859 |  |  |  | 381893 |  | New Construction |  |  |  |  | 125449 | 119707 | Reference |  | 50 x 150mm | Size | 209254 | 202228,202229,202230,205947,209248,209249,209250,209251,209252,209253 | Manufacturer |  | 2j55VthSj3Lu0J6fyrpG5P | 1 | Rectangular Mullion:50 x 150mm:50 x 150mm:381893 |  | InstallationDate | 2756 | WarrantyGuarantorLabor |  | ModelLabel |  | WarrantyDescription |  |  | ProductionYear | [6 empty] | Finish |  |  | SerialNumber | WarrantyStartDate | BarCode | AssetIdentifier | Features | TagNumber |  | 1.245000 |  |  |  |  | WarrantyDurationParts | AccessibilityPerformance | CodePerformance | Color | Constituents | Grade | Metal - Aluminium | ModelReference | NominalHeight | NominalLength | Shape | SustainabilityPerformance | WarrantyDurationLabor | FIXED | WarrantyGuarantorParts | ExpectedLife | ReplacementCost | NominalWidth | 23-25 20 14 11 11 11 | Curtain Wall Frames | [5 empty] | Perpendicular to Face | F | 0.000000 | 209178 | 0.025000 | 0.025000 | 0.150000 | 0.000000
2757 | Curtain Wall:Storefront:381859 |  |  |  | 381900 |  | New Construction |  |  |  |  | 125450 | 119708 | Reference |  | 50 x 150mm | Size | 209254 | 202231,202232,202233,205948,209248,209249,209250,209251,209252,209253 | Manufacturer |  | 2j55VthSj3Lu0J6fyrpG5G | 1 | Rectangular Mullion:50 x 150mm:50 x 150mm:381900 |  | InstallationDate | 2757 | WarrantyGuarantorLabor |  | ModelLabel |  | WarrantyDescription |  |  | ProductionYear | [6 empty] | Finish |  |  | SerialNumber | WarrantyStartDate | BarCode | AssetIdentifier | Features | TagNumber |  | 1.220000 |  |  |  |  | WarrantyDurationParts | AccessibilityPerformance | CodePerformance | Color | Constituents | Grade | Metal - Aluminium | ModelReference | NominalHeight | NominalLength | Shape | SustainabilityPerformance | WarrantyDurationLabor | FIXED | WarrantyGuarantorParts | ExpectedLife | ReplacementCost | NominalWidth | 23-25 20 14 11 11 11 | Curtain Wall Frames | [5 empty] | Perpendicular to Face | F | 0.000000 | 209178 | 0.025000 | 0.025000 | 0.150000 | 0.000000
2758 | Curtain Wall:Storefront:381859 |  |  |  | 381901 |  | New Construction |  |  |  |  | 125451 | 119709 | Reference |  | 50 x 150mm | Size | 209254 | 202234,202235,202236,205949,209248,209249,209250,209251,209252,209253 | Manufacturer |  | 2j55VthSj3Lu0J6fyrpG5H | 1 | Rectangular Mullion:50 x 150mm:50 x 150mm:381901 |  | InstallationDate | 2758 | WarrantyGuarantorLabor |  | ModelLabel |  | WarrantyDescription |  |  | ProductionYear | [6 empty] | Finish |  |  | SerialNumber | WarrantyStartDate | BarCode | AssetIdentifier | Features | TagNumber |  | 1.245000 |  |  |  |  | WarrantyDurationParts | AccessibilityPerformance | CodePerformance | Color | Constituents | Grade | Metal - Aluminium | ModelReference | NominalHeight | NominalLength | Shape | SustainabilityPerformance | WarrantyDurationLabor | FIXED | WarrantyGuarantorParts | ExpectedLife | ReplacementCost | NominalWidth | 23-25 20 14 11 11 11 | Curtain Wall Frames | [5 empty] | Perpendicular to Face | F | 0.000000 | 209178 | 0.025000 | 0.025000 | 0.150000 | 0.000000
2759 | Curtain Wall:Storefront:381859 |  |  |  | 381902 |  | New Construction |  |  |  |  | 125452 | 119710 | Reference |  | 50 x 150mm | Size | 209254 | 202237,202238,202239,205949,209248,209249,209250,209251,209252,209253 | Manufacturer |  | 2j55VthSj3Lu0J6fyrpG5I | 1 | Rectangular Mullion:50 x 150mm:50 x 150mm:381902 |  | InstallationDate | 2759 | WarrantyGuarantorLabor |  | ModelLabel |  | WarrantyDescription |  |  | ProductionYear | [6 empty] | Finish |  |  | SerialNumber | WarrantyStartDate | BarCode | AssetIdentifier | Features | TagNumber |  | 1.245000 |  |  |  |  | WarrantyDurationParts | AccessibilityPerformance | CodePerformance | Color | Constituents | Grade | Metal - Aluminium | ModelReference | NominalHeight | NominalLength | Shape | SustainabilityPerformance | WarrantyDurationLabor | FIXED | WarrantyGuarantorParts | ExpectedLife | ReplacementCost | NominalWidth | 23-25 20 14 11 11 11 | Curtain Wall Frames | [5 empty] | Perpendicular to Face | F | 0.000000 | 209178 | 0.025000 | 0.025000 | 0.150000 | 0.000000
2760 | Curtain Wall:Storefront:381859 |  |  |  | 381903 |  | New Construction |  |  |  |  | 125453 | 119711 | Reference |  | 50 x 150mm | Size | 209254 | 202240,202241,202242,205948,209248,209249,209250,209251,209252,209253 | Manufacturer |  | 2j55VthSj3Lu0J6fyrpG5J | 1 | Rectangular Mullion:50 x 150mm:50 x 150mm:381903 |  | InstallationDate | 2760 | WarrantyGuarantorLabor |  | ModelLabel |  | WarrantyDescription |  |  | ProductionYear | [6 empty] | Finish |  |  | SerialNumber | WarrantyStartDate | BarCode | AssetIdentifier | Features | TagNumber |  | 1.220000 |  |  |  |  | WarrantyDurationParts | AccessibilityPerformance | CodePerformance | Color | Constituents | Grade | Metal - Aluminium | ModelReference | NominalHeight | NominalLength | Shape | SustainabilityPerformance | WarrantyDurationLabor | FIXED | WarrantyGuarantorParts | ExpectedLife | ReplacementCost | NominalWidth | 23-25 20 14 11 11 11 | Curtain Wall Frames | [5 empty] | Perpendicular to Face | F | 0.000000 | 209178 | 0.025000 | 0.025000 | 0.150000 | 0.000000
2761 | Curtain Wall:Storefront:381859 |  |  |  | 381911 |  | New Construction |  |  |  |  | 125454 | 119712 | Reference |  | 50 x 150mm | Size | 209254 | 202243,202244,202245,208922,209248,209249,209250,209251,209252,209253 | Manufacturer |  | 2j55VthSj3Lu0J6fyrpG5B | 1 | Rectangular Mullion:50 x 150mm:50 x 150mm:381911 |  | InstallationDate | 2761 | WarrantyGuarantorLabor |  | ModelLabel |  | WarrantyDescription |  |  | ProductionYear | [6 empty] | Finish |  |  | SerialNumber | WarrantyStartDate | BarCode | AssetIdentifier | Features | TagNumber |  | 0.986894 |  |  |  |  | WarrantyDurationParts | AccessibilityPerformance | CodePerformance | Color | Constituents | Grade | Metal - Aluminium | ModelReference | NominalHeight | NominalLength | Shape | SustainabilityPerformance | WarrantyDurationLabor | FIXED | WarrantyGuarantorParts | ExpectedLife | ReplacementCost | NominalWidth | 23-25 20 14 11 11 11 | Curtain Wall Frames | [5 empty] | Perpendicular to Face | F | 0.000000 | 209178 | 0.025000 | 0.025000 | 0.150000 | 0.000000
2762 | Curtain Wall:Storefront:381859 |  |  |  | 381912 |  | New Construction |  |  |  |  | 125455 | 119713 | Reference |  | 50 x 150mm | Size | 209254 | 202246,202247,202248,205950,209248,209249,209250,209251,209252,209253 | Manufacturer |  | 2j55VthSj3Lu0J6fyrpG54 | 1 | Rectangular Mullion:50 x 150mm:50 x 150mm:381912 |  | InstallationDate | 2762 | WarrantyGuarantorLabor |  | ModelLabel |  | WarrantyDescription |  |  | ProductionYear | [6 empty] | Finish |  |  | SerialNumber | WarrantyStartDate | BarCode | AssetIdentifier | Features | TagNumber |  | 1.220000 |  |  |  |  | WarrantyDurationParts | AccessibilityPerformance | CodePerformance | Color | Constituents | Grade | Metal - Aluminium | ModelReference | NominalHeight | NominalLength | Shape | SustainabilityPerformance | WarrantyDurationLabor | FIXED | WarrantyGuarantorParts | ExpectedLife | ReplacementCost | NominalWidth | 23-25 20 14 11 11 11 | Curtain Wall Frames | [5 empty] | Perpendicular to Face | F | 0.000000 | 209178 | 0.025000 | 0.025000 | 0.150000 | 0.000000
2763 | Curtain Wall:Storefront:381859 |  |  |  | 381913 |  | New Construction |  |  |  |  | 125456 | 119714 | Reference |  | 50 x 150mm | Size | 209254 | 202249,202250,202251,205951,209248,209249,209250,209251,209252,209253 | Manufacturer |  | 2j55VthSj3Lu0J6fyrpG55 | 1 | Rectangular Mullion:50 x 150mm:50 x 150mm:381913 |  | InstallationDate | 2763 | WarrantyGuarantorLabor |  | ModelLabel |  | WarrantyDescription |  |  | ProductionYear | [6 empty] | Finish |  |  | SerialNumber | WarrantyStartDate | BarCode | AssetIdentifier | Features | TagNumber |  | 1.245000 |  |  |  |  | WarrantyDurationParts | AccessibilityPerformance | CodePerformance | Color | Constituents | Grade | Metal - Aluminium | ModelReference | NominalHeight | NominalLength | Shape | SustainabilityPerformance | WarrantyDurationLabor | FIXED | WarrantyGuarantorParts | ExpectedLife | ReplacementCost | NominalWidth | 23-25 20 14 11 11 11 | Curtain Wall Frames | [5 empty] | Perpendicular to Face | F | 0.000000 | 209178 | 0.025000 | 0.025000 | 0.150000 | 0.000000
2764 | Curtain Wall:Storefront:381859 |  |  |  | 381914 |  | New Construction |  |  |  |  | 125457 | 119715 | Reference |  | 50 x 150mm | Size | 209254 | 202252,202253,202254,205951,209248,209249,209250,209251,209252,209253 | Manufacturer |  | 2j55VthSj3Lu0J6fyrpG56 | 1 | Rectangular Mullion:50 x 150mm:50 x 150mm:381914 |  | InstallationDate | 2764 | WarrantyGuarantorLabor |  | ModelLabel |  | WarrantyDescription |  |  | ProductionYear | [6 empty] | Finish |  |  | SerialNumber | WarrantyStartDate | BarCode | AssetIdentifier | Features | TagNumber |  | 1.245000 |  |  |  |  | WarrantyDurationParts | AccessibilityPerformance | CodePerformance | Color | Constituents | Grade | Metal - Aluminium | ModelReference | NominalHeight | NominalLength | Shape | SustainabilityPerformance | WarrantyDurationLabor | FIXED | WarrantyGuarantorParts | ExpectedLife | ReplacementCost | NominalWidth | 23-25 20 14 11 11 11 | Curtain Wall Frames | [5 empty] | Perpendicular to Face | F | 0.000000 | 209178 | 0.025000 | 0.025000 | 0.150000 | 0.000000
2765 | Curtain Wall:Storefront:381859 |  |  |  | 381915 |  | New Construction |  |  |  |  | 125458 | 119716 | Reference |  | 50 x 150mm | Size | 209254 | 202255,202256,202257,205950,209248,209249,209250,209251,209252,209253 | Manufacturer |  | 2j55VthSj3Lu0J6fyrpG57 | 1 | Rectangular Mullion:50 x 150mm:50 x 150mm:381915 |  | InstallationDate | 2765 | WarrantyGuarantorLabor |  | ModelLabel |  | WarrantyDescription |  |  | ProductionYear | [6 empty] | Finish |  |  | SerialNumber | WarrantyStartDate | BarCode | AssetIdentifier | Features | TagNumber |  | 1.220000 |  |  |  |  | WarrantyDurationParts | AccessibilityPerformance | CodePerformance | Color | Constituents | Grade | Metal - Aluminium | ModelReference | NominalHeight | NominalLength | Shape | SustainabilityPerformance | WarrantyDurationLabor | FIXED | WarrantyGuarantorParts | ExpectedLife | ReplacementCost | NominalWidth | 23-25 20 14 11 11 11 | Curtain Wall Frames | [5 empty] | Perpendicular to Face | F | 0.000000 | 209178 | 0.025000 | 0.025000 | 0.150000 | 0.000000
2766 | Curtain Wall:Storefront:381859 |  |  |  | 381922 |  | New Construction |  |  |  |  | 125459 | 119717 | Reference |  | 50 x 150mm | Size | 209254 | 202258,202259,202260,209089,209248,209249,209250,209251,209252,209253 | Manufacturer |  | 2j55VthSj3Lu0J6fyrpG5_ | 1 | Rectangular Mullion:50 x 150mm:50 x 150mm:381922 |  | InstallationDate | 2766 | WarrantyGuarantorLabor |  | ModelLabel |  | WarrantyDescription |  |  | ProductionYear | [6 empty] | Finish |  |  | SerialNumber | WarrantyStartDate | BarCode | AssetIdentifier | Features | TagNumber |  | 0.986894 |  |  |  |  | WarrantyDurationParts | AccessibilityPerformance | CodePerformance | Color | Constituents | Grade | Metal - Aluminium | ModelReference | NominalHeight | NominalLength | Shape | SustainabilityPerformance | WarrantyDurationLabor | FIXED | WarrantyGuarantorParts | ExpectedLife | ReplacementCost | NominalWidth | 23-25 20 14 11 11 11 | Curtain Wall Frames | [5 empty] | Perpendicular to Face | F | 0.000000 | 209178 | 0.025000 | 0.025000 | 0.150000 | 0.000000
2767 | Curtain Wall:Storefront:381859 |  |  |  | 381923 |  | New Construction |  |  |  |  | 125460 | 119718 | Reference |  | 50 x 150mm | Size | 209254 | 202261,202262,202263,209089,209248,209249,209250,209251,209252,209253 | Manufacturer |  | 2j55VthSj3Lu0J6fyrpG5$ | 1 | Rectangular Mullion:50 x 150mm:50 x 150mm:381923 |  | InstallationDate | 2767 | WarrantyGuarantorLabor |  | ModelLabel |  | WarrantyDescription |  |  | ProductionYear | [6 empty] | Finish |  |  | SerialNumber | WarrantyStartDate | BarCode | AssetIdentifier | Features | TagNumber |  | 0.986894 |  |  |  |  | WarrantyDurationParts | AccessibilityPerformance | CodePerformance | Color | Constituents | Grade | Metal - Aluminium | ModelReference | NominalHeight | NominalLength | Shape | SustainabilityPerformance | WarrantyDurationLabor | FIXED | WarrantyGuarantorParts | ExpectedLife | ReplacementCost | NominalWidth | 23-25 20 14 11 11 11 | Curtain Wall Frames | [5 empty] | Perpendicular to Face | F | 0.000000 | 209178 | 0.025000 | 0.025000 | 0.150000 | 0.000000
2768 | Curtain Wall:Storefront:381859 |  |  |  | 381924 |  | New Construction |  |  |  |  | 125461 | 119719 | Reference |  | 50 x 150mm | Size | 209254 | 202264,202265,202266,209089,209248,209249,209250,209251,209252,209253 | Manufacturer |  | 2j55VthSj3Lu0J6fyrpG5u | 1 | Rectangular Mullion:50 x 150mm:50 x 150mm:381924 |  | InstallationDate | 2768 | WarrantyGuarantorLabor |  | ModelLabel |  | WarrantyDescription |  |  | ProductionYear | [6 empty] | Finish |  |  | SerialNumber | WarrantyStartDate | BarCode | AssetIdentifier | Features | TagNumber |  | 0.986894 |  |  |  |  | WarrantyDurationParts | AccessibilityPerformance | CodePerformance | Color | Constituents | Grade | Metal - Aluminium | ModelReference | NominalHeight | NominalLength | Shape | SustainabilityPerformance | WarrantyDurationLabor | FIXED | WarrantyGuarantorParts | ExpectedLife | ReplacementCost | NominalWidth | 23-25 20 14 11 11 11 | Curtain Wall Frames | [5 empty] | Perpendicular to Face | F | 0.000000 | 209178 | 0.025000 | 0.025000 | 0.150000 | 0.000000
2769 | Curtain Wall:Storefront:381859 |  |  |  | 381950 |  | New Construction |  |  |  |  | 125462 | 119720 | Reference |  | 50 x 150mm | Size | 209254 | 202267,202268,202269,208923,209248,209249,209250,209251,209252,209253 | Manufacturer |  | 2j55VthSj3Lu0J6fyrpG5Y | 1 | Rectangular Mullion:50 x 150mm:50 x 150mm:381950 |  | InstallationDate | 2769 | WarrantyGuarantorLabor |  | ModelLabel |  | WarrantyDescription |  |  | ProductionYear | [6 empty] | Finish |  |  | SerialNumber | WarrantyStartDate | BarCode | AssetIdentifier | Features | TagNumber |  | 0.813106 |  |  |  |  | WarrantyDurationParts | AccessibilityPerformance | CodePerformance | Color | Constituents | Grade | Metal - Aluminium | ModelReference | NominalHeight | NominalLength | Shape | SustainabilityPerformance | WarrantyDurationLabor | FIXED | WarrantyGuarantorParts | ExpectedLife | ReplacementCost | NominalWidth | 23-25 20 14 11 11 11 | Curtain Wall Frames | [5 empty] | Perpendicular to Face | F | 0.000000 | 209178 | 0.025000 | 0.025000 | 0.150000 | 0.000000
2770 | Curtain Wall:Storefront:381859 |  |  |  | 381951 |  | New Construction |  |  |  |  | 125463 | 119721 | Reference |  | 50 x 150mm | Size | 209254 | 202270,202271,202272,209090,209248,209249,209250,209251,209252,209253 | Manufacturer |  | 2j55VthSj3Lu0J6fyrpG5Z | 1 | Rectangular Mullion:50 x 150mm:50 x 150mm:381951 |  | InstallationDate | 2770 | WarrantyGuarantorLabor |  | ModelLabel |  | WarrantyDescription |  |  | ProductionYear | [6 empty] | Finish |  |  | SerialNumber | WarrantyStartDate | BarCode | AssetIdentifier | Features | TagNumber |  | 0.813106 |  |  |  |  | WarrantyDurationParts | AccessibilityPerformance | CodePerformance | Color | Constituents | Grade | Metal - Aluminium | ModelReference | NominalHeight | NominalLength | Shape | SustainabilityPerformance | WarrantyDurationLabor | FIXED | WarrantyGuarantorParts | ExpectedLife | ReplacementCost | NominalWidth | 23-25 20 14 11 11 11 | Curtain Wall Frames | [5 empty] | Perpendicular to Face | F | 0.000000 | 209178 | 0.025000 | 0.025000 | 0.150000 | 0.000000
2771 | Curtain Wall:Storefront:381859 |  |  |  | 381952 |  | New Construction |  |  |  |  | 125464 | 119722 | Reference |  | 50 x 150mm | Size | 209254 | 202273,202274,202275,209090,209248,209249,209250,209251,209252,209253 | Manufacturer |  | 2j55VthSj3Lu0J6fyrpGQS | 1 | Rectangular Mullion:50 x 150mm:50 x 150mm:381952 |  | InstallationDate | 2771 | WarrantyGuarantorLabor |  | ModelLabel |  | WarrantyDescription |  |  | ProductionYear | [6 empty] | Finish |  |  | SerialNumber | WarrantyStartDate | BarCode | AssetIdentifier | Features | TagNumber |  | 0.813106 |  |  |  |  | WarrantyDurationParts | AccessibilityPerformance | CodePerformance | Color | Constituents | Grade | Metal - Aluminium | ModelReference | NominalHeight | NominalLength | Shape | SustainabilityPerformance | WarrantyDurationLabor | FIXED | WarrantyGuarantorParts | ExpectedLife | ReplacementCost | NominalWidth | 23-25 20 14 11 11 11 | Curtain Wall Frames | [5 empty] | Perpendicular to Face | F | 0.000000 | 209178 | 0.025000 | 0.025000 | 0.150000 | 0.000000
2772 | Curtain Wall:Storefront:381859 |  |  |  | 381953 |  | New Construction |  |  |  |  | 125465 | 119723 | Reference |  | 50 x 150mm | Size | 209254 | 202276,202277,202278,209090,209248,209249,209250,209251,209252,209253 | Manufacturer |  | 2j55VthSj3Lu0J6fyrpGQT | 1 | Rectangular Mullion:50 x 150mm:50 x 150mm:381953 |  | InstallationDate | 2772 | WarrantyGuarantorLabor |  | ModelLabel |  | WarrantyDescription |  |  | ProductionYear | [6 empty] | Finish |  |  | SerialNumber | WarrantyStartDate | BarCode | AssetIdentifier | Features | TagNumber |  | 0.813106 |  |  |  |  | WarrantyDurationParts | AccessibilityPerformance | CodePerformance | Color | Constituents | Grade | Metal - Aluminium | ModelReference | NominalHeight | NominalLength | Shape | SustainabilityPerformance | WarrantyDurationLabor | FIXED | WarrantyGuarantorParts | ExpectedLife | ReplacementCost | NominalWidth | 23-25 20 14 11 11 11 | Curtain Wall Frames | [5 empty] | Perpendicular to Face | F | 0.000000 | 209178 | 0.025000 | 0.025000 | 0.150000 | 0.000000
2773 | Curtain Wall:Storefront:381859 |  |  |  | 381973 |  | New Construction |  |  |  |  | 125466 | 119724 | Reference |  | 50 x 150mm | Size | 209254 | 202279,202280,202281,205946,209248,209249,209250,209251,209252,209253 | Manufacturer |  | 2j55VthSj3Lu0J6fyrpGQ9 | 1 | Rectangular Mullion:50 x 150mm:50 x 150mm:381973 |  | InstallationDate | 2773 | WarrantyGuarantorLabor |  | ModelLabel |  | WarrantyDescription |  |  | ProductionYear | [6 empty] | Finish |  |  | SerialNumber | WarrantyStartDate | BarCode | AssetIdentifier | Features | TagNumber |  | 1.220000 |  |  |  |  | WarrantyDurationParts | AccessibilityPerformance | CodePerformance | Color | Constituents | Grade | Metal - Aluminium | ModelReference | NominalHeight | NominalLength | Shape | SustainabilityPerformance | WarrantyDurationLabor | FIXED | WarrantyGuarantorParts | ExpectedLife | ReplacementCost | NominalWidth | 23-25 20 14 11 11 11 | Curtain Wall Frames | [5 empty] | Perpendicular to Face | F | 0.000000 | 209178 | 0.025000 | 0.025000 | 0.150000 | 0.000000
2774 | Curtain Wall:Storefront:381859 |  |  |  | 381978 |  | New Construction |  |  |  |  | 125467 | 119725 | Reference |  | 50 x 150mm | Size | 209254 | 202282,202283,202284,208924,209248,209249,209250,209251,209252,209253 | Manufacturer |  | 2j55VthSj3Lu0J6fyrpGQ6 | 1 | Rectangular Mullion:50 x 150mm:50 x 150mm:381978 |  | InstallationDate | 2774 | WarrantyGuarantorLabor |  | ModelLabel |  | WarrantyDescription |  |  | ProductionYear | [6 empty] | Finish |  |  | SerialNumber | WarrantyStartDate | BarCode | AssetIdentifier | Features | TagNumber |  | 0.986894 |  |  |  |  | WarrantyDurationParts | AccessibilityPerformance | CodePerformance | Color | Constituents | Grade | Metal - Aluminium | ModelReference | NominalHeight | NominalLength | Shape | SustainabilityPerformance | WarrantyDurationLabor | FIXED | WarrantyGuarantorParts | ExpectedLife | ReplacementCost | NominalWidth | 23-25 20 14 11 11 11 | Curtain Wall Frames | [5 empty] | Perpendicular to Face | F | 0.000000 | 209178 | 0.025000 | 0.025000 | 0.150000 | 0.000000
2775 | Curtain Wall:Storefront:381859 |  |  |  | 381979 |  | New Construction |  |  |  |  | 125468 | 119726 | Reference |  | 50 x 150mm | Size | 209254 | 202285,202286,202287,208925,209248,209249,209250,209251,209252,209253 | Manufacturer |  | 2j55VthSj3Lu0J6fyrpGQ7 | 1 | Rectangular Mullion:50 x 150mm:50 x 150mm:381979 |  | InstallationDate | 2775 | WarrantyGuarantorLabor |  | ModelLabel |  | WarrantyDescription |  |  | ProductionYear | [6 empty] | Finish |  |  | SerialNumber | WarrantyStartDate | BarCode | AssetIdentifier | Features | TagNumber |  | 0.813106 |  |  |  |  | WarrantyDurationParts | AccessibilityPerformance | CodePerformance | Color | Constituents | Grade | Metal - Aluminium | ModelReference | NominalHeight | NominalLength | Shape | SustainabilityPerformance | WarrantyDurationLabor | FIXED | WarrantyGuarantorParts | ExpectedLife | ReplacementCost | NominalWidth | 23-25 20 14 11 11 11 | Curtain Wall Frames | [5 empty] | Perpendicular to Face | F | 0.000000 | 209178 | 0.025000 | 0.025000 | 0.150000 | 0.000000
2584 | Curtain Wall:Storefront:301675 |  |  |  | 301704 |  | New Construction |  |  |  |  | 124790 | 119375 | Reference |  | 50 x 150mm | Size | 209254 | 199310,199311,199312,205902,209248,209249,209250,209251,209252,209253 | Manufacturer |  | 2cDwFtdqL6M96IeSv7p8G4 | 1 | Rectangular Mullion:50 x 150mm:50 x 150mm:301704 |  | InstallationDate | 2584 | WarrantyGuarantorLabor |  | ModelLabel |  | WarrantyDescription |  |  | ProductionYear | [6 empty] | Finish |  |  | SerialNumber | WarrantyStartDate | BarCode | AssetIdentifier | Features | TagNumber |  | 1.244395 |  |  |  |  | WarrantyDurationParts | AccessibilityPerformance | CodePerformance | Color | Constituents | Grade | Metal - Aluminium | ModelReference | NominalHeight | NominalLength | Shape | SustainabilityPerformance | WarrantyDurationLabor | FIXED | WarrantyGuarantorParts | ExpectedLife | ReplacementCost | NominalWidth | 23-25 20 14 11 11 11 | Curtain Wall Frames | [5 empty] | Perpendicular to Face | F | 0.000000 | 209205 | 0.025000 | 0.025000 | 0.150000 | 0.000000
2585 | Curtain Wall:Storefront:301675 |  |  |  | 301705 |  | New Construction |  |  |  |  | 124791 | 119376 | Reference |  | 50 x 150mm | Size | 209254 | 199313,199314,199315,208992,209248,209249,209250,209251,209252,209253 | Manufacturer |  | 2cDwFtdqL6M96IeSv7p8G5 | 1 | Rectangular Mullion:50 x 150mm:50 x 150mm:301705 |  | InstallationDate | 2585 | WarrantyGuarantorLabor |  | ModelLabel |  | WarrantyDescription |  |  | ProductionYear | [6 empty] | Finish |  |  | SerialNumber | WarrantyStartDate | BarCode | AssetIdentifier | Features | TagNumber |  | 1.269395 |  |  |  |  | WarrantyDurationParts | AccessibilityPerformance | CodePerformance | Color | Constituents | Grade | Metal - Aluminium | ModelReference | NominalHeight | NominalLength | Shape | SustainabilityPerformance | WarrantyDurationLabor | FIXED | WarrantyGuarantorParts | ExpectedLife | ReplacementCost | NominalWidth | 23-25 20 14 11 11 11 | Curtain Wall Frames | [5 empty] | Perpendicular to Face | F | 0.000000 | 209205 | 0.025000 | 0.025000 | 0.150000 | 0.000000
2586 | Curtain Wall:Storefront:301675 |  |  |  | 301706 |  | New Construction |  |  |  |  | 124792 | 119377 | Reference |  | 50 x 150mm | Size | 209254 | 199316,199317,199318,208992,209248,209249,209250,209251,209252,209253 | Manufacturer |  | 2cDwFtdqL6M96IeSv7p8G6 | 1 | Rectangular Mullion:50 x 150mm:50 x 150mm:301706 |  | InstallationDate | 2586 | WarrantyGuarantorLabor |  | ModelLabel |  | WarrantyDescription |  |  | ProductionYear | [6 empty] | Finish |  |  | SerialNumber | WarrantyStartDate | BarCode | AssetIdentifier | Features | TagNumber |  | 1.269395 |  |  |  |  | WarrantyDurationParts | AccessibilityPerformance | CodePerformance | Color | Constituents | Grade | Metal - Aluminium | ModelReference | NominalHeight | NominalLength | Shape | SustainabilityPerformance | WarrantyDurationLabor | FIXED | WarrantyGuarantorParts | ExpectedLife | ReplacementCost | NominalWidth | 23-25 20 14 11 11 11 | Curtain Wall Frames | [5 empty] | Perpendicular to Face | F | 0.000000 | 209205 | 0.025000 | 0.025000 | 0.150000 | 0.000000
2587 | Curtain Wall:Storefront:301675 |  |  |  | 301707 |  | New Construction |  |  |  |  | 124793 | 119378 | Reference |  | 50 x 150mm | Size | 209254 | 199319,199320,199321,208992,209248,209249,209250,209251,209252,209253 | Manufacturer |  | 2cDwFtdqL6M96IeSv7p8G7 | 1 | Rectangular Mullion:50 x 150mm:50 x 150mm:301707 |  | InstallationDate | 2587 | WarrantyGuarantorLabor |  | ModelLabel |  | WarrantyDescription |  |  | ProductionYear | [6 empty] | Finish |  |  | SerialNumber | WarrantyStartDate | BarCode | AssetIdentifier | Features | TagNumber |  | 1.269395 |  |  |  |  | WarrantyDurationParts | AccessibilityPerformance | CodePerformance | Color | Constituents | Grade | Metal - Aluminium | ModelReference | NominalHeight | NominalLength | Shape | SustainabilityPerformance | WarrantyDurationLabor | FIXED | WarrantyGuarantorParts | ExpectedLife | ReplacementCost | NominalWidth | 23-25 20 14 11 11 11 | Curtain Wall Frames | [5 empty] | Perpendicular to Face | F | 0.000000 | 209205 | 0.025000 | 0.025000 | 0.150000 | 0.000000
2588 | Curtain Wall:Storefront:301675 |  |  |  | 301708 |  | New Construction |  |  |  |  | 124794 | 119379 | Reference |  | 50 x 150mm | Size | 209254 | 199322,199323,199324,208992,209248,209249,209250,209251,209252,209253 | Manufacturer |  | 2cDwFtdqL6M96IeSv7p8G0 | 1 | Rectangular Mullion:50 x 150mm:50 x 150mm:301708 |  | InstallationDate | 2588 | WarrantyGuarantorLabor |  | ModelLabel |  | WarrantyDescription |  |  | ProductionYear | [6 empty] | Finish |  |  | SerialNumber | WarrantyStartDate | BarCode | AssetIdentifier | Features | TagNumber |  | 1.269395 |  |  |  |  | WarrantyDurationParts | AccessibilityPerformance | CodePerformance | Color | Constituents | Grade | Metal - Aluminium | ModelReference | NominalHeight | NominalLength | Shape | SustainabilityPerformance | WarrantyDurationLabor | FIXED | WarrantyGuarantorParts | ExpectedLife | ReplacementCost | NominalWidth | 23-25 20 14 11 11 11 | Curtain Wall Frames | [5 empty] | Perpendicular to Face | F | 0.000000 | 209205 | 0.025000 | 0.025000 | 0.150000 | 0.000000
2589 | Curtain Wall:Storefront:301675 |  |  |  | 301709 |  | New Construction |  |  |  |  | 124795 | 119380 | Reference |  | 50 x 150mm | Size | 209254 | 199325,199326,199327,205902,209248,209249,209250,209251,209252,209253 | Manufacturer |  | 2cDwFtdqL6M96IeSv7p8G1 | 1 | Rectangular Mullion:50 x 150mm:50 x 150mm:301709 |  | InstallationDate | 2589 | WarrantyGuarantorLabor |  | ModelLabel |  | WarrantyDescription |  |  | ProductionYear | [6 empty] | Finish |  |  | SerialNumber | WarrantyStartDate | BarCode | AssetIdentifier | Features | TagNumber |  | 1.244395 |  |  |  |  | WarrantyDurationParts | AccessibilityPerformance | CodePerformance | Color | Constituents | Grade | Metal - Aluminium | ModelReference | NominalHeight | NominalLength | Shape | SustainabilityPerformance | WarrantyDurationLabor | FIXED | WarrantyGuarantorParts | ExpectedLife | ReplacementCost | NominalWidth | 23-25 20 14 11 11 11 | Curtain Wall Frames | [5 empty] | Perpendicular to Face | F | 0.000000 | 209205 | 0.025000 | 0.025000 | 0.150000 | 0.000000
2590 | Curtain Wall:Storefront:301675 |  |  |  | 301710 |  | New Construction |  |  |  |  | 124796 | 119381 | Reference |  | 50 x 150mm | Size | 209254 | 199328,199329,199330,208993,209248,209249,209250,209251,209252,209253 | Manufacturer |  | 2cDwFtdqL6M96IeSv7p8G2 | 1 | Rectangular Mullion:50 x 150mm:50 x 150mm:301710 |  | InstallationDate | 2590 | WarrantyGuarantorLabor |  | ModelLabel |  | WarrantyDescription |  |  | ProductionYear | [6 empty] | Finish |  |  | SerialNumber | WarrantyStartDate | BarCode | AssetIdentifier | Features | TagNumber |  | 0.986894 |  |  |  |  | WarrantyDurationParts | AccessibilityPerformance | CodePerformance | Color | Constituents | Grade | Metal - Aluminium | ModelReference | NominalHeight | NominalLength | Shape | SustainabilityPerformance | WarrantyDurationLabor | FIXED | WarrantyGuarantorParts | ExpectedLife | ReplacementCost | NominalWidth | 23-25 20 14 11 11 11 | Curtain Wall Frames | [5 empty] | Perpendicular to Face | F | 0.000000 | 209205 | 0.025000 | 0.025000 | 0.150000 | 0.000000
2591 | Curtain Wall:Storefront:301675 |  |  |  | 301711 |  | New Construction |  |  |  |  | 124797 | 119382 | Reference |  | 50 x 150mm | Size | 209254 | 199331,199332,199333,204286,209248,209249,209250,209251,209252,209253 | Manufacturer |  | 2cDwFtdqL6M96IeSv7p8G3 | 1 | Rectangular Mullion:50 x 150mm:50 x 150mm:301711 |  | InstallationDate | 2591 | WarrantyGuarantorLabor |  | ModelLabel |  | WarrantyDescription |  |  | ProductionYear | [6 empty] | Finish |  |  | SerialNumber | WarrantyStartDate | BarCode | AssetIdentifier | Features | TagNumber |  | 1.371155 |  |  |  |  | WarrantyDurationParts | AccessibilityPerformance | CodePerformance | Color | Constituents | Grade | Metal - Aluminium | ModelReference | NominalHeight | NominalLength | Shape | SustainabilityPerformance | WarrantyDurationLabor | FIXED | WarrantyGuarantorParts | ExpectedLife | ReplacementCost | NominalWidth | 23-25 20 14 11 11 11 | Curtain Wall Frames | [5 empty] | Perpendicular to Face | F | 0.000000 | 209205 | 0.025000 | 0.025000 | 0.150000 | 0.000000
2592 | Curtain Wall:Storefront:301675 |  |  |  | 301712 |  | New Construction |  |  |  |  | 124798 | 119383 | Reference |  | 50 x 150mm | Size | 209254 | 199334,199335,199336,204287,209248,209249,209250,209251,209252,209253 | Manufacturer |  | 2cDwFtdqL6M96IeSv7p8GS | 1 | Rectangular Mullion:50 x 150mm:50 x 150mm:301712 |  | InstallationDate | 2592 | WarrantyGuarantorLabor |  | ModelLabel |  | WarrantyDescription |  |  | ProductionYear | [6 empty] | Finish |  |  | SerialNumber | WarrantyStartDate | BarCode | AssetIdentifier | Features | TagNumber |  | 1.371155 |  |  |  |  | WarrantyDurationParts | AccessibilityPerformance | CodePerformance | Color | Constituents | Grade | Metal - Aluminium | ModelReference | NominalHeight | NominalLength | Shape | SustainabilityPerformance | WarrantyDurationLabor | FIXED | WarrantyGuarantorParts | ExpectedLife | ReplacementCost | NominalWidth | 23-25 20 14 11 11 11 | Curtain Wall Frames | [5 empty] | Perpendicular to Face | F | 0.000000 | 209205 | 0.025000 | 0.025000 | 0.150000 | 0.000000
2593 | Curtain Wall:Storefront:301675 |  |  |  | 301713 |  | New Construction |  |  |  |  | 124799 | 119384 | Reference |  | 50 x 150mm | Size | 209254 | 199337,199338,199339,208994,209248,209249,209250,209251,209252,209253 | Manufacturer |  | 2cDwFtdqL6M96IeSv7p8GT | 1 | Rectangular Mullion:50 x 150mm:50 x 150mm:301713 |  | InstallationDate | 2593 | WarrantyGuarantorLabor |  | ModelLabel |  | WarrantyDescription |  |  | ProductionYear | [6 empty] | Finish |  |  | SerialNumber | WarrantyStartDate | BarCode | AssetIdentifier | Features | TagNumber |  | 0.986894 |  |  |  |  | WarrantyDurationParts | AccessibilityPerformance | CodePerformance | Color | Constituents | Grade | Metal - Aluminium | ModelReference | NominalHeight | NominalLength | Shape | SustainabilityPerformance | WarrantyDurationLabor | FIXED | WarrantyGuarantorParts | ExpectedLife | ReplacementCost | NominalWidth | 23-25 20 14 11 11 11 | Curtain Wall Frames | [5 empty] | Perpendicular to Face | F | 0.000000 | 209205 | 0.025000 | 0.025000 | 0.150000 | 0.000000
2594 | Curtain Wall:Storefront:301675 |  |  |  | 301714 |  | New Construction |  |  |  |  | 124800 | 119385 | Reference |  | 50 x 150mm | Size | 209254 | 199340,199341,199342,205903,209248,209249,209250,209251,209252,209253 | Manufacturer |  | 2cDwFtdqL6M96IeSv7p8GU | 1 | Rectangular Mullion:50 x 150mm:50 x 150mm:301714 |  | InstallationDate | 2594 | WarrantyGuarantorLabor |  | ModelLabel |  | WarrantyDescription |  |  | ProductionYear | [6 empty] | Finish |  |  | SerialNumber | WarrantyStartDate | BarCode | AssetIdentifier | Features | TagNumber |  | 1.244395 |  |  |  |  | WarrantyDurationParts | AccessibilityPerformance | CodePerformance | Color | Constituents | Grade | Metal - Aluminium | ModelReference | NominalHeight | NominalLength | Shape | SustainabilityPerformance | WarrantyDurationLabor | FIXED | WarrantyGuarantorParts | ExpectedLife | ReplacementCost | NominalWidth | 23-25 20 14 11 11 11 | Curtain Wall Frames | [5 empty] | Perpendicular to Face | F | 0.000000 | 209205 | 0.025000 | 0.025000 | 0.150000 | 0.000000
2595 | Curtain Wall:Storefront:301675 |  |  |  | 301715 |  | New Construction |  |  |  |  | 124801 | 119386 | Reference |  | 50 x 150mm | Size | 209254 | 199343,199344,199345,209077,209248,209249,209250,209251,209252,209253 | Manufacturer |  | 2cDwFtdqL6M96IeSv7p8GV | 1 | Rectangular Mullion:50 x 150mm:50 x 150mm:301715 |  | InstallationDate | 2595 | WarrantyGuarantorLabor |  | ModelLabel |  | WarrantyDescription |  |  | ProductionYear | [6 empty] | Finish |  |  | SerialNumber | WarrantyStartDate | BarCode | AssetIdentifier | Features | TagNumber |  | 1.269395 |  |  |  |  | WarrantyDurationParts | AccessibilityPerformance | CodePerformance | Color | Constituents | Grade | Metal - Aluminium | ModelReference | NominalHeight | NominalLength | Shape | SustainabilityPerformance | WarrantyDurationLabor | FIXED | WarrantyGuarantorParts | ExpectedLife | ReplacementCost | NominalWidth | 23-25 20 14 11 11 11 | Curtain Wall Frames | [5 empty] | Perpendicular to Face | F | 0.000000 | 209205 | 0.025000 | 0.025000 | 0.150000 | 0.000000
2596 | Curtain Wall:Storefront:301675 |  |  |  | 301716 |  | New Construction |  |  |  |  | 124802 | 119387 | Reference |  | 50 x 150mm | Size | 209254 | 199346,199347,199348,209077,209248,209249,209250,209251,209252,209253 | Manufacturer |  | 2cDwFtdqL6M96IeSv7p8GO | 1 | Rectangular Mullion:50 x 150mm:50 x 150mm:301716 |  | InstallationDate | 2596 | WarrantyGuarantorLabor |  | ModelLabel |  | WarrantyDescription |  |  | ProductionYear | [6 empty] | Finish |  |  | SerialNumber | WarrantyStartDate | BarCode | AssetIdentifier | Features | TagNumber |  | 1.269395 |  |  |  |  | WarrantyDurationParts | AccessibilityPerformance | CodePerformance | Color | Constituents | Grade | Metal - Aluminium | ModelReference | NominalHeight | NominalLength | Shape | SustainabilityPerformance | WarrantyDurationLabor | FIXED | WarrantyGuarantorParts | ExpectedLife | ReplacementCost | NominalWidth | 23-25 20 14 11 11 11 | Curtain Wall Frames | [5 empty] | Perpendicular to Face | F | 0.000000 | 209205 | 0.025000 | 0.025000 | 0.150000 | 0.000000
2597 | Curtain Wall:Storefront:301675 |  |  |  | 301717 |  | New Construction |  |  |  |  | 124803 | 119388 | Reference |  | 50 x 150mm | Size | 209254 | 199349,199350,199351,209077,209248,209249,209250,209251,209252,209253 | Manufacturer |  | 2cDwFtdqL6M96IeSv7p8GP | 1 | Rectangular Mullion:50 x 150mm:50 x 150mm:301717 |  | InstallationDate | 2597 | WarrantyGuarantorLabor |  | ModelLabel |  | WarrantyDescription |  |  | ProductionYear | [6 empty] | Finish |  |  | SerialNumber | WarrantyStartDate | BarCode | AssetIdentifier | Features | TagNumber |  | 1.269395 |  |  |  |  | WarrantyDurationParts | AccessibilityPerformance | CodePerformance | Color | Constituents | Grade | Metal - Aluminium | ModelReference | NominalHeight | NominalLength | Shape | SustainabilityPerformance | WarrantyDurationLabor | FIXED | WarrantyGuarantorParts | ExpectedLife | ReplacementCost | NominalWidth | 23-25 20 14 11 11 11 | Curtain Wall Frames | [5 empty] | Perpendicular to Face | F | 0.000000 | 209205 | 0.025000 | 0.025000 | 0.150000 | 0.000000
2598 | Curtain Wall:Storefront:301675 |  |  |  | 301718 |  | New Construction |  |  |  |  | 124804 | 119389 | Reference |  | 50 x 150mm | Size | 209254 | 199352,199353,199354,209077,209248,209249,209250,209251,209252,209253 | Manufacturer |  | 2cDwFtdqL6M96IeSv7p8GQ | 1 | Rectangular Mullion:50 x 150mm:50 x 150mm:301718 |  | InstallationDate | 2598 | WarrantyGuarantorLabor |  | ModelLabel |  | WarrantyDescription |  |  | ProductionYear | [6 empty] | Finish |  |  | SerialNumber | WarrantyStartDate | BarCode | AssetIdentifier | Features | TagNumber |  | 1.269395 |  |  |  |  | WarrantyDurationParts | AccessibilityPerformance | CodePerformance | Color | Constituents | Grade | Metal - Aluminium | ModelReference | NominalHeight | NominalLength | Shape | SustainabilityPerformance | WarrantyDurationLabor | FIXED | WarrantyGuarantorParts | ExpectedLife | ReplacementCost | NominalWidth | 23-25 20 14 11 11 11 | Curtain Wall Frames | [5 empty] | Perpendicular to Face | F | 0.000000 | 209205 | 0.025000 | 0.025000 | 0.150000 | 0.000000
2599 | Curtain Wall:Storefront:301675 |  |  |  | 301719 |  | New Construction |  |  |  |  | 124805 | 119390 | Reference |  | 50 x 150mm | Size | 209254 | 199355,199356,199357,205903,209248,209249,209250,209251,209252,209253 | Manufacturer |  | 2cDwFtdqL6M96IeSv7p8GR | 1 | Rectangular Mullion:50 x 150mm:50 x 150mm:301719 |  | InstallationDate | 2599 | WarrantyGuarantorLabor |  | ModelLabel |  | WarrantyDescription |  |  | ProductionYear | [6 empty] | Finish |  |  | SerialNumber | WarrantyStartDate | BarCode | AssetIdentifier | Features | TagNumber |  | 1.244395 |  |  |  |  | WarrantyDurationParts | AccessibilityPerformance | CodePerformance | Color | Constituents | Grade | Metal - Aluminium | ModelReference | NominalHeight | NominalLength | Shape | SustainabilityPerformance | WarrantyDurationLabor | FIXED | WarrantyGuarantorParts | ExpectedLife | ReplacementCost | NominalWidth | 23-25 20 14 11 11 11 | Curtain Wall Frames | [5 empty] | Perpendicular to Face | F | 0.000000 | 209205 | 0.025000 | 0.025000 | 0.150000 | 0.000000
2600 | Curtain Wall:Storefront:301675 |  |  |  | 301720 |  | New Construction |  |  |  |  | 124806 | 119391 | Reference |  | 50 x 150mm | Size | 209254 | 199358,199359,199360,209120,209248,209249,209250,209251,209252,209253 | Manufacturer |  | 2cDwFtdqL6M96IeSv7p8GK | 1 | Rectangular Mullion:50 x 150mm:50 x 150mm:301720 |  | InstallationDate | 2600 | WarrantyGuarantorLabor |  | ModelLabel |  | WarrantyDescription |  |  | ProductionYear | [6 empty] | Finish |  |  | SerialNumber | WarrantyStartDate | BarCode | AssetIdentifier | Features | TagNumber |  | 0.986894 |  |  |  |  | WarrantyDurationParts | AccessibilityPerformance | CodePerformance | Color | Constituents | Grade | Metal - Aluminium | ModelReference | NominalHeight | NominalLength | Shape | SustainabilityPerformance | WarrantyDurationLabor | FIXED | WarrantyGuarantorParts | ExpectedLife | ReplacementCost | NominalWidth | 23-25 20 14 11 11 11 | Curtain Wall Frames | [5 empty] | Perpendicular to Face | F | 0.000000 | 209205 | 0.025000 | 0.025000 | 0.150000 | 0.000000
2601 | Curtain Wall:Storefront:301675 |  |  |  | 301721 |  | New Construction |  |  |  |  | 124807 | 119392 | Reference |  | 50 x 150mm | Size | 209254 | 199361,199362,199363,209120,209248,209249,209250,209251,209252,209253 | Manufacturer |  | 2cDwFtdqL6M96IeSv7p8GL | 1 | Rectangular Mullion:50 x 150mm:50 x 150mm:301721 |  | InstallationDate | 2601 | WarrantyGuarantorLabor |  | ModelLabel |  | WarrantyDescription |  |  | ProductionYear | [6 empty] | Finish |  |  | SerialNumber | WarrantyStartDate | BarCode | AssetIdentifier | Features | TagNumber |  | 0.986894 |  |  |  |  | WarrantyDurationParts | AccessibilityPerformance | CodePerformance | Color | Constituents | Grade | Metal - Aluminium | ModelReference | NominalHeight | NominalLength | Shape | SustainabilityPerformance | WarrantyDurationLabor | FIXED | WarrantyGuarantorParts | ExpectedLife | ReplacementCost | NominalWidth | 23-25 20 14 11 11 11 | Curtain Wall Frames | [5 empty] | Perpendicular to Face | F | 0.000000 | 209205 | 0.025000 | 0.025000 | 0.150000 | 0.000000
2602 | Curtain Wall:Storefront:301675 |  |  |  | 301722 |  | New Construction |  |  |  |  | 124808 | 119393 | Reference |  | 50 x 150mm | Size | 209254 | 199364,199365,199366,209120,209248,209249,209250,209251,209252,209253 | Manufacturer |  | 2cDwFtdqL6M96IeSv7p8GM | 1 | Rectangular Mullion:50 x 150mm:50 x 150mm:301722 |  | InstallationDate | 2602 | WarrantyGuarantorLabor |  | ModelLabel |  | WarrantyDescription |  |  | ProductionYear | [6 empty] | Finish |  |  | SerialNumber | WarrantyStartDate | BarCode | AssetIdentifier | Features | TagNumber |  | 0.986894 |  |  |  |  | WarrantyDurationParts | AccessibilityPerformance | CodePerformance | Color | Constituents | Grade | Metal - Aluminium | ModelReference | NominalHeight | NominalLength | Shape | SustainabilityPerformance | WarrantyDurationLabor | FIXED | WarrantyGuarantorParts | ExpectedLife | ReplacementCost | NominalWidth | 23-25 20 14 11 11 11 | Curtain Wall Frames | [5 empty] | Perpendicular to Face | F | 0.000000 | 209205 | 0.025000 | 0.025000 | 0.150000 | 0.000000
2603 | Curtain Wall:Storefront:301675 |  |  |  | 301723 |  | New Construction |  |  |  |  | 124809 | 119394 | Reference |  | 50 x 150mm | Size | 209254 | 199367,199368,199369,209120,209248,209249,209250,209251,209252,209253 | Manufacturer |  | 2cDwFtdqL6M96IeSv7p8GN | 1 | Rectangular Mullion:50 x 150mm:50 x 150mm:301723 |  | InstallationDate | 2603 | WarrantyGuarantorLabor |  | ModelLabel |  | WarrantyDescription |  |  | ProductionYear | [6 empty] | Finish |  |  | SerialNumber | WarrantyStartDate | BarCode | AssetIdentifier | Features | TagNumber |  | 0.986894 |  |  |  |  | WarrantyDurationParts | AccessibilityPerformance | CodePerformance | Color | Constituents | Grade | Metal - Aluminium | ModelReference | NominalHeight | NominalLength | Shape | SustainabilityPerformance | WarrantyDurationLabor | FIXED | WarrantyGuarantorParts | ExpectedLife | ReplacementCost | NominalWidth | 23-25 20 14 11 11 11 | Curtain Wall Frames | [5 empty] | Perpendicular to Face | F | 0.000000 | 209205 | 0.025000 | 0.025000 | 0.150000 | 0.000000
2604 | Curtain Wall:Storefront:301675 |  |  |  | 301724 |  | New Construction |  |  |  |  | 124810 | 119395 | Reference |  | 50 x 150mm | Size | 209254 | 199370,199371,199372,209120,209248,209249,209250,209251,209252,209253 | Manufacturer |  | 2cDwFtdqL6M96IeSv7p8GG | 1 | Rectangular Mullion:50 x 150mm:50 x 150mm:301724 |  | InstallationDate | 2604 | WarrantyGuarantorLabor |  | ModelLabel |  | WarrantyDescription |  |  | ProductionYear | [6 empty] | Finish |  |  | SerialNumber | WarrantyStartDate | BarCode | AssetIdentifier | Features | TagNumber |  | 0.986894 |  |  |  |  | WarrantyDurationParts | AccessibilityPerformance | CodePerformance | Color | Constituents | Grade | Metal - Aluminium | ModelReference | NominalHeight | NominalLength | Shape | SustainabilityPerformance | WarrantyDurationLabor | FIXED | WarrantyGuarantorParts | ExpectedLife | ReplacementCost | NominalWidth | 23-25 20 14 11 11 11 | Curtain Wall Frames | [5 empty] | Perpendicular to Face | F | 0.000000 | 209205 | 0.025000 | 0.025000 | 0.150000 | 0.000000
2605 | Curtain Wall:Storefront:301675 |  |  |  | 301725 |  | New Construction |  |  |  |  | 124811 | 119396 | Reference |  | 50 x 150mm | Size | 209254 | 199373,199374,199375,209029,209248,209249,209250,209251,209252,209253 | Manufacturer |  | 2cDwFtdqL6M96IeSv7p8GH | 1 | Rectangular Mullion:50 x 150mm:50 x 150mm:301725 |  | InstallationDate | 2605 | WarrantyGuarantorLabor |  | ModelLabel |  | WarrantyDescription |  |  | ProductionYear | [6 empty] | Finish |  |  | SerialNumber | WarrantyStartDate | BarCode | AssetIdentifier | Features | TagNumber |  | 1.413106 |  |  |  |  | WarrantyDurationParts | AccessibilityPerformance | CodePerformance | Color | Constituents | Grade | Metal - Aluminium | ModelReference | NominalHeight | NominalLength | Shape | SustainabilityPerformance | WarrantyDurationLabor | FIXED | WarrantyGuarantorParts | ExpectedLife | ReplacementCost | NominalWidth | 23-25 20 14 11 11 11 | Curtain Wall Frames | [5 empty] | Perpendicular to Face | F | 0.000000 | 209205 | 0.025000 | 0.025000 | 0.150000 | 0.000000
2606 | Curtain Wall:Storefront:301675 |  |  |  | 301726 |  | New Construction |  |  |  |  | 124812 | 119397 | Reference |  | 50 x 150mm | Size | 209254 | 199376,199377,199378,209029,209248,209249,209250,209251,209252,209253 | Manufacturer |  | 2cDwFtdqL6M96IeSv7p8GI | 1 | Rectangular Mullion:50 x 150mm:50 x 150mm:301726 |  | InstallationDate | 2606 | WarrantyGuarantorLabor |  | ModelLabel |  | WarrantyDescription |  |  | ProductionYear | [6 empty] | Finish |  |  | SerialNumber | WarrantyStartDate | BarCode | AssetIdentifier | Features | TagNumber |  | 1.413106 |  |  |  |  | WarrantyDurationParts | AccessibilityPerformance | CodePerformance | Color | Constituents | Grade | Metal - Aluminium | ModelReference | NominalHeight | NominalLength | Shape | SustainabilityPerformance | WarrantyDurationLabor | FIXED | WarrantyGuarantorParts | ExpectedLife | ReplacementCost | NominalWidth | 23-25 20 14 11 11 11 | Curtain Wall Frames | [5 empty] | Perpendicular to Face | F | 0.000000 | 209205 | 0.025000 | 0.025000 | 0.150000 | 0.000000
2607 | Curtain Wall:Storefront:301675 |  |  |  | 301727 |  | New Construction |  |  |  |  | 124813 | 119398 | Reference |  | 50 x 150mm | Size | 209254 | 199379,199380,199381,209029,209248,209249,209250,209251,209252,209253 | Manufacturer |  | 2cDwFtdqL6M96IeSv7p8GJ | 1 | Rectangular Mullion:50 x 150mm:50 x 150mm:301727 |  | InstallationDate | 2607 | WarrantyGuarantorLabor |  | ModelLabel |  | WarrantyDescription |  |  | ProductionYear | [6 empty] | Finish |  |  | SerialNumber | WarrantyStartDate | BarCode | AssetIdentifier | Features | TagNumber |  | 1.413106 |  |  |  |  | WarrantyDurationParts | AccessibilityPerformance | CodePerformance | Color | Constituents | Grade | Metal - Aluminium | ModelReference | NominalHeight | NominalLength | Shape | SustainabilityPerformance | WarrantyDurationLabor | FIXED | WarrantyGuarantorParts | ExpectedLife | ReplacementCost | NominalWidth | 23-25 20 14 11 11 11 | Curtain Wall Frames | [5 empty] | Perpendicular to Face | F | 0.000000 | 209205 | 0.025000 | 0.025000 | 0.150000 | 0.000000
2608 | Curtain Wall:Storefront:301675 |  |  |  | 301728 |  | New Construction |  |  |  |  | 124814 | 119399 | Reference |  | 50 x 150mm | Size | 209254 | 199382,199383,199384,209029,209248,209249,209250,209251,209252,209253 | Manufacturer |  | 2cDwFtdqL6M96IeSv7p8Gi | 1 | Rectangular Mullion:50 x 150mm:50 x 150mm:301728 |  | InstallationDate | 2608 | WarrantyGuarantorLabor |  | ModelLabel |  | WarrantyDescription |  |  | ProductionYear | [6 empty] | Finish |  |  | SerialNumber | WarrantyStartDate | BarCode | AssetIdentifier | Features | TagNumber |  | 1.413106 |  |  |  |  | WarrantyDurationParts | AccessibilityPerformance | CodePerformance | Color | Constituents | Grade | Metal - Aluminium | ModelReference | NominalHeight | NominalLength | Shape | SustainabilityPerformance | WarrantyDurationLabor | FIXED | WarrantyGuarantorParts | ExpectedLife | ReplacementCost | NominalWidth | 23-25 20 14 11 11 11 | Curtain Wall Frames | [5 empty] | Perpendicular to Face | F | 0.000000 | 209205 | 0.025000 | 0.025000 | 0.150000 | 0.000000
2609 | Curtain Wall:Storefront:301675 |  |  |  | 301729 |  | New Construction |  |  |  |  | 124815 | 119400 | Reference |  | 50 x 150mm | Size | 209254 | 199385,199386,199387,209029,209248,209249,209250,209251,209252,209253 | Manufacturer |  | 2cDwFtdqL6M96IeSv7p8Gj | 1 | Rectangular Mullion:50 x 150mm:50 x 150mm:301729 |  | InstallationDate | 2609 | WarrantyGuarantorLabor |  | ModelLabel |  | WarrantyDescription |  |  | ProductionYear | [6 empty] | Finish |  |  | SerialNumber | WarrantyStartDate | BarCode | AssetIdentifier | Features | TagNumber |  | 1.413106 |  |  |  |  | WarrantyDurationParts | AccessibilityPerformance | CodePerformance | Color | Constituents | Grade | Metal - Aluminium | ModelReference | NominalHeight | NominalLength | Shape | SustainabilityPerformance | WarrantyDurationLabor | FIXED | WarrantyGuarantorParts | ExpectedLife | ReplacementCost | NominalWidth | 23-25 20 14 11 11 11 | Curtain Wall Frames | [5 empty] | Perpendicular to Face | F | 0.000000 | 209205 | 0.025000 | 0.025000 | 0.150000 | 0.000000
2610 | Curtain Wall:Storefront:301675 |  |  |  | 307730 |  | New Construction |  |  |  |  | 124822 | 119407 | Reference |  | 50 x 150mm | Size | 209254 | 199406,199407,199408,204294,209248,209249,209250,209251,209252,209253 | Manufacturer |  | 0ayGa9swL6Jvmb9DQx3wYR | 1 | Rectangular Mullion:50 x 150mm:50 x 150mm:307730 |  | InstallationDate | 2610 | WarrantyGuarantorLabor |  | ModelLabel |  | WarrantyDescription |  |  | ProductionYear | [6 empty] | Finish |  |  | SerialNumber | WarrantyStartDate | BarCode | AssetIdentifier | Features | TagNumber |  | 0.410079 |  |  |  |  | WarrantyDurationParts | AccessibilityPerformance | CodePerformance | Color | Constituents | Grade | Metal - Aluminium | ModelReference | NominalHeight | NominalLength | Shape | SustainabilityPerformance | WarrantyDurationLabor | FIXED | WarrantyGuarantorParts | ExpectedLife | ReplacementCost | NominalWidth | 23-25 20 14 11 11 11 | Curtain Wall Frames | [5 empty] | Perpendicular to Face | F | 0.000000 | 209205 | 0.025000 | 0.025000 | 0.150000 | 0.000000
2611 | Curtain Wall:Storefront:301675 |  |  |  | 307731 |  | New Construction |  |  |  |  | 124823 | 119408 | Reference |  | 50 x 150mm | Size | 209254 | 199409,199410,199411,204295,209248,209249,209250,209251,209252,209253 | Manufacturer |  | 0ayGa9swL6Jvmb9DQx3wYQ | 1 | Rectangular Mullion:50 x 150mm:50 x 150mm:307731 |  | InstallationDate | 2611 | WarrantyGuarantorLabor |  | ModelLabel |  | WarrantyDescription |  |  | ProductionYear | [6 empty] | Finish |  |  | SerialNumber | WarrantyStartDate | BarCode | AssetIdentifier | Features | TagNumber |  | 0.671606 |  |  |  |  | WarrantyDurationParts | AccessibilityPerformance | CodePerformance | Color | Constituents | Grade | Metal - Aluminium | ModelReference | NominalHeight | NominalLength | Shape | SustainabilityPerformance | WarrantyDurationLabor | FIXED | WarrantyGuarantorParts | ExpectedLife | ReplacementCost | NominalWidth | 23-25 20 14 11 11 11 | Curtain Wall Frames | [5 empty] | Perpendicular to Face | F | 0.000000 | 209205 | 0.025000 | 0.025000 | 0.150000 | 0.000000
2612 | Curtain Wall:Storefront:301675 |  |  |  | 307732 |  | New Construction |  |  |  |  | 124824 | 119409 | Reference |  | 50 x 150mm | Size | 209254 | 199412,199413,199414,204296,209248,209249,209250,209251,209252,209253 | Manufacturer |  | 0ayGa9swL6Jvmb9DQx3wYT | 1 | Rectangular Mullion:50 x 150mm:50 x 150mm:307732 |  | InstallationDate | 2612 | WarrantyGuarantorLabor |  | ModelLabel |  | WarrantyDescription |  |  | ProductionYear | [6 empty] | Finish |  |  | SerialNumber | WarrantyStartDate | BarCode | AssetIdentifier | Features | TagNumber |  | 0.757291 |  |  |  |  | WarrantyDurationParts | AccessibilityPerformance | CodePerformance | Color | Constituents | Grade | Metal - Aluminium | ModelReference | NominalHeight | NominalLength | Shape | SustainabilityPerformance | WarrantyDurationLabor | FIXED | WarrantyGuarantorParts | ExpectedLife | ReplacementCost | NominalWidth | 23-25 20 14 11 11 11 | Curtain Wall Frames | [5 empty] | Perpendicular to Face | F | 0.000000 | 209205 | 0.025000 | 0.025000 | 0.150000 | 0.000000
2613 | Curtain Wall:Storefront:301675 |  |  |  | 307733 |  | New Construction |  |  |  |  | 124825 | 119410 | Reference |  | 50 x 150mm | Size | 209254 | 199415,199416,199417,204297,209248,209249,209250,209251,209252,209253 | Manufacturer |  | 0ayGa9swL6Jvmb9DQx3wYS | 1 | Rectangular Mullion:50 x 150mm:50 x 150mm:307733 |  | InstallationDate | 2613 | WarrantyGuarantorLabor |  | ModelLabel |  | WarrantyDescription |  |  | ProductionYear | [6 empty] | Finish |  |  | SerialNumber | WarrantyStartDate | BarCode | AssetIdentifier | Features | TagNumber |  | 0.671606 |  |  |  |  | WarrantyDurationParts | AccessibilityPerformance | CodePerformance | Color | Constituents | Grade | Metal - Aluminium | ModelReference | NominalHeight | NominalLength | Shape | SustainabilityPerformance | WarrantyDurationLabor | FIXED | WarrantyGuarantorParts | ExpectedLife | ReplacementCost | NominalWidth | 23-25 20 14 11 11 11 | Curtain Wall Frames | [5 empty] | Perpendicular to Face | F | 0.000000 | 209205 | 0.025000 | 0.025000 | 0.150000 | 0.000000
2614 | Curtain Wall:Storefront:301675 |  |  |  | 307734 |  | New Construction |  |  |  |  | 124826 | 119411 | Reference |  | 50 x 150mm | Size | 209254 | 199418,199419,199420,204298,209248,209249,209250,209251,209252,209253 | Manufacturer |  | 0ayGa9swL6Jvmb9DQx3wYV | 1 | Rectangular Mullion:50 x 150mm:50 x 150mm:307734 |  | InstallationDate | 2614 | WarrantyGuarantorLabor |  | ModelLabel |  | WarrantyDescription |  |  | ProductionYear | [6 empty] | Finish |  |  | SerialNumber | WarrantyStartDate | BarCode | AssetIdentifier | Features | TagNumber |  | 0.410079 |  |  |  |  | WarrantyDurationParts | AccessibilityPerformance | CodePerformance | Color | Constituents | Grade | Metal - Aluminium | ModelReference | NominalHeight | NominalLength | Shape | SustainabilityPerformance | WarrantyDurationLabor | FIXED | WarrantyGuarantorParts | ExpectedLife | ReplacementCost | NominalWidth | 23-25 20 14 11 11 11 | Curtain Wall Frames | [5 empty] | Perpendicular to Face | F | 0.000000 | 209205 | 0.025000 | 0.025000 | 0.150000 | 0.000000
2615 | Curtain Wall:Storefront:301675 |  |  |  | 307735 |  | New Construction |  |  |  |  | 124827 | 119412 | Reference |  | 50 x 150mm | Size | 209254 | 199421,199422,199423,204299,209248,209249,209250,209251,209252,209253 | Manufacturer |  | 0ayGa9swL6Jvmb9DQx3wYU | 1 | Rectangular Mullion:50 x 150mm:50 x 150mm:307735 |  | InstallationDate | 2615 | WarrantyGuarantorLabor |  | ModelLabel |  | WarrantyDescription |  |  | ProductionYear | [6 empty] | Finish |  |  | SerialNumber | WarrantyStartDate | BarCode | AssetIdentifier | Features | TagNumber |  | 1.193237 |  |  |  |  | WarrantyDurationParts | AccessibilityPerformance | CodePerformance | Color | Constituents | Grade | Metal - Aluminium | ModelReference | NominalHeight | NominalLength | Shape | SustainabilityPerformance | WarrantyDurationLabor | FIXED | WarrantyGuarantorParts | ExpectedLife | ReplacementCost | NominalWidth | 23-25 20 14 11 11 11 | Curtain Wall Frames | [5 empty] | Perpendicular to Face | F | 0.000000 | 209205 | 0.025000 | 0.025000 | 0.150000 | 0.000000
2616 | Curtain Wall:Storefront:301675 |  |  |  | 307736 |  | New Construction |  |  |  |  | 124828 | 119413 | Reference |  | 50 x 150mm | Size | 209254 | 199424,199425,199426,209077,209248,209249,209250,209251,209252,209253 | Manufacturer |  | 0ayGa9swL6Jvmb9DQx3wYH | 1 | Rectangular Mullion:50 x 150mm:50 x 150mm:307736 |  | InstallationDate | 2616 | WarrantyGuarantorLabor |  | ModelLabel |  | WarrantyDescription |  |  | ProductionYear | [6 empty] | Finish |  |  | SerialNumber | WarrantyStartDate | BarCode | AssetIdentifier | Features | TagNumber |  | 1.269395 |  |  |  |  | WarrantyDurationParts | AccessibilityPerformance | CodePerformance | Color | Constituents | Grade | Metal - Aluminium | ModelReference | NominalHeight | NominalLength | Shape | SustainabilityPerformance | WarrantyDurationLabor | FIXED | WarrantyGuarantorParts | ExpectedLife | ReplacementCost | NominalWidth | 23-25 20 14 11 11 11 | Curtain Wall Frames | [5 empty] | Perpendicular to Face | F | 0.000000 | 209205 | 0.025000 | 0.025000 | 0.150000 | 0.000000
2617 | Curtain Wall:Storefront:301675 |  |  |  | 307737 |  | New Construction |  |  |  |  | 124829 | 119414 | Reference |  | 50 x 150mm | Size | 209254 | 199427,199428,199429,209077,209248,209249,209250,209251,209252,209253 | Manufacturer |  | 0ayGa9swL6Jvmb9DQx3wYG | 1 | Rectangular Mullion:50 x 150mm:50 x 150mm:307737 |  | InstallationDate | 2617 | WarrantyGuarantorLabor |  | ModelLabel |  | WarrantyDescription |  |  | ProductionYear | [6 empty] | Finish |  |  | SerialNumber | WarrantyStartDate | BarCode | AssetIdentifier | Features | TagNumber |  | 1.269395 |  |  |  |  | WarrantyDurationParts | AccessibilityPerformance | CodePerformance | Color | Constituents | Grade | Metal - Aluminium | ModelReference | NominalHeight | NominalLength | Shape | SustainabilityPerformance | WarrantyDurationLabor | FIXED | WarrantyGuarantorParts | ExpectedLife | ReplacementCost | NominalWidth | 23-25 20 14 11 11 11 | Curtain Wall Frames | [5 empty] | Perpendicular to Face | F | 0.000000 | 209205 | 0.025000 | 0.025000 | 0.150000 | 0.000000
2618 | Curtain Wall:Storefront:301675 |  |  |  | 307738 |  | New Construction |  |  |  |  | 124830 | 119415 | Reference |  | 50 x 150mm | Size | 209254 | 199430,199431,199432,209077,209248,209249,209250,209251,209252,209253 | Manufacturer |  | 0ayGa9swL6Jvmb9DQx3wYJ | 1 | Rectangular Mullion:50 x 150mm:50 x 150mm:307738 |  | InstallationDate | 2618 | WarrantyGuarantorLabor |  | ModelLabel |  | WarrantyDescription |  |  | ProductionYear | [6 empty] | Finish |  |  | SerialNumber | WarrantyStartDate | BarCode | AssetIdentifier | Features | TagNumber |  | 1.269395 |  |  |  |  | WarrantyDurationParts | AccessibilityPerformance | CodePerformance | Color | Constituents | Grade | Metal - Aluminium | ModelReference | NominalHeight | NominalLength | Shape | SustainabilityPerformance | WarrantyDurationLabor | FIXED | WarrantyGuarantorParts | ExpectedLife | ReplacementCost | NominalWidth | 23-25 20 14 11 11 11 | Curtain Wall Frames | [5 empty] | Perpendicular to Face | F | 0.000000 | 209205 | 0.025000 | 0.025000 | 0.150000 | 0.000000
2619 | Curtain Wall:Storefront:301675 |  |  |  | 307739 |  | New Construction |  |  |  |  | 124831 | 119416 | Reference |  | 50 x 150mm | Size | 209254 | 199433,199434,199435,209077,209248,209249,209250,209251,209252,209253 | Manufacturer |  | 0ayGa9swL6Jvmb9DQx3wYI | 1 | Rectangular Mullion:50 x 150mm:50 x 150mm:307739 |  | InstallationDate | 2619 | WarrantyGuarantorLabor |  | ModelLabel |  | WarrantyDescription |  |  | ProductionYear | [6 empty] | Finish |  |  | SerialNumber | WarrantyStartDate | BarCode | AssetIdentifier | Features | TagNumber |  | 1.269395 |  |  |  |  | WarrantyDurationParts | AccessibilityPerformance | CodePerformance | Color | Constituents | Grade | Metal - Aluminium | ModelReference | NominalHeight | NominalLength | Shape | SustainabilityPerformance | WarrantyDurationLabor | FIXED | WarrantyGuarantorParts | ExpectedLife | ReplacementCost | NominalWidth | 23-25 20 14 11 11 11 | Curtain Wall Frames | [5 empty] | Perpendicular to Face | F | 0.000000 | 209205 | 0.025000 | 0.025000 | 0.150000 | 0.000000
2620 | Curtain Wall:Storefront:301675 |  |  |  | 307740 |  | New Construction |  |  |  |  | 124832 | 119417 | Reference |  | 50 x 150mm | Size | 209254 | 199436,199437,199438,204300,209248,209249,209250,209251,209252,209253 | Manufacturer |  | 0ayGa9swL6Jvmb9DQx3wYL | 1 | Rectangular Mullion:50 x 150mm:50 x 150mm:307740 |  | InstallationDate | 2620 | WarrantyGuarantorLabor |  | ModelLabel |  | WarrantyDescription |  |  | ProductionYear | [6 empty] | Finish |  |  | SerialNumber | WarrantyStartDate | BarCode | AssetIdentifier | Features | TagNumber |  | 1.193237 |  |  |  |  | WarrantyDurationParts | AccessibilityPerformance | CodePerformance | Color | Constituents | Grade | Metal - Aluminium | ModelReference | NominalHeight | NominalLength | Shape | SustainabilityPerformance | WarrantyDurationLabor | FIXED | WarrantyGuarantorParts | ExpectedLife | ReplacementCost | NominalWidth | 23-25 20 14 11 11 11 | Curtain Wall Frames | [5 empty] | Perpendicular to Face | F | 0.000000 | 209205 | 0.025000 | 0.025000 | 0.150000 | 0.000000
2621 | Curtain Wall:Storefront:301675 |  |  |  | 308983 |  | New Construction |  |  |  |  | 124833 | 119418 | Reference |  | 50 x 150mm | Size | 209254 | 199439,199440,199441,204301,209248,209249,209250,209251,209252,209253 | Manufacturer |  | 2$JMvrgrHFRuiT5gJ_sduX | 1 | Rectangular Mullion:50 x 150mm:50 x 150mm:308983 |  | InstallationDate | 2621 | WarrantyGuarantorLabor |  | ModelLabel |  | WarrantyDescription |  |  | ProductionYear | [6 empty] | Finish |  |  | SerialNumber | WarrantyStartDate | BarCode | AssetIdentifier | Features | TagNumber |  | 0.109513 |  |  |  |  | WarrantyDurationParts | AccessibilityPerformance | CodePerformance | Color | Constituents | Grade | Metal - Aluminium | ModelReference | NominalHeight | NominalLength | Shape | SustainabilityPerformance | WarrantyDurationLabor | FIXED | WarrantyGuarantorParts | ExpectedLife | ReplacementCost | NominalWidth | 23-25 20 14 11 11 11 | Curtain Wall Frames | [5 empty] | Perpendicular to Face | F | 0.000000 | 209205 | 0.025000 | 0.025000 | 0.150000 | 0.000000
2622 | Curtain Wall:Storefront:301675 |  |  |  | 308984 |  | New Construction |  |  |  |  | 124834 | 119419 | Reference |  | 50 x 150mm | Size | 209254 | 199442,199443,199444,204302,209248,209249,209250,209251,209252,209253 | Manufacturer |  | 2$JMvrgrHFRuiT5gJ_sduk | 1 | Rectangular Mullion:50 x 150mm:50 x 150mm:308984 |  | InstallationDate | 2622 | WarrantyGuarantorLabor |  | ModelLabel |  | WarrantyDescription |  |  | ProductionYear | [6 empty] | Finish |  |  | SerialNumber | WarrantyStartDate | BarCode | AssetIdentifier | Features | TagNumber |  | 1.286257 |  |  |  |  | WarrantyDurationParts | AccessibilityPerformance | CodePerformance | Color | Constituents | Grade | Metal - Aluminium | ModelReference | NominalHeight | NominalLength | Shape | SustainabilityPerformance | WarrantyDurationLabor | FIXED | WarrantyGuarantorParts | ExpectedLife | ReplacementCost | NominalWidth | 23-25 20 14 11 11 11 | Curtain Wall Frames | [5 empty] | Perpendicular to Face | F | 0.000000 | 209205 | 0.025000 | 0.025000 | 0.150000 | 0.000000
2623 | Curtain Wall:Storefront:301675 |  |  |  | 308985 |  | New Construction |  |  |  |  | 124835 | 119420 | Reference |  | 50 x 150mm | Size | 209254 | 199445,199446,199447,204303,209248,209249,209250,209251,209252,209253 | Manufacturer |  | 2$JMvrgrHFRuiT5gJ_sdul | 1 | Rectangular Mullion:50 x 150mm:50 x 150mm:308985 |  | InstallationDate | 2623 | WarrantyGuarantorLabor |  | ModelLabel |  | WarrantyDescription |  |  | ProductionYear | [6 empty] | Finish |  |  | SerialNumber | WarrantyStartDate | BarCode | AssetIdentifier | Features | TagNumber |  | 1.346041 |  |  |  |  | WarrantyDurationParts | AccessibilityPerformance | CodePerformance | Color | Constituents | Grade | Metal - Aluminium | ModelReference | NominalHeight | NominalLength | Shape | SustainabilityPerformance | WarrantyDurationLabor | FIXED | WarrantyGuarantorParts | ExpectedLife | ReplacementCost | NominalWidth | 23-25 20 14 11 11 11 | Curtain Wall Frames | [5 empty] | Perpendicular to Face | F | 0.000000 | 209205 | 0.025000 | 0.025000 | 0.150000 | 0.000000
2624 | Curtain Wall:Storefront:301675 |  |  |  | 308986 |  | New Construction |  |  |  |  | 124836 | 119421 | Reference |  | 50 x 150mm | Size | 209254 | 199448,199449,199450,204304,209248,209249,209250,209251,209252,209253 | Manufacturer |  | 2$JMvrgrHFRuiT5gJ_sdui | 1 | Rectangular Mullion:50 x 150mm:50 x 150mm:308986 |  | InstallationDate | 2624 | WarrantyGuarantorLabor |  | ModelLabel |  | WarrantyDescription |  |  | ProductionYear | [6 empty] | Finish |  |  | SerialNumber | WarrantyStartDate | BarCode | AssetIdentifier | Features | TagNumber |  | 1.323102 |  |  |  |  | WarrantyDurationParts | AccessibilityPerformance | CodePerformance | Color | Constituents | Grade | Metal - Aluminium | ModelReference | NominalHeight | NominalLength | Shape | SustainabilityPerformance | WarrantyDurationLabor | FIXED | WarrantyGuarantorParts | ExpectedLife | ReplacementCost | NominalWidth | 23-25 20 14 11 11 11 | Curtain Wall Frames | [5 empty] | Perpendicular to Face | F | 0.000000 | 209205 | 0.025000 | 0.025000 | 0.150000 | 0.000000
2625 | Curtain Wall:Storefront:301675 |  |  |  | 308987 |  | New Construction |  |  |  |  | 124837 | 119422 | Reference |  | 50 x 150mm | Size | 209254 | 199451,199452,199453,204305,209248,209249,209250,209251,209252,209253 | Manufacturer |  | 2$JMvrgrHFRuiT5gJ_sduj | 1 | Rectangular Mullion:50 x 150mm:50 x 150mm:308987 |  | InstallationDate | 2625 | WarrantyGuarantorLabor |  | ModelLabel |  | WarrantyDescription |  |  | ProductionYear | [6 empty] | Finish |  |  | SerialNumber | WarrantyStartDate | BarCode | AssetIdentifier | Features | TagNumber |  | 1.323102 |  |  |  |  | WarrantyDurationParts | AccessibilityPerformance | CodePerformance | Color | Constituents | Grade | Metal - Aluminium | ModelReference | NominalHeight | NominalLength | Shape | SustainabilityPerformance | WarrantyDurationLabor | FIXED | WarrantyGuarantorParts | ExpectedLife | ReplacementCost | NominalWidth | 23-25 20 14 11 11 11 | Curtain Wall Frames | [5 empty] | Perpendicular to Face | F | 0.000000 | 209205 | 0.025000 | 0.025000 | 0.150000 | 0.000000
2626 | Curtain Wall:Storefront:301675 |  |  |  | 308988 |  | New Construction |  |  |  |  | 124838 | 119423 | Reference |  | 50 x 150mm | Size | 209254 | 199454,199455,199456,204306,209248,209249,209250,209251,209252,209253 | Manufacturer |  | 2$JMvrgrHFRuiT5gJ_sdug | 1 | Rectangular Mullion:50 x 150mm:50 x 150mm:308988 |  | InstallationDate | 2626 | WarrantyGuarantorLabor |  | ModelLabel |  | WarrantyDescription |  |  | ProductionYear | [6 empty] | Finish |  |  | SerialNumber | WarrantyStartDate | BarCode | AssetIdentifier | Features | TagNumber |  | 1.346041 |  |  |  |  | WarrantyDurationParts | AccessibilityPerformance | CodePerformance | Color | Constituents | Grade | Metal - Aluminium | ModelReference | NominalHeight | NominalLength | Shape | SustainabilityPerformance | WarrantyDurationLabor | FIXED | WarrantyGuarantorParts | ExpectedLife | ReplacementCost | NominalWidth | 23-25 20 14 11 11 11 | Curtain Wall Frames | [5 empty] | Perpendicular to Face | F | 0.000000 | 209205 | 0.025000 | 0.025000 | 0.150000 | 0.000000
2627 | Curtain Wall:Storefront:301675 |  |  |  | 309275 |  | New Construction |  |  |  |  | 124839 | 119424 | Reference |  | 50 x 150mm | Size | 209254 | 199457,199458,199459,204307,209248,209249,209250,209251,209252,209253 | Manufacturer |  | 2$JMvrgrHFRuiT5gJ_sd3D | 1 | Rectangular Mullion:50 x 150mm:50 x 150mm:309275 |  | InstallationDate | 2627 | WarrantyGuarantorLabor |  | ModelLabel |  | WarrantyDescription |  |  | ProductionYear | [6 empty] | Finish |  |  | SerialNumber | WarrantyStartDate | BarCode | AssetIdentifier | Features | TagNumber |  | 0.109513 |  |  |  |  | WarrantyDurationParts | AccessibilityPerformance | CodePerformance | Color | Constituents | Grade | Metal - Aluminium | ModelReference | NominalHeight | NominalLength | Shape | SustainabilityPerformance | WarrantyDurationLabor | FIXED | WarrantyGuarantorParts | ExpectedLife | ReplacementCost | NominalWidth | 23-25 20 14 11 11 11 | Curtain Wall Frames | [5 empty] | Perpendicular to Face | F | 0.000000 | 209205 | 0.025000 | 0.025000 | 0.150000 | 0.000000
2628 | Curtain Wall:Storefront:301675 |  |  |  | 309276 |  | New Construction |  |  |  |  | 124840 | 119425 | Reference |  | 50 x 150mm | Size | 209254 | 199460,199461,199462,204308,209248,209249,209250,209251,209252,209253 | Manufacturer |  | 2$JMvrgrHFRuiT5gJ_sd3A | 1 | Rectangular Mullion:50 x 150mm:50 x 150mm:309276 |  | InstallationDate | 2628 | WarrantyGuarantorLabor |  | ModelLabel |  | WarrantyDescription |  |  | ProductionYear | [6 empty] | Finish |  |  | SerialNumber | WarrantyStartDate | BarCode | AssetIdentifier | Features | TagNumber |  | 1.286257 |  |  |  |  | WarrantyDurationParts | AccessibilityPerformance | CodePerformance | Color | Constituents | Grade | Metal - Aluminium | ModelReference | NominalHeight | NominalLength | Shape | SustainabilityPerformance | WarrantyDurationLabor | FIXED | WarrantyGuarantorParts | ExpectedLife | ReplacementCost | NominalWidth | 23-25 20 14 11 11 11 | Curtain Wall Frames | [5 empty] | Perpendicular to Face | F | 0.000000 | 209205 | 0.025000 | 0.025000 | 0.150000 | 0.000000
2651 | Curtain Wall:Storefront:374952 |  |  |  | 303258 |  | New Construction |  |  |  |  | 125268 | 119550 | Reference |  | 50 x 150mm | Size | 209254 | 201605,201606,201607,205923,209248,209249,209250,209251,209252,209253 | Manufacturer |  | 2cDwFtdqL6M96IeSv7pBuM | 1 | Rectangular Mullion:50 x 150mm:50 x 150mm:303258 |  | InstallationDate | 2651 | WarrantyGuarantorLabor |  | ModelLabel |  | WarrantyDescription |  |  | ProductionYear | [6 empty] | Finish |  |  | SerialNumber | WarrantyStartDate | BarCode | AssetIdentifier | Features | TagNumber |  | 1.221667 |  |  |  |  | WarrantyDurationParts | AccessibilityPerformance | CodePerformance | Color | Constituents | Grade | Metal - Aluminium | ModelReference | NominalHeight | NominalLength | Shape | SustainabilityPerformance | WarrantyDurationLabor | FIXED | WarrantyGuarantorParts | ExpectedLife | ReplacementCost | NominalWidth | 23-25 20 14 11 11 11 | Curtain Wall Frames | [5 empty] | Perpendicular to Face | F | 0.000000 | 209173 | 0.025000 | 0.025000 | 0.150000 | 0.000000
2652 | Curtain Wall:Storefront:374952 |  |  |  | 303267 |  | New Construction |  |  |  |  | 125269 | 119551 | Reference |  | 50 x 150mm | Size | 209254 | 201608,201609,201610,205923,209248,209249,209250,209251,209252,209253 | Manufacturer |  | 2cDwFtdqL6M96IeSv7pBul | 1 | Rectangular Mullion:50 x 150mm:50 x 150mm:303267 |  | InstallationDate | 2652 | WarrantyGuarantorLabor |  | ModelLabel |  | WarrantyDescription |  |  | ProductionYear | [6 empty] | Finish |  |  | SerialNumber | WarrantyStartDate | BarCode | AssetIdentifier | Features | TagNumber |  | 1.221667 |  |  |  |  | WarrantyDurationParts | AccessibilityPerformance | CodePerformance | Color | Constituents | Grade | Metal - Aluminium | ModelReference | NominalHeight | NominalLength | Shape | SustainabilityPerformance | WarrantyDurationLabor | FIXED | WarrantyGuarantorParts | ExpectedLife | ReplacementCost | NominalWidth | 23-25 20 14 11 11 11 | Curtain Wall Frames | [5 empty] | Perpendicular to Face | F | 0.000000 | 209173 | 0.025000 | 0.025000 | 0.150000 | 0.000000
2653 | Curtain Wall:Storefront:374952 |  |  |  | 303268 |  | New Construction |  |  |  |  | 125270 | 119552 | Reference |  | 50 x 150mm | Size | 209254 | 201611,201612,201613,204352,209248,209249,209250,209251,209252,209253 | Manufacturer |  | 2cDwFtdqL6M96IeSv7pBue | 1 | Rectangular Mullion:50 x 150mm:50 x 150mm:303268 |  | InstallationDate | 2653 | WarrantyGuarantorLabor |  | ModelLabel |  | WarrantyDescription |  |  | ProductionYear | [6 empty] | Finish |  |  | SerialNumber | WarrantyStartDate | BarCode | AssetIdentifier | Features | TagNumber |  | 1.246667 |  |  |  |  | WarrantyDurationParts | AccessibilityPerformance | CodePerformance | Color | Constituents | Grade | Metal - Aluminium | ModelReference | NominalHeight | NominalLength | Shape | SustainabilityPerformance | WarrantyDurationLabor | FIXED | WarrantyGuarantorParts | ExpectedLife | ReplacementCost | NominalWidth | 23-25 20 14 11 11 11 | Curtain Wall Frames | [5 empty] | Perpendicular to Face | F | 0.000000 | 209173 | 0.025000 | 0.025000 | 0.150000 | 0.000000
2654 | Curtain Wall:Storefront:374952 |  |  |  | 303278 |  | New Construction |  |  |  |  | 125271 | 119553 | Reference |  | 50 x 150mm | Size | 209254 | 201614,201615,201616,204353,209248,209249,209250,209251,209252,209253 | Manufacturer |  | 2cDwFtdqL6M96IeSv7pBuY | 1 | Rectangular Mullion:50 x 150mm:50 x 150mm:303278 |  | InstallationDate | 2654 | WarrantyGuarantorLabor |  | ModelLabel |  | WarrantyDescription |  |  | ProductionYear | [6 empty] | Finish |  |  | SerialNumber | WarrantyStartDate | BarCode | AssetIdentifier | Features | TagNumber |  | 1.246667 |  |  |  |  | WarrantyDurationParts | AccessibilityPerformance | CodePerformance | Color | Constituents | Grade | Metal - Aluminium | ModelReference | NominalHeight | NominalLength | Shape | SustainabilityPerformance | WarrantyDurationLabor | FIXED | WarrantyGuarantorParts | ExpectedLife | ReplacementCost | NominalWidth | 23-25 20 14 11 11 11 | Curtain Wall Frames | [5 empty] | Perpendicular to Face | F | 0.000000 | 209173 | 0.025000 | 0.025000 | 0.150000 | 0.000000
2655 | Curtain Wall:Storefront:374952 |  |  |  | 303279 |  | New Construction |  |  |  |  | 125272 | 119554 | Reference |  | 50 x 150mm | Size | 209254 | 201617,201618,201619,205924,209248,209249,209250,209251,209252,209253 | Manufacturer |  | 2cDwFtdqL6M96IeSv7pBuZ | 1 | Rectangular Mullion:50 x 150mm:50 x 150mm:303279 |  | InstallationDate | 2655 | WarrantyGuarantorLabor |  | ModelLabel |  | WarrantyDescription |  |  | ProductionYear | [6 empty] | Finish |  |  | SerialNumber | WarrantyStartDate | BarCode | AssetIdentifier | Features | TagNumber |  | 1.221667 |  |  |  |  | WarrantyDurationParts | AccessibilityPerformance | CodePerformance | Color | Constituents | Grade | Metal - Aluminium | ModelReference | NominalHeight | NominalLength | Shape | SustainabilityPerformance | WarrantyDurationLabor | FIXED | WarrantyGuarantorParts | ExpectedLife | ReplacementCost | NominalWidth | 23-25 20 14 11 11 11 | Curtain Wall Frames | [5 empty] | Perpendicular to Face | F | 0.000000 | 209173 | 0.025000 | 0.025000 | 0.150000 | 0.000000
2656 | Curtain Wall:Storefront:374952 |  |  |  | 303280 |  | New Construction |  |  |  |  | 125273 | 119555 | Reference |  | 50 x 150mm | Size | 209254 | 201620,201621,201622,208993,209248,209249,209250,209251,209252,209253 | Manufacturer |  | 2cDwFtdqL6M96IeSv7pBuy | 1 | Rectangular Mullion:50 x 150mm:50 x 150mm:303280 |  | InstallationDate | 2656 | WarrantyGuarantorLabor |  | ModelLabel |  | WarrantyDescription |  |  | ProductionYear | [6 empty] | Finish |  |  | SerialNumber | WarrantyStartDate | BarCode | AssetIdentifier | Features | TagNumber |  | 0.986894 |  |  |  |  | WarrantyDurationParts | AccessibilityPerformance | CodePerformance | Color | Constituents | Grade | Metal - Aluminium | ModelReference | NominalHeight | NominalLength | Shape | SustainabilityPerformance | WarrantyDurationLabor | FIXED | WarrantyGuarantorParts | ExpectedLife | ReplacementCost | NominalWidth | 23-25 20 14 11 11 11 | Curtain Wall Frames | [5 empty] | Perpendicular to Face | F | 0.000000 | 209173 | 0.025000 | 0.025000 | 0.150000 | 0.000000
2657 | Curtain Wall:Storefront:374952 |  |  |  | 303293 |  | New Construction |  |  |  |  | 125274 | 119556 | Reference |  | 50 x 150mm | Size | 209254 | 201623,201624,201625,204354,209248,209249,209250,209251,209252,209253 | Manufacturer |  | 2cDwFtdqL6M96IeSv7pBun | 1 | Rectangular Mullion:50 x 150mm:50 x 150mm:303293 |  | InstallationDate | 2657 | WarrantyGuarantorLabor |  | ModelLabel |  | WarrantyDescription |  |  | ProductionYear | [6 empty] | Finish |  |  | SerialNumber | WarrantyStartDate | BarCode | AssetIdentifier | Features | TagNumber |  | 1.246667 |  |  |  |  | WarrantyDurationParts | AccessibilityPerformance | CodePerformance | Color | Constituents | Grade | Metal - Aluminium | ModelReference | NominalHeight | NominalLength | Shape | SustainabilityPerformance | WarrantyDurationLabor | FIXED | WarrantyGuarantorParts | ExpectedLife | ReplacementCost | NominalWidth | 23-25 20 14 11 11 11 | Curtain Wall Frames | [5 empty] | Perpendicular to Face | F | 0.000000 | 209173 | 0.025000 | 0.025000 | 0.150000 | 0.000000
2658 | Curtain Wall:Storefront:374952 |  |  |  | 303294 |  | New Construction |  |  |  |  | 125275 | 119557 | Reference |  | 50 x 150mm | Size | 209254 | 201626,201627,201628,205925,209248,209249,209250,209251,209252,209253 | Manufacturer |  | 2cDwFtdqL6M96IeSv7pBuo | 1 | Rectangular Mullion:50 x 150mm:50 x 150mm:303294 |  | InstallationDate | 2658 | WarrantyGuarantorLabor |  | ModelLabel |  | WarrantyDescription |  |  | ProductionYear | [6 empty] | Finish |  |  | SerialNumber | WarrantyStartDate | BarCode | AssetIdentifier | Features | TagNumber |  | 1.221667 |  |  |  |  | WarrantyDurationParts | AccessibilityPerformance | CodePerformance | Color | Constituents | Grade | Metal - Aluminium | ModelReference | NominalHeight | NominalLength | Shape | SustainabilityPerformance | WarrantyDurationLabor | FIXED | WarrantyGuarantorParts | ExpectedLife | ReplacementCost | NominalWidth | 23-25 20 14 11 11 11 | Curtain Wall Frames | [5 empty] | Perpendicular to Face | F | 0.000000 | 209173 | 0.025000 | 0.025000 | 0.150000 | 0.000000
2659 | Curtain Wall:Storefront:374952 |  |  |  | 303303 |  | New Construction |  |  |  |  | 125276 | 119558 | Reference |  | 50 x 150mm | Size | 209254 | 201629,201630,201631,209120,209248,209249,209250,209251,209252,209253 | Manufacturer |  | 2cDwFtdqL6M96IeSv7pBvB | 1 | Rectangular Mullion:50 x 150mm:50 x 150mm:303303 |  | InstallationDate | 2659 | WarrantyGuarantorLabor |  | ModelLabel |  | WarrantyDescription |  |  | ProductionYear | [6 empty] | Finish |  |  | SerialNumber | WarrantyStartDate | BarCode | AssetIdentifier | Features | TagNumber |  | 0.986894 |  |  |  |  | WarrantyDurationParts | AccessibilityPerformance | CodePerformance | Color | Constituents | Grade | Metal - Aluminium | ModelReference | NominalHeight | NominalLength | Shape | SustainabilityPerformance | WarrantyDurationLabor | FIXED | WarrantyGuarantorParts | ExpectedLife | ReplacementCost | NominalWidth | 23-25 20 14 11 11 11 | Curtain Wall Frames | [5 empty] | Perpendicular to Face | F | 0.000000 | 209173 | 0.025000 | 0.025000 | 0.150000 | 0.000000
2660 | Curtain Wall:Storefront:374952 |  |  |  | 303304 |  | New Construction |  |  |  |  | 125277 | 119559 | Reference |  | 50 x 150mm | Size | 209254 | 201632,201633,201634,209120,209248,209249,209250,209251,209252,209253 | Manufacturer |  | 2cDwFtdqL6M96IeSv7pBv4 | 1 | Rectangular Mullion:50 x 150mm:50 x 150mm:303304 |  | InstallationDate | 2660 | WarrantyGuarantorLabor |  | ModelLabel |  | WarrantyDescription |  |  | ProductionYear | [6 empty] | Finish |  |  | SerialNumber | WarrantyStartDate | BarCode | AssetIdentifier | Features | TagNumber |  | 0.986894 |  |  |  |  | WarrantyDurationParts | AccessibilityPerformance | CodePerformance | Color | Constituents | Grade | Metal - Aluminium | ModelReference | NominalHeight | NominalLength | Shape | SustainabilityPerformance | WarrantyDurationLabor | FIXED | WarrantyGuarantorParts | ExpectedLife | ReplacementCost | NominalWidth | 23-25 20 14 11 11 11 | Curtain Wall Frames | [5 empty] | Perpendicular to Face | F | 0.000000 | 209173 | 0.025000 | 0.025000 | 0.150000 | 0.000000
2661 | Curtain Wall:Storefront:374952 |  |  |  | 374706 |  | New Construction |  |  |  |  | 125278 | 119560 | Reference |  | 50 x 150mm | Size | 209254 | 201635,201636,201637,208913,209248,209249,209250,209251,209252,209253 | Manufacturer |  | 2j55VthSj3Lu0J6fyrpMKk | 1 | Rectangular Mullion:50 x 150mm:50 x 150mm:374706 |  | InstallationDate | 2661 | WarrantyGuarantorLabor |  | ModelLabel |  | WarrantyDescription |  |  | ProductionYear | [6 empty] | Finish |  |  | SerialNumber | WarrantyStartDate | BarCode | AssetIdentifier | Features | TagNumber |  | 0.813106 |  |  |  |  | WarrantyDurationParts | AccessibilityPerformance | CodePerformance | Color | Constituents | Grade | Metal - Aluminium | ModelReference | NominalHeight | NominalLength | Shape | SustainabilityPerformance | WarrantyDurationLabor | FIXED | WarrantyGuarantorParts | ExpectedLife | ReplacementCost | NominalWidth | 23-25 20 14 11 11 11 | Curtain Wall Frames | [5 empty] | Perpendicular to Face | F | 0.000000 | 209173 | 0.025000 | 0.025000 | 0.150000 | 0.000000
2662 | Curtain Wall:Storefront:374952 |  |  |  | 374716 |  | New Construction |  |  |  |  | 125279 | 119561 | Reference |  | 50 x 150mm | Size | 209254 | 201638,201639,201640,209088,209248,209249,209250,209251,209252,209253 | Manufacturer |  | 2j55VthSj3Lu0J6fyrpMKW | 1 | Rectangular Mullion:50 x 150mm:50 x 150mm:374716 |  | InstallationDate | 2662 | WarrantyGuarantorLabor |  | ModelLabel |  | WarrantyDescription |  |  | ProductionYear | [6 empty] | Finish |  |  | SerialNumber | WarrantyStartDate | BarCode | AssetIdentifier | Features | TagNumber |  | 0.813106 |  |  |  |  | WarrantyDurationParts | AccessibilityPerformance | CodePerformance | Color | Constituents | Grade | Metal - Aluminium | ModelReference | NominalHeight | NominalLength | Shape | SustainabilityPerformance | WarrantyDurationLabor | FIXED | WarrantyGuarantorParts | ExpectedLife | ReplacementCost | NominalWidth | 23-25 20 14 11 11 11 | Curtain Wall Frames | [5 empty] | Perpendicular to Face | F | 0.000000 | 209173 | 0.025000 | 0.025000 | 0.150000 | 0.000000
2663 | Curtain Wall:Storefront:374952 |  |  |  | 374717 |  | New Construction |  |  |  |  | 125280 | 119562 | Reference |  | 50 x 150mm | Size | 209254 | 201641,201642,201643,209088,209248,209249,209250,209251,209252,209253 | Manufacturer |  | 2j55VthSj3Lu0J6fyrpMKX | 1 | Rectangular Mullion:50 x 150mm:50 x 150mm:374717 |  | InstallationDate | 2663 | WarrantyGuarantorLabor |  | ModelLabel |  | WarrantyDescription |  |  | ProductionYear | [6 empty] | Finish |  |  | SerialNumber | WarrantyStartDate | BarCode | AssetIdentifier | Features | TagNumber |  | 0.813106 |  |  |  |  | WarrantyDurationParts | AccessibilityPerformance | CodePerformance | Color | Constituents | Grade | Metal - Aluminium | ModelReference | NominalHeight | NominalLength | Shape | SustainabilityPerformance | WarrantyDurationLabor | FIXED | WarrantyGuarantorParts | ExpectedLife | ReplacementCost | NominalWidth | 23-25 20 14 11 11 11 | Curtain Wall Frames | [5 empty] | Perpendicular to Face | F | 0.000000 | 209173 | 0.025000 | 0.025000 | 0.150000 | 0.000000
2664 | Curtain Wall:Storefront:374952 |  |  |  | 374941 |  | New Construction |  |  |  |  | 125283 | 119565 | Reference |  | 50 x 150mm | Size | 209254 | 201650,201651,201652,205924,209248,209249,209250,209251,209252,209253 | Manufacturer |  | 2j55VthSj3Lu0J6fyrpMe1 | 1 | Rectangular Mullion:50 x 150mm:50 x 150mm:374941 |  | InstallationDate | 2664 | WarrantyGuarantorLabor |  | ModelLabel |  | WarrantyDescription |  |  | ProductionYear | [6 empty] | Finish |  |  | SerialNumber | WarrantyStartDate | BarCode | AssetIdentifier | Features | TagNumber |  | 1.221667 |  |  |  |  | WarrantyDurationParts | AccessibilityPerformance | CodePerformance | Color | Constituents | Grade | Metal - Aluminium | ModelReference | NominalHeight | NominalLength | Shape | SustainabilityPerformance | WarrantyDurationLabor | FIXED | WarrantyGuarantorParts | ExpectedLife | ReplacementCost | NominalWidth | 23-25 20 14 11 11 11 | Curtain Wall Frames | [5 empty] | Perpendicular to Face | F | 0.000000 | 209173 | 0.025000 | 0.025000 | 0.150000 | 0.000000
2665 | Curtain Wall:Storefront:374952 |  |  |  | 374942 |  | New Construction |  |  |  |  | 125284 | 119566 | Reference |  | 50 x 150mm | Size | 209254 | 201653,201654,201655,205925,209248,209249,209250,209251,209252,209253 | Manufacturer |  | 2j55VthSj3Lu0J6fyrpMe2 | 1 | Rectangular Mullion:50 x 150mm:50 x 150mm:374942 |  | InstallationDate | 2665 | WarrantyGuarantorLabor |  | ModelLabel |  | WarrantyDescription |  |  | ProductionYear | [6 empty] | Finish |  |  | SerialNumber | WarrantyStartDate | BarCode | AssetIdentifier | Features | TagNumber |  | 1.221667 |  |  |  |  | WarrantyDurationParts | AccessibilityPerformance | CodePerformance | Color | Constituents | Grade | Metal - Aluminium | ModelReference | NominalHeight | NominalLength | Shape | SustainabilityPerformance | WarrantyDurationLabor | FIXED | WarrantyGuarantorParts | ExpectedLife | ReplacementCost | NominalWidth | 23-25 20 14 11 11 11 | Curtain Wall Frames | [5 empty] | Perpendicular to Face | F | 0.000000 | 209173 | 0.025000 | 0.025000 | 0.150000 | 0.000000
2666 | Curtain Wall:Storefront:374952 |  |  |  | 375001 |  | New Construction |  |  |  |  | 125285 | 119567 | Reference |  | 50 x 150mm | Size | 209254 | 201656,201657,201658,208912,209248,209249,209250,209251,209252,209253 | Manufacturer |  | 2j55VthSj3Lu0J6fyrpMf5 | 1 | Rectangular Mullion:50 x 150mm:50 x 150mm:375001 |  | InstallationDate | 2666 | WarrantyGuarantorLabor |  | ModelLabel |  | WarrantyDescription |  |  | ProductionYear | [6 empty] | Finish |  |  | SerialNumber | WarrantyStartDate | BarCode | AssetIdentifier | Features | TagNumber |  | 0.813106 |  |  |  |  | WarrantyDurationParts | AccessibilityPerformance | CodePerformance | Color | Constituents | Grade | Metal - Aluminium | ModelReference | NominalHeight | NominalLength | Shape | SustainabilityPerformance | WarrantyDurationLabor | FIXED | WarrantyGuarantorParts | ExpectedLife | ReplacementCost | NominalWidth | 23-25 20 14 11 11 11 | Curtain Wall Frames | [5 empty] | Perpendicular to Face | F | 0.000000 | 209173 | 0.025000 | 0.025000 | 0.150000 | 0.000000
2667 | Curtain Wall:Storefront:374952 |  |  |  | 375002 |  | New Construction |  |  |  |  | 125286 | 119568 | Reference |  | 50 x 150mm | Size | 209254 | 201659,201660,201661,208994,209248,209249,209250,209251,209252,209253 | Manufacturer |  | 2j55VthSj3Lu0J6fyrpMf6 | 1 | Rectangular Mullion:50 x 150mm:50 x 150mm:375002 |  | InstallationDate | 2667 | WarrantyGuarantorLabor |  | ModelLabel |  | WarrantyDescription |  |  | ProductionYear | [6 empty] | Finish |  |  | SerialNumber | WarrantyStartDate | BarCode | AssetIdentifier | Features | TagNumber |  | 0.986894 |  |  |  |  | WarrantyDurationParts | AccessibilityPerformance | CodePerformance | Color | Constituents | Grade | Metal - Aluminium | ModelReference | NominalHeight | NominalLength | Shape | SustainabilityPerformance | WarrantyDurationLabor | FIXED | WarrantyGuarantorParts | ExpectedLife | ReplacementCost | NominalWidth | 23-25 20 14 11 11 11 | Curtain Wall Frames | [5 empty] | Perpendicular to Face | F | 0.000000 | 209173 | 0.025000 | 0.025000 | 0.150000 | 0.000000
2668 | Curtain Wall:Storefront:375176 |  |  |  | 303262 |  | New Construction |  |  |  |  | 125296 | 119577 | Reference |  | 50 x 150mm | Size | 209254 | 201694,201695,201696,205928,209248,209249,209250,209251,209252,209253 | Manufacturer |  | 2cDwFtdqL6M96IeSv7pBuI | 1 | Rectangular Mullion:50 x 150mm:50 x 150mm:303262 |  | InstallationDate | 2668 | WarrantyGuarantorLabor |  | ModelLabel |  | WarrantyDescription |  |  | ProductionYear | [6 empty] | Finish |  |  | SerialNumber | WarrantyStartDate | BarCode | AssetIdentifier | Features | TagNumber |  | 1.306000 |  |  |  |  | WarrantyDurationParts | AccessibilityPerformance | CodePerformance | Color | Constituents | Grade | Metal - Aluminium | ModelReference | NominalHeight | NominalLength | Shape | SustainabilityPerformance | WarrantyDurationLabor | FIXED | WarrantyGuarantorParts | ExpectedLife | ReplacementCost | NominalWidth | 23-25 20 14 11 11 11 | Curtain Wall Frames | [5 empty] | Perpendicular to Face | F | 0.000000 | 209196 | 0.025000 | 0.025000 | 0.150000 | 0.000000
2669 | Curtain Wall:Storefront:375176 |  |  |  | 303263 |  | New Construction |  |  |  |  | 125297 | 119578 | Reference |  | 50 x 150mm | Size | 209254 | 201697,201698,201699,208919,209248,209249,209250,209251,209252,209253 | Manufacturer |  | 2cDwFtdqL6M96IeSv7pBuJ | 1 | Rectangular Mullion:50 x 150mm:50 x 150mm:303263 |  | InstallationDate | 2669 | WarrantyGuarantorLabor |  | ModelLabel |  | WarrantyDescription |  |  | ProductionYear | [6 empty] | Finish |  |  | SerialNumber | WarrantyStartDate | BarCode | AssetIdentifier | Features | TagNumber |  | 1.331000 |  |  |  |  | WarrantyDurationParts | AccessibilityPerformance | CodePerformance | Color | Constituents | Grade | Metal - Aluminium | ModelReference | NominalHeight | NominalLength | Shape | SustainabilityPerformance | WarrantyDurationLabor | FIXED | WarrantyGuarantorParts | ExpectedLife | ReplacementCost | NominalWidth | 23-25 20 14 11 11 11 | Curtain Wall Frames | [5 empty] | Perpendicular to Face | F | 0.000000 | 209196 | 0.025000 | 0.025000 | 0.150000 | 0.000000
2670 | Curtain Wall:Storefront:375176 |  |  |  | 303264 |  | New Construction |  |  |  |  | 125298 | 119579 | Reference |  | 50 x 150mm | Size | 209254 | 201700,201701,201702,208919,209248,209249,209250,209251,209252,209253 | Manufacturer |  | 2cDwFtdqL6M96IeSv7pBui | 1 | Rectangular Mullion:50 x 150mm:50 x 150mm:303264 |  | InstallationDate | 2670 | WarrantyGuarantorLabor |  | ModelLabel |  | WarrantyDescription |  |  | ProductionYear | [6 empty] | Finish |  |  | SerialNumber | WarrantyStartDate | BarCode | AssetIdentifier | Features | TagNumber |  | 1.331000 |  |  |  |  | WarrantyDurationParts | AccessibilityPerformance | CodePerformance | Color | Constituents | Grade | Metal - Aluminium | ModelReference | NominalHeight | NominalLength | Shape | SustainabilityPerformance | WarrantyDurationLabor | FIXED | WarrantyGuarantorParts | ExpectedLife | ReplacementCost | NominalWidth | 23-25 20 14 11 11 11 | Curtain Wall Frames | [5 empty] | Perpendicular to Face | F | 0.000000 | 209196 | 0.025000 | 0.025000 | 0.150000 | 0.000000
2671 | Curtain Wall:Storefront:375176 |  |  |  | 303265 |  | New Construction |  |  |  |  | 125299 | 119580 | Reference |  | 50 x 150mm | Size | 209254 | 201703,201704,201705,208919,209248,209249,209250,209251,209252,209253 | Manufacturer |  | 2cDwFtdqL6M96IeSv7pBuj | 1 | Rectangular Mullion:50 x 150mm:50 x 150mm:303265 |  | InstallationDate | 2671 | WarrantyGuarantorLabor |  | ModelLabel |  | WarrantyDescription |  |  | ProductionYear | [6 empty] | Finish |  |  | SerialNumber | WarrantyStartDate | BarCode | AssetIdentifier | Features | TagNumber |  | 1.331000 |  |  |  |  | WarrantyDurationParts | AccessibilityPerformance | CodePerformance | Color | Constituents | Grade | Metal - Aluminium | ModelReference | NominalHeight | NominalLength | Shape | SustainabilityPerformance | WarrantyDurationLabor | FIXED | WarrantyGuarantorParts | ExpectedLife | ReplacementCost | NominalWidth | 23-25 20 14 11 11 11 | Curtain Wall Frames | [5 empty] | Perpendicular to Face | F | 0.000000 | 209196 | 0.025000 | 0.025000 | 0.150000 | 0.000000
2672 | Curtain Wall:Storefront:375176 |  |  |  | 303273 |  | New Construction |  |  |  |  | 125300 | 119581 | Reference |  | 50 x 150mm | Size | 209254 | 201706,201707,201708,208920,209248,209249,209250,209251,209252,209253 | Manufacturer |  | 2cDwFtdqL6M96IeSv7pBub | 1 | Rectangular Mullion:50 x 150mm:50 x 150mm:303273 |  | InstallationDate | 2672 | WarrantyGuarantorLabor |  | ModelLabel |  | WarrantyDescription |  |  | ProductionYear | [6 empty] | Finish |  |  | SerialNumber | WarrantyStartDate | BarCode | AssetIdentifier | Features | TagNumber |  | 1.331000 |  |  |  |  | WarrantyDurationParts | AccessibilityPerformance | CodePerformance | Color | Constituents | Grade | Metal - Aluminium | ModelReference | NominalHeight | NominalLength | Shape | SustainabilityPerformance | WarrantyDurationLabor | FIXED | WarrantyGuarantorParts | ExpectedLife | ReplacementCost | NominalWidth | 23-25 20 14 11 11 11 | Curtain Wall Frames | [5 empty] | Perpendicular to Face | F | 0.000000 | 209196 | 0.025000 | 0.025000 | 0.150000 | 0.000000
2673 | Curtain Wall:Storefront:375176 |  |  |  | 303274 |  | New Construction |  |  |  |  | 125301 | 119582 | Reference |  | 50 x 150mm | Size | 209254 | 201709,201710,201711,208920,209248,209249,209250,209251,209252,209253 | Manufacturer |  | 2cDwFtdqL6M96IeSv7pBuc | 1 | Rectangular Mullion:50 x 150mm:50 x 150mm:303274 |  | InstallationDate | 2673 | WarrantyGuarantorLabor |  | ModelLabel |  | WarrantyDescription |  |  | ProductionYear | [6 empty] | Finish |  |  | SerialNumber | WarrantyStartDate | BarCode | AssetIdentifier | Features | TagNumber |  | 1.331000 |  |  |  |  | WarrantyDurationParts | AccessibilityPerformance | CodePerformance | Color | Constituents | Grade | Metal - Aluminium | ModelReference | NominalHeight | NominalLength | Shape | SustainabilityPerformance | WarrantyDurationLabor | FIXED | WarrantyGuarantorParts | ExpectedLife | ReplacementCost | NominalWidth | 23-25 20 14 11 11 11 | Curtain Wall Frames | [5 empty] | Perpendicular to Face | F | 0.000000 | 209196 | 0.025000 | 0.025000 | 0.150000 | 0.000000
2674 | Curtain Wall:Storefront:375176 |  |  |  | 303275 |  | New Construction |  |  |  |  | 125302 | 119583 | Reference |  | 50 x 150mm | Size | 209254 | 201712,201713,201714,208920,209248,209249,209250,209251,209252,209253 | Manufacturer |  | 2cDwFtdqL6M96IeSv7pBud | 1 | Rectangular Mullion:50 x 150mm:50 x 150mm:303275 |  | InstallationDate | 2674 | WarrantyGuarantorLabor |  | ModelLabel |  | WarrantyDescription |  |  | ProductionYear | [6 empty] | Finish |  |  | SerialNumber | WarrantyStartDate | BarCode | AssetIdentifier | Features | TagNumber |  | 1.331000 |  |  |  |  | WarrantyDurationParts | AccessibilityPerformance | CodePerformance | Color | Constituents | Grade | Metal - Aluminium | ModelReference | NominalHeight | NominalLength | Shape | SustainabilityPerformance | WarrantyDurationLabor | FIXED | WarrantyGuarantorParts | ExpectedLife | ReplacementCost | NominalWidth | 23-25 20 14 11 11 11 | Curtain Wall Frames | [5 empty] | Perpendicular to Face | F | 0.000000 | 209196 | 0.025000 | 0.025000 | 0.150000 | 0.000000
2675 | Curtain Wall:Storefront:375176 |  |  |  | 303276 |  | New Construction |  |  |  |  | 125303 | 119584 | Reference |  | 50 x 150mm | Size | 209254 | 201715,201716,201717,205929,209248,209249,209250,209251,209252,209253 | Manufacturer |  | 2cDwFtdqL6M96IeSv7pBuW | 1 | Rectangular Mullion:50 x 150mm:50 x 150mm:303276 |  | InstallationDate | 2675 | WarrantyGuarantorLabor |  | ModelLabel |  | WarrantyDescription |  |  | ProductionYear | [6 empty] | Finish |  |  | SerialNumber | WarrantyStartDate | BarCode | AssetIdentifier | Features | TagNumber |  | 1.306000 |  |  |  |  | WarrantyDurationParts | AccessibilityPerformance | CodePerformance | Color | Constituents | Grade | Metal - Aluminium | ModelReference | NominalHeight | NominalLength | Shape | SustainabilityPerformance | WarrantyDurationLabor | FIXED | WarrantyGuarantorParts | ExpectedLife | ReplacementCost | NominalWidth | 23-25 20 14 11 11 11 | Curtain Wall Frames | [5 empty] | Perpendicular to Face | F | 0.000000 | 209196 | 0.025000 | 0.025000 | 0.150000 | 0.000000
2676 | Curtain Wall:Storefront:375176 |  |  |  | 303288 |  | New Construction |  |  |  |  | 125304 | 119585 | Reference |  | 50 x 150mm | Size | 209254 | 201718,201719,201720,208921,209248,209249,209250,209251,209252,209253 | Manufacturer |  | 2cDwFtdqL6M96IeSv7pBuq | 1 | Rectangular Mullion:50 x 150mm:50 x 150mm:303288 |  | InstallationDate | 2676 | WarrantyGuarantorLabor |  | ModelLabel |  | WarrantyDescription |  |  | ProductionYear | [6 empty] | Finish |  |  | SerialNumber | WarrantyStartDate | BarCode | AssetIdentifier | Features | TagNumber |  | 1.331000 |  |  |  |  | WarrantyDurationParts | AccessibilityPerformance | CodePerformance | Color | Constituents | Grade | Metal - Aluminium | ModelReference | NominalHeight | NominalLength | Shape | SustainabilityPerformance | WarrantyDurationLabor | FIXED | WarrantyGuarantorParts | ExpectedLife | ReplacementCost | NominalWidth | 23-25 20 14 11 11 11 | Curtain Wall Frames | [5 empty] | Perpendicular to Face | F | 0.000000 | 209196 | 0.025000 | 0.025000 | 0.150000 | 0.000000
2677 | Curtain Wall:Storefront:375176 |  |  |  | 303289 |  | New Construction |  |  |  |  | 125305 | 119586 | Reference |  | 50 x 150mm | Size | 209254 | 201721,201722,201723,208921,209248,209249,209250,209251,209252,209253 | Manufacturer |  | 2cDwFtdqL6M96IeSv7pBur | 1 | Rectangular Mullion:50 x 150mm:50 x 150mm:303289 |  | InstallationDate | 2677 | WarrantyGuarantorLabor |  | ModelLabel |  | WarrantyDescription |  |  | ProductionYear | [6 empty] | Finish |  |  | SerialNumber | WarrantyStartDate | BarCode | AssetIdentifier | Features | TagNumber |  | 1.331000 |  |  |  |  | WarrantyDurationParts | AccessibilityPerformance | CodePerformance | Color | Constituents | Grade | Metal - Aluminium | ModelReference | NominalHeight | NominalLength | Shape | SustainabilityPerformance | WarrantyDurationLabor | FIXED | WarrantyGuarantorParts | ExpectedLife | ReplacementCost | NominalWidth | 23-25 20 14 11 11 11 | Curtain Wall Frames | [5 empty] | Perpendicular to Face | F | 0.000000 | 209196 | 0.025000 | 0.025000 | 0.150000 | 0.000000
2678 | Curtain Wall:Storefront:375176 |  |  |  | 303290 |  | New Construction |  |  |  |  | 125306 | 119587 | Reference |  | 50 x 150mm | Size | 209254 | 201724,201725,201726,208921,209248,209249,209250,209251,209252,209253 | Manufacturer |  | 2cDwFtdqL6M96IeSv7pBus | 1 | Rectangular Mullion:50 x 150mm:50 x 150mm:303290 |  | InstallationDate | 2678 | WarrantyGuarantorLabor |  | ModelLabel |  | WarrantyDescription |  |  | ProductionYear | [6 empty] | Finish |  |  | SerialNumber | WarrantyStartDate | BarCode | AssetIdentifier | Features | TagNumber |  | 1.331000 |  |  |  |  | WarrantyDurationParts | AccessibilityPerformance | CodePerformance | Color | Constituents | Grade | Metal - Aluminium | ModelReference | NominalHeight | NominalLength | Shape | SustainabilityPerformance | WarrantyDurationLabor | FIXED | WarrantyGuarantorParts | ExpectedLife | ReplacementCost | NominalWidth | 23-25 20 14 11 11 11 | Curtain Wall Frames | [5 empty] | Perpendicular to Face | F | 0.000000 | 209196 | 0.025000 | 0.025000 | 0.150000 | 0.000000
2679 | Curtain Wall:Storefront:375176 |  |  |  | 303291 |  | New Construction |  |  |  |  | 125307 | 119588 | Reference |  | 50 x 150mm | Size | 209254 | 201727,201728,201729,205930,209248,209249,209250,209251,209252,209253 | Manufacturer |  | 2cDwFtdqL6M96IeSv7pBut | 1 | Rectangular Mullion:50 x 150mm:50 x 150mm:303291 |  | InstallationDate | 2679 | WarrantyGuarantorLabor |  | ModelLabel |  | WarrantyDescription |  |  | ProductionYear | [6 empty] | Finish |  |  | SerialNumber | WarrantyStartDate | BarCode | AssetIdentifier | Features | TagNumber |  | 1.306000 |  |  |  |  | WarrantyDurationParts | AccessibilityPerformance | CodePerformance | Color | Constituents | Grade | Metal - Aluminium | ModelReference | NominalHeight | NominalLength | Shape | SustainabilityPerformance | WarrantyDurationLabor | FIXED | WarrantyGuarantorParts | ExpectedLife | ReplacementCost | NominalWidth | 23-25 20 14 11 11 11 | Curtain Wall Frames | [5 empty] | Perpendicular to Face | F | 0.000000 | 209196 | 0.025000 | 0.025000 | 0.150000 | 0.000000
2680 | Curtain Wall:Storefront:375176 |  |  |  | 303298 |  | New Construction |  |  |  |  | 125308 | 119589 | Reference |  | 50 x 150mm | Size | 209254 | 201730,201731,201732,209120,209248,209249,209250,209251,209252,209253 | Manufacturer |  | 2cDwFtdqL6M96IeSv7pBvE | 1 | Rectangular Mullion:50 x 150mm:50 x 150mm:303298 |  | InstallationDate | 2680 | WarrantyGuarantorLabor |  | ModelLabel |  | WarrantyDescription |  |  | ProductionYear | [6 empty] | Finish |  |  | SerialNumber | WarrantyStartDate | BarCode | AssetIdentifier | Features | TagNumber |  | 0.986894 |  |  |  |  | WarrantyDurationParts | AccessibilityPerformance | CodePerformance | Color | Constituents | Grade | Metal - Aluminium | ModelReference | NominalHeight | NominalLength | Shape | SustainabilityPerformance | WarrantyDurationLabor | FIXED | WarrantyGuarantorParts | ExpectedLife | ReplacementCost | NominalWidth | 23-25 20 14 11 11 11 | Curtain Wall Frames | [5 empty] | Perpendicular to Face | F | 0.000000 | 209196 | 0.025000 | 0.025000 | 0.150000 | 0.000000
2681 | Curtain Wall:Storefront:375176 |  |  |  | 303299 |  | New Construction |  |  |  |  | 125309 | 119590 | Reference |  | 50 x 150mm | Size | 209254 | 201733,201734,201735,209120,209248,209249,209250,209251,209252,209253 | Manufacturer |  | 2cDwFtdqL6M96IeSv7pBvF | 1 | Rectangular Mullion:50 x 150mm:50 x 150mm:303299 |  | InstallationDate | 2681 | WarrantyGuarantorLabor |  | ModelLabel |  | WarrantyDescription |  |  | ProductionYear | [6 empty] | Finish |  |  | SerialNumber | WarrantyStartDate | BarCode | AssetIdentifier | Features | TagNumber |  | 0.986894 |  |  |  |  | WarrantyDurationParts | AccessibilityPerformance | CodePerformance | Color | Constituents | Grade | Metal - Aluminium | ModelReference | NominalHeight | NominalLength | Shape | SustainabilityPerformance | WarrantyDurationLabor | FIXED | WarrantyGuarantorParts | ExpectedLife | ReplacementCost | NominalWidth | 23-25 20 14 11 11 11 | Curtain Wall Frames | [5 empty] | Perpendicular to Face | F | 0.000000 | 209196 | 0.025000 | 0.025000 | 0.150000 | 0.000000
2682 | Curtain Wall:Storefront:375176 |  |  |  | 303300 |  | New Construction |  |  |  |  | 125310 | 119591 | Reference |  | 50 x 150mm | Size | 209254 | 201736,201737,201738,209120,209248,209249,209250,209251,209252,209253 | Manufacturer |  | 2cDwFtdqL6M96IeSv7pBv8 | 1 | Rectangular Mullion:50 x 150mm:50 x 150mm:303300 |  | InstallationDate | 2682 | WarrantyGuarantorLabor |  | ModelLabel |  | WarrantyDescription |  |  | ProductionYear | [6 empty] | Finish |  |  | SerialNumber | WarrantyStartDate | BarCode | AssetIdentifier | Features | TagNumber |  | 0.986894 |  |  |  |  | WarrantyDurationParts | AccessibilityPerformance | CodePerformance | Color | Constituents | Grade | Metal - Aluminium | ModelReference | NominalHeight | NominalLength | Shape | SustainabilityPerformance | WarrantyDurationLabor | FIXED | WarrantyGuarantorParts | ExpectedLife | ReplacementCost | NominalWidth | 23-25 20 14 11 11 11 | Curtain Wall Frames | [5 empty] | Perpendicular to Face | F | 0.000000 | 209196 | 0.025000 | 0.025000 | 0.150000 | 0.000000
2683 | Curtain Wall:Storefront:375176 |  |  |  | 303301 |  | New Construction |  |  |  |  | 125311 | 119592 | Reference |  | 50 x 150mm | Size | 209254 | 201739,201740,201741,209120,209248,209249,209250,209251,209252,209253 | Manufacturer |  | 2cDwFtdqL6M96IeSv7pBv9 | 1 | Rectangular Mullion:50 x 150mm:50 x 150mm:303301 |  | InstallationDate | 2683 | WarrantyGuarantorLabor |  | ModelLabel |  | WarrantyDescription |  |  | ProductionYear | [6 empty] | Finish |  |  | SerialNumber | WarrantyStartDate | BarCode | AssetIdentifier | Features | TagNumber |  | 0.986894 |  |  |  |  | WarrantyDurationParts | AccessibilityPerformance | CodePerformance | Color | Constituents | Grade | Metal - Aluminium | ModelReference | NominalHeight | NominalLength | Shape | SustainabilityPerformance | WarrantyDurationLabor | FIXED | WarrantyGuarantorParts | ExpectedLife | ReplacementCost | NominalWidth | 23-25 20 14 11 11 11 | Curtain Wall Frames | [5 empty] | Perpendicular to Face | F | 0.000000 | 209196 | 0.025000 | 0.025000 | 0.150000 | 0.000000
2684 | Curtain Wall:Storefront:375176 |  |  |  | 374711 |  | New Construction |  |  |  |  | 125312 | 119593 | Reference |  | 50 x 150mm | Size | 209254 | 201742,201743,201744,209088,209248,209249,209250,209251,209252,209253 | Manufacturer |  | 2j55VthSj3Lu0J6fyrpMKh | 1 | Rectangular Mullion:50 x 150mm:50 x 150mm:374711 |  | InstallationDate | 2684 | WarrantyGuarantorLabor |  | ModelLabel |  | WarrantyDescription |  |  | ProductionYear | [6 empty] | Finish |  |  | SerialNumber | WarrantyStartDate | BarCode | AssetIdentifier | Features | TagNumber |  | 0.813106 |  |  |  |  | WarrantyDurationParts | AccessibilityPerformance | CodePerformance | Color | Constituents | Grade | Metal - Aluminium | ModelReference | NominalHeight | NominalLength | Shape | SustainabilityPerformance | WarrantyDurationLabor | FIXED | WarrantyGuarantorParts | ExpectedLife | ReplacementCost | NominalWidth | 23-25 20 14 11 11 11 | Curtain Wall Frames | [5 empty] | Perpendicular to Face | F | 0.000000 | 209196 | 0.025000 | 0.025000 | 0.150000 | 0.000000
2685 | Curtain Wall:Storefront:375176 |  |  |  | 374712 |  | New Construction |  |  |  |  | 125313 | 119594 | Reference |  | 50 x 150mm | Size | 209254 | 201745,201746,201747,209088,209248,209249,209250,209251,209252,209253 | Manufacturer |  | 2j55VthSj3Lu0J6fyrpMKa | 1 | Rectangular Mullion:50 x 150mm:50 x 150mm:374712 |  | InstallationDate | 2685 | WarrantyGuarantorLabor |  | ModelLabel |  | WarrantyDescription |  |  | ProductionYear | [6 empty] | Finish |  |  | SerialNumber | WarrantyStartDate | BarCode | AssetIdentifier | Features | TagNumber |  | 0.813106 |  |  |  |  | WarrantyDurationParts | AccessibilityPerformance | CodePerformance | Color | Constituents | Grade | Metal - Aluminium | ModelReference | NominalHeight | NominalLength | Shape | SustainabilityPerformance | WarrantyDurationLabor | FIXED | WarrantyGuarantorParts | ExpectedLife | ReplacementCost | NominalWidth | 23-25 20 14 11 11 11 | Curtain Wall Frames | [5 empty] | Perpendicular to Face | F | 0.000000 | 209196 | 0.025000 | 0.025000 | 0.150000 | 0.000000
2686 | Curtain Wall:Storefront:375176 |  |  |  | 374713 |  | New Construction |  |  |  |  | 125314 | 119595 | Reference |  | 50 x 150mm | Size | 209254 | 201748,201749,201750,209088,209248,209249,209250,209251,209252,209253 | Manufacturer |  | 2j55VthSj3Lu0J6fyrpMKb | 1 | Rectangular Mullion:50 x 150mm:50 x 150mm:374713 |  | InstallationDate | 2686 | WarrantyGuarantorLabor |  | ModelLabel |  | WarrantyDescription |  |  | ProductionYear | [6 empty] | Finish |  |  | SerialNumber | WarrantyStartDate | BarCode | AssetIdentifier | Features | TagNumber |  | 0.813106 |  |  |  |  | WarrantyDurationParts | AccessibilityPerformance | CodePerformance | Color | Constituents | Grade | Metal - Aluminium | ModelReference | NominalHeight | NominalLength | Shape | SustainabilityPerformance | WarrantyDurationLabor | FIXED | WarrantyGuarantorParts | ExpectedLife | ReplacementCost | NominalWidth | 23-25 20 14 11 11 11 | Curtain Wall Frames | [5 empty] | Perpendicular to Face | F | 0.000000 | 209196 | 0.025000 | 0.025000 | 0.150000 | 0.000000
2687 | Curtain Wall:Storefront:375176 |  |  |  | 374714 |  | New Construction |  |  |  |  | 125315 | 119596 | Reference |  | 50 x 150mm | Size | 209254 | 201751,201752,201753,209088,209248,209249,209250,209251,209252,209253 | Manufacturer |  | 2j55VthSj3Lu0J6fyrpMKc | 1 | Rectangular Mullion:50 x 150mm:50 x 150mm:374714 |  | InstallationDate | 2687 | WarrantyGuarantorLabor |  | ModelLabel |  | WarrantyDescription |  |  | ProductionYear | [6 empty] | Finish |  |  | SerialNumber | WarrantyStartDate | BarCode | AssetIdentifier | Features | TagNumber |  | 0.813106 |  |  |  |  | WarrantyDurationParts | AccessibilityPerformance | CodePerformance | Color | Constituents | Grade | Metal - Aluminium | ModelReference | NominalHeight | NominalLength | Shape | SustainabilityPerformance | WarrantyDurationLabor | FIXED | WarrantyGuarantorParts | ExpectedLife | ReplacementCost | NominalWidth | 23-25 20 14 11 11 11 | Curtain Wall Frames | [5 empty] | Perpendicular to Face | F | 0.000000 | 209196 | 0.025000 | 0.025000 | 0.150000 | 0.000000
2688 | Curtain Wall:Storefront:375176 |  |  |  | 374940 |  | New Construction |  |  |  |  | 125316 | 119597 | Reference |  | 50 x 150mm | Size | 209254 | 201754,201755,201756,205928,209248,209249,209250,209251,209252,209253 | Manufacturer |  | 2j55VthSj3Lu0J6fyrpMe0 | 1 | Rectangular Mullion:50 x 150mm:50 x 150mm:374940 |  | InstallationDate | 2688 | WarrantyGuarantorLabor |  | ModelLabel |  | WarrantyDescription |  |  | ProductionYear | [6 empty] | Finish |  |  | SerialNumber | WarrantyStartDate | BarCode | AssetIdentifier | Features | TagNumber |  | 1.306000 |  |  |  |  | WarrantyDurationParts | AccessibilityPerformance | CodePerformance | Color | Constituents | Grade | Metal - Aluminium | ModelReference | NominalHeight | NominalLength | Shape | SustainabilityPerformance | WarrantyDurationLabor | FIXED | WarrantyGuarantorParts | ExpectedLife | ReplacementCost | NominalWidth | 23-25 20 14 11 11 11 | Curtain Wall Frames | [5 empty] | Perpendicular to Face | F | 0.000000 | 209196 | 0.025000 | 0.025000 | 0.150000 | 0.000000
2689 | Curtain Wall:Storefront:375176 |  |  |  | 374999 |  | New Construction |  |  |  |  | 125317 | 119598 | Reference |  | 50 x 150mm | Size | 209254 | 201757,201758,201759,208993,209248,209249,209250,209251,209252,209253 | Manufacturer |  | 2j55VthSj3Lu0J6fyrpMfB | 1 | Rectangular Mullion:50 x 150mm:50 x 150mm:374999 |  | InstallationDate | 2689 | WarrantyGuarantorLabor |  | ModelLabel |  | WarrantyDescription |  |  | ProductionYear | [6 empty] | Finish |  |  | SerialNumber | WarrantyStartDate | BarCode | AssetIdentifier | Features | TagNumber |  | 0.986894 |  |  |  |  | WarrantyDurationParts | AccessibilityPerformance | CodePerformance | Color | Constituents | Grade | Metal - Aluminium | ModelReference | NominalHeight | NominalLength | Shape | SustainabilityPerformance | WarrantyDurationLabor | FIXED | WarrantyGuarantorParts | ExpectedLife | ReplacementCost | NominalWidth | 23-25 20 14 11 11 11 | Curtain Wall Frames | [5 empty] | Perpendicular to Face | F | 0.000000 | 209196 | 0.025000 | 0.025000 | 0.150000 | 0.000000
2690 | Curtain Wall:Storefront:375176 |  |  |  | 375000 |  | New Construction |  |  |  |  | 125318 | 119599 | Reference |  | 50 x 150mm | Size | 209254 | 201760,201761,201762,208913,209248,209249,209250,209251,209252,209253 | Manufacturer |  | 2j55VthSj3Lu0J6fyrpMf4 | 1 | Rectangular Mullion:50 x 150mm:50 x 150mm:375000 |  | InstallationDate | 2690 | WarrantyGuarantorLabor |  | ModelLabel |  | WarrantyDescription |  |  | ProductionYear | [6 empty] | Finish |  |  | SerialNumber | WarrantyStartDate | BarCode | AssetIdentifier | Features | TagNumber |  | 0.813106 |  |  |  |  | WarrantyDurationParts | AccessibilityPerformance | CodePerformance | Color | Constituents | Grade | Metal - Aluminium | ModelReference | NominalHeight | NominalLength | Shape | SustainabilityPerformance | WarrantyDurationLabor | FIXED | WarrantyGuarantorParts | ExpectedLife | ReplacementCost | NominalWidth | 23-25 20 14 11 11 11 | Curtain Wall Frames | [5 empty] | Perpendicular to Face | F | 0.000000 | 209196 | 0.025000 | 0.025000 | 0.150000 | 0.000000
2691 | Curtain Wall:Storefront:375176 |  |  |  | 375165 |  | New Construction |  |  |  |  | 125321 | 119602 | Reference |  | 50 x 150mm | Size | 209254 | 201769,201770,201771,205929,209248,209249,209250,209251,209252,209253 | Manufacturer |  | 2j55VthSj3Lu0J6fyrpMlX | 1 | Rectangular Mullion:50 x 150mm:50 x 150mm:375165 |  | InstallationDate | 2691 | WarrantyGuarantorLabor |  | ModelLabel |  | WarrantyDescription |  |  | ProductionYear | [6 empty] | Finish |  |  | SerialNumber | WarrantyStartDate | BarCode | AssetIdentifier | Features | TagNumber |  | 1.306000 |  |  |  |  | WarrantyDurationParts | AccessibilityPerformance | CodePerformance | Color | Constituents | Grade | Metal - Aluminium | ModelReference | NominalHeight | NominalLength | Shape | SustainabilityPerformance | WarrantyDurationLabor | FIXED | WarrantyGuarantorParts | ExpectedLife | ReplacementCost | NominalWidth | 23-25 20 14 11 11 11 | Curtain Wall Frames | [5 empty] | Perpendicular to Face | F | 0.000000 | 209196 | 0.025000 | 0.025000 | 0.150000 | 0.000000
2692 | Curtain Wall:Storefront:375176 |  |  |  | 375166 |  | New Construction |  |  |  |  | 125322 | 119603 | Reference |  | 50 x 150mm | Size | 209254 | 201772,201773,201774,205930,209248,209249,209250,209251,209252,209253 | Manufacturer |  | 2j55VthSj3Lu0J6fyrpMlY | 1 | Rectangular Mullion:50 x 150mm:50 x 150mm:375166 |  | InstallationDate | 2692 | WarrantyGuarantorLabor |  | ModelLabel |  | WarrantyDescription |  |  | ProductionYear | [6 empty] | Finish |  |  | SerialNumber | WarrantyStartDate | BarCode | AssetIdentifier | Features | TagNumber |  | 1.306000 |  |  |  |  | WarrantyDurationParts | AccessibilityPerformance | CodePerformance | Color | Constituents | Grade | Metal - Aluminium | ModelReference | NominalHeight | NominalLength | Shape | SustainabilityPerformance | WarrantyDurationLabor | FIXED | WarrantyGuarantorParts | ExpectedLife | ReplacementCost | NominalWidth | 23-25 20 14 11 11 11 | Curtain Wall Frames | [5 empty] | Perpendicular to Face | F | 0.000000 | 209196 | 0.025000 | 0.025000 | 0.150000 | 0.000000
2693 | Curtain Wall:Storefront:375176 |  |  |  | 375225 |  | New Construction |  |  |  |  | 125323 | 119604 | Reference |  | 50 x 150mm | Size | 209254 | 201775,201776,201777,208912,209248,209249,209250,209251,209252,209253 | Manufacturer |  | 2j55VthSj3Lu0J6fyrpMib | 1 | Rectangular Mullion:50 x 150mm:50 x 150mm:375225 |  | InstallationDate | 2693 | WarrantyGuarantorLabor |  | ModelLabel |  | WarrantyDescription |  |  | ProductionYear | [6 empty] | Finish |  |  | SerialNumber | WarrantyStartDate | BarCode | AssetIdentifier | Features | TagNumber |  | 0.813106 |  |  |  |  | WarrantyDurationParts | AccessibilityPerformance | CodePerformance | Color | Constituents | Grade | Metal - Aluminium | ModelReference | NominalHeight | NominalLength | Shape | SustainabilityPerformance | WarrantyDurationLabor | FIXED | WarrantyGuarantorParts | ExpectedLife | ReplacementCost | NominalWidth | 23-25 20 14 11 11 11 | Curtain Wall Frames | [5 empty] | Perpendicular to Face | F | 0.000000 | 209196 | 0.025000 | 0.025000 | 0.150000 | 0.000000
2694 | Curtain Wall:Storefront:375176 |  |  |  | 375226 |  | New Construction |  |  |  |  | 125324 | 119605 | Reference |  | 50 x 150mm | Size | 209254 | 201778,201779,201780,208994,209248,209249,209250,209251,209252,209253 | Manufacturer |  | 2j55VthSj3Lu0J6fyrpMic | 1 | Rectangular Mullion:50 x 150mm:50 x 150mm:375226 |  | InstallationDate | 2694 | WarrantyGuarantorLabor |  | ModelLabel |  | WarrantyDescription |  |  | ProductionYear | [6 empty] | Finish |  |  | SerialNumber | WarrantyStartDate | BarCode | AssetIdentifier | Features | TagNumber |  | 0.986894 |  |  |  |  | WarrantyDurationParts | AccessibilityPerformance | CodePerformance | Color | Constituents | Grade | Metal - Aluminium | ModelReference | NominalHeight | NominalLength | Shape | SustainabilityPerformance | WarrantyDurationLabor | FIXED | WarrantyGuarantorParts | ExpectedLife | ReplacementCost | NominalWidth | 23-25 20 14 11 11 11 | Curtain Wall Frames | [5 empty] | Perpendicular to Face | F | 0.000000 | 209196 | 0.025000 | 0.025000 | 0.150000 | 0.000000
2776 | Curtain Wall:Storefront:381965 |  |  |  | 381890 |  | New Construction |  |  |  |  | 125478 | 119735 | Reference |  | 50 x 150mm | Size | 209254 | 202308,202309,202310,205954,209248,209249,209250,209251,209252,209253 | Manufacturer |  | 2j55VthSj3Lu0J6fyrpG5U | 1 | Rectangular Mullion:50 x 150mm:50 x 150mm:381890 |  | InstallationDate | 2776 | WarrantyGuarantorLabor |  | ModelLabel |  | WarrantyDescription |  |  | ProductionYear | [6 empty] | Finish |  |  | SerialNumber | WarrantyStartDate | BarCode | AssetIdentifier | Features | TagNumber |  | 1.221667 |  |  |  |  | WarrantyDurationParts | AccessibilityPerformance | CodePerformance | Color | Constituents | Grade | Metal - Aluminium | ModelReference | NominalHeight | NominalLength | Shape | SustainabilityPerformance | WarrantyDurationLabor | FIXED | WarrantyGuarantorParts | ExpectedLife | ReplacementCost | NominalWidth | 23-25 20 14 11 11 11 | Curtain Wall Frames | [5 empty] | Perpendicular to Face | F | 0.000000 | 209174 | 0.025000 | 0.025000 | 0.150000 | 0.000000
2777 | Curtain Wall:Storefront:381965 |  |  |  | 381898 |  | New Construction |  |  |  |  | 125479 | 119736 | Reference |  | 50 x 150mm | Size | 209254 | 202311,202312,202313,205954,209248,209249,209250,209251,209252,209253 | Manufacturer |  | 2j55VthSj3Lu0J6fyrpG5M | 1 | Rectangular Mullion:50 x 150mm:50 x 150mm:381898 |  | InstallationDate | 2777 | WarrantyGuarantorLabor |  | ModelLabel |  | WarrantyDescription |  |  | ProductionYear | [6 empty] | Finish |  |  | SerialNumber | WarrantyStartDate | BarCode | AssetIdentifier | Features | TagNumber |  | 1.221667 |  |  |  |  | WarrantyDurationParts | AccessibilityPerformance | CodePerformance | Color | Constituents | Grade | Metal - Aluminium | ModelReference | NominalHeight | NominalLength | Shape | SustainabilityPerformance | WarrantyDurationLabor | FIXED | WarrantyGuarantorParts | ExpectedLife | ReplacementCost | NominalWidth | 23-25 20 14 11 11 11 | Curtain Wall Frames | [5 empty] | Perpendicular to Face | F | 0.000000 | 209174 | 0.025000 | 0.025000 | 0.150000 | 0.000000
2778 | Curtain Wall:Storefront:381965 |  |  |  | 381899 |  | New Construction |  |  |  |  | 125480 | 119737 | Reference |  | 50 x 150mm | Size | 209254 | 202314,202315,202316,204384,209248,209249,209250,209251,209252,209253 | Manufacturer |  | 2j55VthSj3Lu0J6fyrpG5N | 1 | Rectangular Mullion:50 x 150mm:50 x 150mm:381899 |  | InstallationDate | 2778 | WarrantyGuarantorLabor |  | ModelLabel |  | WarrantyDescription |  |  | ProductionYear | [6 empty] | Finish |  |  | SerialNumber | WarrantyStartDate | BarCode | AssetIdentifier | Features | TagNumber |  | 1.246667 |  |  |  |  | WarrantyDurationParts | AccessibilityPerformance | CodePerformance | Color | Constituents | Grade | Metal - Aluminium | ModelReference | NominalHeight | NominalLength | Shape | SustainabilityPerformance | WarrantyDurationLabor | FIXED | WarrantyGuarantorParts | ExpectedLife | ReplacementCost | NominalWidth | 23-25 20 14 11 11 11 | Curtain Wall Frames | [5 empty] | Perpendicular to Face | F | 0.000000 | 209174 | 0.025000 | 0.025000 | 0.150000 | 0.000000
2779 | Curtain Wall:Storefront:381965 |  |  |  | 381908 |  | New Construction |  |  |  |  | 125481 | 119738 | Reference |  | 50 x 150mm | Size | 209254 | 202317,202318,202319,204385,209248,209249,209250,209251,209252,209253 | Manufacturer |  | 2j55VthSj3Lu0J6fyrpG58 | 1 | Rectangular Mullion:50 x 150mm:50 x 150mm:381908 |  | InstallationDate | 2779 | WarrantyGuarantorLabor |  | ModelLabel |  | WarrantyDescription |  |  | ProductionYear | [6 empty] | Finish |  |  | SerialNumber | WarrantyStartDate | BarCode | AssetIdentifier | Features | TagNumber |  | 1.246667 |  |  |  |  | WarrantyDurationParts | AccessibilityPerformance | CodePerformance | Color | Constituents | Grade | Metal - Aluminium | ModelReference | NominalHeight | NominalLength | Shape | SustainabilityPerformance | WarrantyDurationLabor | FIXED | WarrantyGuarantorParts | ExpectedLife | ReplacementCost | NominalWidth | 23-25 20 14 11 11 11 | Curtain Wall Frames | [5 empty] | Perpendicular to Face | F | 0.000000 | 209174 | 0.025000 | 0.025000 | 0.150000 | 0.000000
2780 | Curtain Wall:Storefront:381965 |  |  |  | 381909 |  | New Construction |  |  |  |  | 125482 | 119739 | Reference |  | 50 x 150mm | Size | 209254 | 202320,202321,202322,205955,209248,209249,209250,209251,209252,209253 | Manufacturer |  | 2j55VthSj3Lu0J6fyrpG59 | 1 | Rectangular Mullion:50 x 150mm:50 x 150mm:381909 |  | InstallationDate | 2780 | WarrantyGuarantorLabor |  | ModelLabel |  | WarrantyDescription |  |  | ProductionYear | [6 empty] | Finish |  |  | SerialNumber | WarrantyStartDate | BarCode | AssetIdentifier | Features | TagNumber |  | 1.221667 |  |  |  |  | WarrantyDurationParts | AccessibilityPerformance | CodePerformance | Color | Constituents | Grade | Metal - Aluminium | ModelReference | NominalHeight | NominalLength | Shape | SustainabilityPerformance | WarrantyDurationLabor | FIXED | WarrantyGuarantorParts | ExpectedLife | ReplacementCost | NominalWidth | 23-25 20 14 11 11 11 | Curtain Wall Frames | [5 empty] | Perpendicular to Face | F | 0.000000 | 209174 | 0.025000 | 0.025000 | 0.150000 | 0.000000
2781 | Curtain Wall:Storefront:381965 |  |  |  | 381910 |  | New Construction |  |  |  |  | 125483 | 119740 | Reference |  | 50 x 150mm | Size | 209254 | 202323,202324,202325,208924,209248,209249,209250,209251,209252,209253 | Manufacturer |  | 2j55VthSj3Lu0J6fyrpG5A | 1 | Rectangular Mullion:50 x 150mm:50 x 150mm:381910 |  | InstallationDate | 2781 | WarrantyGuarantorLabor |  | ModelLabel |  | WarrantyDescription |  |  | ProductionYear | [6 empty] | Finish |  |  | SerialNumber | WarrantyStartDate | BarCode | AssetIdentifier | Features | TagNumber |  | 0.986894 |  |  |  |  | WarrantyDurationParts | AccessibilityPerformance | CodePerformance | Color | Constituents | Grade | Metal - Aluminium | ModelReference | NominalHeight | NominalLength | Shape | SustainabilityPerformance | WarrantyDurationLabor | FIXED | WarrantyGuarantorParts | ExpectedLife | ReplacementCost | NominalWidth | 23-25 20 14 11 11 11 | Curtain Wall Frames | [5 empty] | Perpendicular to Face | F | 0.000000 | 209174 | 0.025000 | 0.025000 | 0.150000 | 0.000000
2782 | Curtain Wall:Storefront:381965 |  |  |  | 381920 |  | New Construction |  |  |  |  | 125484 | 119741 | Reference |  | 50 x 150mm | Size | 209254 | 202326,202327,202328,204386,209248,209249,209250,209251,209252,209253 | Manufacturer |  | 2j55VthSj3Lu0J6fyrpG5y | 1 | Rectangular Mullion:50 x 150mm:50 x 150mm:381920 |  | InstallationDate | 2782 | WarrantyGuarantorLabor |  | ModelLabel |  | WarrantyDescription |  |  | ProductionYear | [6 empty] | Finish |  |  | SerialNumber | WarrantyStartDate | BarCode | AssetIdentifier | Features | TagNumber |  | 1.246667 |  |  |  |  | WarrantyDurationParts | AccessibilityPerformance | CodePerformance | Color | Constituents | Grade | Metal - Aluminium | ModelReference | NominalHeight | NominalLength | Shape | SustainabilityPerformance | WarrantyDurationLabor | FIXED | WarrantyGuarantorParts | ExpectedLife | ReplacementCost | NominalWidth | 23-25 20 14 11 11 11 | Curtain Wall Frames | [5 empty] | Perpendicular to Face | F | 0.000000 | 209174 | 0.025000 | 0.025000 | 0.150000 | 0.000000
2783 | Curtain Wall:Storefront:381965 |  |  |  | 381921 |  | New Construction |  |  |  |  | 125485 | 119742 | Reference |  | 50 x 150mm | Size | 209254 | 202329,202330,202331,205956,209248,209249,209250,209251,209252,209253 | Manufacturer |  | 2j55VthSj3Lu0J6fyrpG5z | 1 | Rectangular Mullion:50 x 150mm:50 x 150mm:381921 |  | InstallationDate | 2783 | WarrantyGuarantorLabor |  | ModelLabel |  | WarrantyDescription |  |  | ProductionYear | [6 empty] | Finish |  |  | SerialNumber | WarrantyStartDate | BarCode | AssetIdentifier | Features | TagNumber |  | 1.221667 |  |  |  |  | WarrantyDurationParts | AccessibilityPerformance | CodePerformance | Color | Constituents | Grade | Metal - Aluminium | ModelReference | NominalHeight | NominalLength | Shape | SustainabilityPerformance | WarrantyDurationLabor | FIXED | WarrantyGuarantorParts | ExpectedLife | ReplacementCost | NominalWidth | 23-25 20 14 11 11 11 | Curtain Wall Frames | [5 empty] | Perpendicular to Face | F | 0.000000 | 209174 | 0.025000 | 0.025000 | 0.150000 | 0.000000
2784 | Curtain Wall:Storefront:381965 |  |  |  | 381929 |  | New Construction |  |  |  |  | 125486 | 119743 | Reference |  | 50 x 150mm | Size | 209254 | 202332,202333,202334,209089,209248,209249,209250,209251,209252,209253 | Manufacturer |  | 2j55VthSj3Lu0J6fyrpG5r | 1 | Rectangular Mullion:50 x 150mm:50 x 150mm:381929 |  | InstallationDate | 2784 | WarrantyGuarantorLabor |  | ModelLabel |  | WarrantyDescription |  |  | ProductionYear | [6 empty] | Finish |  |  | SerialNumber | WarrantyStartDate | BarCode | AssetIdentifier | Features | TagNumber |  | 0.986894 |  |  |  |  | WarrantyDurationParts | AccessibilityPerformance | CodePerformance | Color | Constituents | Grade | Metal - Aluminium | ModelReference | NominalHeight | NominalLength | Shape | SustainabilityPerformance | WarrantyDurationLabor | FIXED | WarrantyGuarantorParts | ExpectedLife | ReplacementCost | NominalWidth | 23-25 20 14 11 11 11 | Curtain Wall Frames | [5 empty] | Perpendicular to Face | F | 0.000000 | 209174 | 0.025000 | 0.025000 | 0.150000 | 0.000000
2785 | Curtain Wall:Storefront:381965 |  |  |  | 381930 |  | New Construction |  |  |  |  | 125487 | 119744 | Reference |  | 50 x 150mm | Size | 209254 | 202335,202336,202337,209089,209248,209249,209250,209251,209252,209253 | Manufacturer |  | 2j55VthSj3Lu0J6fyrpG5s | 1 | Rectangular Mullion:50 x 150mm:50 x 150mm:381930 |  | InstallationDate | 2785 | WarrantyGuarantorLabor |  | ModelLabel |  | WarrantyDescription |  |  | ProductionYear | [6 empty] | Finish |  |  | SerialNumber | WarrantyStartDate | BarCode | AssetIdentifier | Features | TagNumber |  | 0.986894 |  |  |  |  | WarrantyDurationParts | AccessibilityPerformance | CodePerformance | Color | Constituents | Grade | Metal - Aluminium | ModelReference | NominalHeight | NominalLength | Shape | SustainabilityPerformance | WarrantyDurationLabor | FIXED | WarrantyGuarantorParts | ExpectedLife | ReplacementCost | NominalWidth | 23-25 20 14 11 11 11 | Curtain Wall Frames | [5 empty] | Perpendicular to Face | F | 0.000000 | 209174 | 0.025000 | 0.025000 | 0.150000 | 0.000000
2786 | Curtain Wall:Storefront:381965 |  |  |  | 381949 |  | New Construction |  |  |  |  | 125488 | 119745 | Reference |  | 50 x 150mm | Size | 209254 | 202338,202339,202340,208925,209248,209249,209250,209251,209252,209253 | Manufacturer |  | 2j55VthSj3Lu0J6fyrpG5X | 1 | Rectangular Mullion:50 x 150mm:50 x 150mm:381949 |  | InstallationDate | 2786 | WarrantyGuarantorLabor |  | ModelLabel |  | WarrantyDescription |  |  | ProductionYear | [6 empty] | Finish |  |  | SerialNumber | WarrantyStartDate | BarCode | AssetIdentifier | Features | TagNumber |  | 0.813106 |  |  |  |  | WarrantyDurationParts | AccessibilityPerformance | CodePerformance | Color | Constituents | Grade | Metal - Aluminium | ModelReference | NominalHeight | NominalLength | Shape | SustainabilityPerformance | WarrantyDurationLabor | FIXED | WarrantyGuarantorParts | ExpectedLife | ReplacementCost | NominalWidth | 23-25 20 14 11 11 11 | Curtain Wall Frames | [5 empty] | Perpendicular to Face | F | 0.000000 | 209174 | 0.025000 | 0.025000 | 0.150000 | 0.000000
2787 | Curtain Wall:Storefront:381965 |  |  |  | 381958 |  | New Construction |  |  |  |  | 125489 | 119746 | Reference |  | 50 x 150mm | Size | 209254 | 202341,202342,202343,209090,209248,209249,209250,209251,209252,209253 | Manufacturer |  | 2j55VthSj3Lu0J6fyrpGQQ | 1 | Rectangular Mullion:50 x 150mm:50 x 150mm:381958 |  | InstallationDate | 2787 | WarrantyGuarantorLabor |  | ModelLabel |  | WarrantyDescription |  |  | ProductionYear | [6 empty] | Finish |  |  | SerialNumber | WarrantyStartDate | BarCode | AssetIdentifier | Features | TagNumber |  | 0.813106 |  |  |  |  | WarrantyDurationParts | AccessibilityPerformance | CodePerformance | Color | Constituents | Grade | Metal - Aluminium | ModelReference | NominalHeight | NominalLength | Shape | SustainabilityPerformance | WarrantyDurationLabor | FIXED | WarrantyGuarantorParts | ExpectedLife | ReplacementCost | NominalWidth | 23-25 20 14 11 11 11 | Curtain Wall Frames | [5 empty] | Perpendicular to Face | F | 0.000000 | 209174 | 0.025000 | 0.025000 | 0.150000 | 0.000000
2788 | Curtain Wall:Storefront:381965 |  |  |  | 381959 |  | New Construction |  |  |  |  | 125490 | 119747 | Reference |  | 50 x 150mm | Size | 209254 | 202344,202345,202346,209090,209248,209249,209250,209251,209252,209253 | Manufacturer |  | 2j55VthSj3Lu0J6fyrpGQR | 1 | Rectangular Mullion:50 x 150mm:50 x 150mm:381959 |  | InstallationDate | 2788 | WarrantyGuarantorLabor |  | ModelLabel |  | WarrantyDescription |  |  | ProductionYear | [6 empty] | Finish |  |  | SerialNumber | WarrantyStartDate | BarCode | AssetIdentifier | Features | TagNumber |  | 0.813106 |  |  |  |  | WarrantyDurationParts | AccessibilityPerformance | CodePerformance | Color | Constituents | Grade | Metal - Aluminium | ModelReference | NominalHeight | NominalLength | Shape | SustainabilityPerformance | WarrantyDurationLabor | FIXED | WarrantyGuarantorParts | ExpectedLife | ReplacementCost | NominalWidth | 23-25 20 14 11 11 11 | Curtain Wall Frames | [5 empty] | Perpendicular to Face | F | 0.000000 | 209174 | 0.025000 | 0.025000 | 0.150000 | 0.000000
2789 | Curtain Wall:Storefront:381965 |  |  |  | 381963 |  | New Construction |  |  |  |  | 125493 | 119750 | Reference |  | 50 x 150mm | Size | 209254 | 202353,202354,202355,205955,209248,209249,209250,209251,209252,209253 | Manufacturer |  | 2j55VthSj3Lu0J6fyrpGQN | 1 | Rectangular Mullion:50 x 150mm:50 x 150mm:381963 |  | InstallationDate | 2789 | WarrantyGuarantorLabor |  | ModelLabel |  | WarrantyDescription |  |  | ProductionYear | [6 empty] | Finish |  |  | SerialNumber | WarrantyStartDate | BarCode | AssetIdentifier | Features | TagNumber |  | 1.221667 |  |  |  |  | WarrantyDurationParts | AccessibilityPerformance | CodePerformance | Color | Constituents | Grade | Metal - Aluminium | ModelReference | NominalHeight | NominalLength | Shape | SustainabilityPerformance | WarrantyDurationLabor | FIXED | WarrantyGuarantorParts | ExpectedLife | ReplacementCost | NominalWidth | 23-25 20 14 11 11 11 | Curtain Wall Frames | [5 empty] | Perpendicular to Face | F | 0.000000 | 209174 | 0.025000 | 0.025000 | 0.150000 | 0.000000
2790 | Curtain Wall:Storefront:381965 |  |  |  | 381964 |  | New Construction |  |  |  |  | 125494 | 119751 | Reference |  | 50 x 150mm | Size | 209254 | 202356,202357,202358,205956,209248,209249,209250,209251,209252,209253 | Manufacturer |  | 2j55VthSj3Lu0J6fyrpGQG | 1 | Rectangular Mullion:50 x 150mm:50 x 150mm:381964 |  | InstallationDate | 2790 | WarrantyGuarantorLabor |  | ModelLabel |  | WarrantyDescription |  |  | ProductionYear | [6 empty] | Finish |  |  | SerialNumber | WarrantyStartDate | BarCode | AssetIdentifier | Features | TagNumber |  | 1.221667 |  |  |  |  | WarrantyDurationParts | AccessibilityPerformance | CodePerformance | Color | Constituents | Grade | Metal - Aluminium | ModelReference | NominalHeight | NominalLength | Shape | SustainabilityPerformance | WarrantyDurationLabor | FIXED | WarrantyGuarantorParts | ExpectedLife | ReplacementCost | NominalWidth | 23-25 20 14 11 11 11 | Curtain Wall Frames | [5 empty] | Perpendicular to Face | F | 0.000000 | 209174 | 0.025000 | 0.025000 | 0.150000 | 0.000000
2791 | Curtain Wall:Storefront:381965 |  |  |  | 381969 |  | New Construction |  |  |  |  | 125495 | 119752 | Reference |  | 50 x 150mm | Size | 209254 | 202359,202360,202361,208923,209248,209249,209250,209251,209252,209253 | Manufacturer |  | 2j55VthSj3Lu0J6fyrpGQD | 1 | Rectangular Mullion:50 x 150mm:50 x 150mm:381969 |  | InstallationDate | 2791 | WarrantyGuarantorLabor |  | ModelLabel |  | WarrantyDescription |  |  | ProductionYear | [6 empty] | Finish |  |  | SerialNumber | WarrantyStartDate | BarCode | AssetIdentifier | Features | TagNumber |  | 0.813106 |  |  |  |  | WarrantyDurationParts | AccessibilityPerformance | CodePerformance | Color | Constituents | Grade | Metal - Aluminium | ModelReference | NominalHeight | NominalLength | Shape | SustainabilityPerformance | WarrantyDurationLabor | FIXED | WarrantyGuarantorParts | ExpectedLife | ReplacementCost | NominalWidth | 23-25 20 14 11 11 11 | Curtain Wall Frames | [5 empty] | Perpendicular to Face | F | 0.000000 | 209174 | 0.025000 | 0.025000 | 0.150000 | 0.000000
2792 | Curtain Wall:Storefront:381965 |  |  |  | 381970 |  | New Construction |  |  |  |  | 125496 | 119753 | Reference |  | 50 x 150mm | Size | 209254 | 202362,202363,202364,208922,209248,209249,209250,209251,209252,209253 | Manufacturer |  | 2j55VthSj3Lu0J6fyrpGQE | 1 | Rectangular Mullion:50 x 150mm:50 x 150mm:381970 |  | InstallationDate | 2792 | WarrantyGuarantorLabor |  | ModelLabel |  | WarrantyDescription |  |  | ProductionYear | [6 empty] | Finish |  |  | SerialNumber | WarrantyStartDate | BarCode | AssetIdentifier | Features | TagNumber |  | 0.986894 |  |  |  |  | WarrantyDurationParts | AccessibilityPerformance | CodePerformance | Color | Constituents | Grade | Metal - Aluminium | ModelReference | NominalHeight | NominalLength | Shape | SustainabilityPerformance | WarrantyDurationLabor | FIXED | WarrantyGuarantorParts | ExpectedLife | ReplacementCost | NominalWidth | 23-25 20 14 11 11 11 | Curtain Wall Frames | [5 empty] | Perpendicular to Face | F | 0.000000 | 209174 | 0.025000 | 0.025000 | 0.150000 | 0.000000
2793 | Curtain Wall:Storefront:381976 |  |  |  | 381894 |  | New Construction |  |  |  |  | 125506 | 119762 | Reference |  | 50 x 150mm | Size | 209254 | 202397,202398,202399,205959,209248,209249,209250,209251,209252,209253 | Manufacturer |  | 2j55VthSj3Lu0J6fyrpG5Q | 1 | Rectangular Mullion:50 x 150mm:50 x 150mm:381894 |  | InstallationDate | 2793 | WarrantyGuarantorLabor |  | ModelLabel |  | WarrantyDescription |  |  | ProductionYear | [6 empty] | Finish |  |  | SerialNumber | WarrantyStartDate | BarCode | AssetIdentifier | Features | TagNumber |  | 1.306000 |  |  |  |  | WarrantyDurationParts | AccessibilityPerformance | CodePerformance | Color | Constituents | Grade | Metal - Aluminium | ModelReference | NominalHeight | NominalLength | Shape | SustainabilityPerformance | WarrantyDurationLabor | FIXED | WarrantyGuarantorParts | ExpectedLife | ReplacementCost | NominalWidth | 23-25 20 14 11 11 11 | Curtain Wall Frames | [5 empty] | Perpendicular to Face | F | 0.000000 | 209197 | 0.025000 | 0.025000 | 0.150000 | 0.000000
2794 | Curtain Wall:Storefront:381976 |  |  |  | 381895 |  | New Construction |  |  |  |  | 125507 | 119763 | Reference |  | 50 x 150mm | Size | 209254 | 202400,202401,202402,208928,209248,209249,209250,209251,209252,209253 | Manufacturer |  | 2j55VthSj3Lu0J6fyrpG5R | 1 | Rectangular Mullion:50 x 150mm:50 x 150mm:381895 |  | InstallationDate | 2794 | WarrantyGuarantorLabor |  | ModelLabel |  | WarrantyDescription |  |  | ProductionYear | [6 empty] | Finish |  |  | SerialNumber | WarrantyStartDate | BarCode | AssetIdentifier | Features | TagNumber |  | 1.331000 |  |  |  |  | WarrantyDurationParts | AccessibilityPerformance | CodePerformance | Color | Constituents | Grade | Metal - Aluminium | ModelReference | NominalHeight | NominalLength | Shape | SustainabilityPerformance | WarrantyDurationLabor | FIXED | WarrantyGuarantorParts | ExpectedLife | ReplacementCost | NominalWidth | 23-25 20 14 11 11 11 | Curtain Wall Frames | [5 empty] | Perpendicular to Face | F | 0.000000 | 209197 | 0.025000 | 0.025000 | 0.150000 | 0.000000
2795 | Curtain Wall:Storefront:381976 |  |  |  | 381896 |  | New Construction |  |  |  |  | 125508 | 119764 | Reference |  | 50 x 150mm | Size | 209254 | 202403,202404,202405,208928,209248,209249,209250,209251,209252,209253 | Manufacturer |  | 2j55VthSj3Lu0J6fyrpG5K | 1 | Rectangular Mullion:50 x 150mm:50 x 150mm:381896 |  | InstallationDate | 2795 | WarrantyGuarantorLabor |  | ModelLabel |  | WarrantyDescription |  |  | ProductionYear | [6 empty] | Finish |  |  | SerialNumber | WarrantyStartDate | BarCode | AssetIdentifier | Features | TagNumber |  | 1.331000 |  |  |  |  | WarrantyDurationParts | AccessibilityPerformance | CodePerformance | Color | Constituents | Grade | Metal - Aluminium | ModelReference | NominalHeight | NominalLength | Shape | SustainabilityPerformance | WarrantyDurationLabor | FIXED | WarrantyGuarantorParts | ExpectedLife | ReplacementCost | NominalWidth | 23-25 20 14 11 11 11 | Curtain Wall Frames | [5 empty] | Perpendicular to Face | F | 0.000000 | 209197 | 0.025000 | 0.025000 | 0.150000 | 0.000000
2796 | Curtain Wall:Storefront:381976 |  |  |  | 381897 |  | New Construction |  |  |  |  | 125509 | 119765 | Reference |  | 50 x 150mm | Size | 209254 | 202406,202407,202408,208928,209248,209249,209250,209251,209252,209253 | Manufacturer |  | 2j55VthSj3Lu0J6fyrpG5L | 1 | Rectangular Mullion:50 x 150mm:50 x 150mm:381897 |  | InstallationDate | 2796 | WarrantyGuarantorLabor |  | ModelLabel |  | WarrantyDescription |  |  | ProductionYear | [6 empty] | Finish |  |  | SerialNumber | WarrantyStartDate | BarCode | AssetIdentifier | Features | TagNumber |  | 1.331000 |  |  |  |  | WarrantyDurationParts | AccessibilityPerformance | CodePerformance | Color | Constituents | Grade | Metal - Aluminium | ModelReference | NominalHeight | NominalLength | Shape | SustainabilityPerformance | WarrantyDurationLabor | FIXED | WarrantyGuarantorParts | ExpectedLife | ReplacementCost | NominalWidth | 23-25 20 14 11 11 11 | Curtain Wall Frames | [5 empty] | Perpendicular to Face | F | 0.000000 | 209197 | 0.025000 | 0.025000 | 0.150000 | 0.000000
2797 | Curtain Wall:Storefront:381976 |  |  |  | 381904 |  | New Construction |  |  |  |  | 125510 | 119766 | Reference |  | 50 x 150mm | Size | 209254 | 202409,202410,202411,208929,209248,209249,209250,209251,209252,209253 | Manufacturer |  | 2j55VthSj3Lu0J6fyrpG5C | 1 | Rectangular Mullion:50 x 150mm:50 x 150mm:381904 |  | InstallationDate | 2797 | WarrantyGuarantorLabor |  | ModelLabel |  | WarrantyDescription |  |  | ProductionYear | [6 empty] | Finish |  |  | SerialNumber | WarrantyStartDate | BarCode | AssetIdentifier | Features | TagNumber |  | 1.331000 |  |  |  |  | WarrantyDurationParts | AccessibilityPerformance | CodePerformance | Color | Constituents | Grade | Metal - Aluminium | ModelReference | NominalHeight | NominalLength | Shape | SustainabilityPerformance | WarrantyDurationLabor | FIXED | WarrantyGuarantorParts | ExpectedLife | ReplacementCost | NominalWidth | 23-25 20 14 11 11 11 | Curtain Wall Frames | [5 empty] | Perpendicular to Face | F | 0.000000 | 209197 | 0.025000 | 0.025000 | 0.150000 | 0.000000
2798 | Curtain Wall:Storefront:381976 |  |  |  | 381905 |  | New Construction |  |  |  |  | 125511 | 119767 | Reference |  | 50 x 150mm | Size | 209254 | 202412,202413,202414,208929,209248,209249,209250,209251,209252,209253 | Manufacturer |  | 2j55VthSj3Lu0J6fyrpG5D | 1 | Rectangular Mullion:50 x 150mm:50 x 150mm:381905 |  | InstallationDate | 2798 | WarrantyGuarantorLabor |  | ModelLabel |  | WarrantyDescription |  |  | ProductionYear | [6 empty] | Finish |  |  | SerialNumber | WarrantyStartDate | BarCode | AssetIdentifier | Features | TagNumber |  | 1.331000 |  |  |  |  | WarrantyDurationParts | AccessibilityPerformance | CodePerformance | Color | Constituents | Grade | Metal - Aluminium | ModelReference | NominalHeight | NominalLength | Shape | SustainabilityPerformance | WarrantyDurationLabor | FIXED | WarrantyGuarantorParts | ExpectedLife | ReplacementCost | NominalWidth | 23-25 20 14 11 11 11 | Curtain Wall Frames | [5 empty] | Perpendicular to Face | F | 0.000000 | 209197 | 0.025000 | 0.025000 | 0.150000 | 0.000000
2799 | Curtain Wall:Storefront:381976 |  |  |  | 381906 |  | New Construction |  |  |  |  | 125512 | 119768 | Reference |  | 50 x 150mm | Size | 209254 | 202415,202416,202417,208929,209248,209249,209250,209251,209252,209253 | Manufacturer |  | 2j55VthSj3Lu0J6fyrpG5E | 1 | Rectangular Mullion:50 x 150mm:50 x 150mm:381906 |  | InstallationDate | 2799 | WarrantyGuarantorLabor |  | ModelLabel |  | WarrantyDescription |  |  | ProductionYear | [6 empty] | Finish |  |  | SerialNumber | WarrantyStartDate | BarCode | AssetIdentifier | Features | TagNumber |  | 1.331000 |  |  |  |  | WarrantyDurationParts | AccessibilityPerformance | CodePerformance | Color | Constituents | Grade | Metal - Aluminium | ModelReference | NominalHeight | NominalLength | Shape | SustainabilityPerformance | WarrantyDurationLabor | FIXED | WarrantyGuarantorParts | ExpectedLife | ReplacementCost | NominalWidth | 23-25 20 14 11 11 11 | Curtain Wall Frames | [5 empty] | Perpendicular to Face | F | 0.000000 | 209197 | 0.025000 | 0.025000 | 0.150000 | 0.000000
2800 | Curtain Wall:Storefront:381976 |  |  |  | 381907 |  | New Construction |  |  |  |  | 125513 | 119769 | Reference |  | 50 x 150mm | Size | 209254 | 202418,202419,202420,205960,209248,209249,209250,209251,209252,209253 | Manufacturer |  | 2j55VthSj3Lu0J6fyrpG5F | 1 | Rectangular Mullion:50 x 150mm:50 x 150mm:381907 |  | InstallationDate | 2800 | WarrantyGuarantorLabor |  | ModelLabel |  | WarrantyDescription |  |  | ProductionYear | [6 empty] | Finish |  |  | SerialNumber | WarrantyStartDate | BarCode | AssetIdentifier | Features | TagNumber |  | 1.306000 |  |  |  |  | WarrantyDurationParts | AccessibilityPerformance | CodePerformance | Color | Constituents | Grade | Metal - Aluminium | ModelReference | NominalHeight | NominalLength | Shape | SustainabilityPerformance | WarrantyDurationLabor | FIXED | WarrantyGuarantorParts | ExpectedLife | ReplacementCost | NominalWidth | 23-25 20 14 11 11 11 | Curtain Wall Frames | [5 empty] | Perpendicular to Face | F | 0.000000 | 209197 | 0.025000 | 0.025000 | 0.150000 | 0.000000
2801 | Curtain Wall:Storefront:381976 |  |  |  | 381916 |  | New Construction |  |  |  |  | 125514 | 119770 | Reference |  | 50 x 150mm | Size | 209254 | 202421,202422,202423,208930,209248,209249,209250,209251,209252,209253 | Manufacturer |  | 2j55VthSj3Lu0J6fyrpG50 | 1 | Rectangular Mullion:50 x 150mm:50 x 150mm:381916 |  | InstallationDate | 2801 | WarrantyGuarantorLabor |  | ModelLabel |  | WarrantyDescription |  |  | ProductionYear | [6 empty] | Finish |  |  | SerialNumber | WarrantyStartDate | BarCode | AssetIdentifier | Features | TagNumber |  | 1.331000 |  |  |  |  | WarrantyDurationParts | AccessibilityPerformance | CodePerformance | Color | Constituents | Grade | Metal - Aluminium | ModelReference | NominalHeight | NominalLength | Shape | SustainabilityPerformance | WarrantyDurationLabor | FIXED | WarrantyGuarantorParts | ExpectedLife | ReplacementCost | NominalWidth | 23-25 20 14 11 11 11 | Curtain Wall Frames | [5 empty] | Perpendicular to Face | F | 0.000000 | 209197 | 0.025000 | 0.025000 | 0.150000 | 0.000000
2802 | Curtain Wall:Storefront:381976 |  |  |  | 381917 |  | New Construction |  |  |  |  | 125515 | 119771 | Reference |  | 50 x 150mm | Size | 209254 | 202424,202425,202426,208930,209248,209249,209250,209251,209252,209253 | Manufacturer |  | 2j55VthSj3Lu0J6fyrpG51 | 1 | Rectangular Mullion:50 x 150mm:50 x 150mm:381917 |  | InstallationDate | 2802 | WarrantyGuarantorLabor |  | ModelLabel |  | WarrantyDescription |  |  | ProductionYear | [6 empty] | Finish |  |  | SerialNumber | WarrantyStartDate | BarCode | AssetIdentifier | Features | TagNumber |  | 1.331000 |  |  |  |  | WarrantyDurationParts | AccessibilityPerformance | CodePerformance | Color | Constituents | Grade | Metal - Aluminium | ModelReference | NominalHeight | NominalLength | Shape | SustainabilityPerformance | WarrantyDurationLabor | FIXED | WarrantyGuarantorParts | ExpectedLife | ReplacementCost | NominalWidth | 23-25 20 14 11 11 11 | Curtain Wall Frames | [5 empty] | Perpendicular to Face | F | 0.000000 | 209197 | 0.025000 | 0.025000 | 0.150000 | 0.000000
2803 | Curtain Wall:Storefront:381976 |  |  |  | 381918 |  | New Construction |  |  |  |  | 125516 | 119772 | Reference |  | 50 x 150mm | Size | 209254 | 202427,202428,202429,208930,209248,209249,209250,209251,209252,209253 | Manufacturer |  | 2j55VthSj3Lu0J6fyrpG52 | 1 | Rectangular Mullion:50 x 150mm:50 x 150mm:381918 |  | InstallationDate | 2803 | WarrantyGuarantorLabor |  | ModelLabel |  | WarrantyDescription |  |  | ProductionYear | [6 empty] | Finish |  |  | SerialNumber | WarrantyStartDate | BarCode | AssetIdentifier | Features | TagNumber |  | 1.331000 |  |  |  |  | WarrantyDurationParts | AccessibilityPerformance | CodePerformance | Color | Constituents | Grade | Metal - Aluminium | ModelReference | NominalHeight | NominalLength | Shape | SustainabilityPerformance | WarrantyDurationLabor | FIXED | WarrantyGuarantorParts | ExpectedLife | ReplacementCost | NominalWidth | 23-25 20 14 11 11 11 | Curtain Wall Frames | [5 empty] | Perpendicular to Face | F | 0.000000 | 209197 | 0.025000 | 0.025000 | 0.150000 | 0.000000
2804 | Curtain Wall:Storefront:381976 |  |  |  | 381919 |  | New Construction |  |  |  |  | 125517 | 119773 | Reference |  | 50 x 150mm | Size | 209254 | 202430,202431,202432,205961,209248,209249,209250,209251,209252,209253 | Manufacturer |  | 2j55VthSj3Lu0J6fyrpG53 | 1 | Rectangular Mullion:50 x 150mm:50 x 150mm:381919 |  | InstallationDate | 2804 | WarrantyGuarantorLabor |  | ModelLabel |  | WarrantyDescription |  |  | ProductionYear | [6 empty] | Finish |  |  | SerialNumber | WarrantyStartDate | BarCode | AssetIdentifier | Features | TagNumber |  | 1.306000 |  |  |  |  | WarrantyDurationParts | AccessibilityPerformance | CodePerformance | Color | Constituents | Grade | Metal - Aluminium | ModelReference | NominalHeight | NominalLength | Shape | SustainabilityPerformance | WarrantyDurationLabor | FIXED | WarrantyGuarantorParts | ExpectedLife | ReplacementCost | NominalWidth | 23-25 20 14 11 11 11 | Curtain Wall Frames | [5 empty] | Perpendicular to Face | F | 0.000000 | 209197 | 0.025000 | 0.025000 | 0.150000 | 0.000000
2805 | Curtain Wall:Storefront:381976 |  |  |  | 381925 |  | New Construction |  |  |  |  | 125518 | 119774 | Reference |  | 50 x 150mm | Size | 209254 | 202433,202434,202435,209089,209248,209249,209250,209251,209252,209253 | Manufacturer |  | 2j55VthSj3Lu0J6fyrpG5v | 1 | Rectangular Mullion:50 x 150mm:50 x 150mm:381925 |  | InstallationDate | 2805 | WarrantyGuarantorLabor |  | ModelLabel |  | WarrantyDescription |  |  | ProductionYear | [6 empty] | Finish |  |  | SerialNumber | WarrantyStartDate | BarCode | AssetIdentifier | Features | TagNumber |  | 0.986894 |  |  |  |  | WarrantyDurationParts | AccessibilityPerformance | CodePerformance | Color | Constituents | Grade | Metal - Aluminium | ModelReference | NominalHeight | NominalLength | Shape | SustainabilityPerformance | WarrantyDurationLabor | FIXED | WarrantyGuarantorParts | ExpectedLife | ReplacementCost | NominalWidth | 23-25 20 14 11 11 11 | Curtain Wall Frames | [5 empty] | Perpendicular to Face | F | 0.000000 | 209197 | 0.025000 | 0.025000 | 0.150000 | 0.000000
2806 | Curtain Wall:Storefront:381976 |  |  |  | 381926 |  | New Construction |  |  |  |  | 125519 | 119775 | Reference |  | 50 x 150mm | Size | 209254 | 202436,202437,202438,209089,209248,209249,209250,209251,209252,209253 | Manufacturer |  | 2j55VthSj3Lu0J6fyrpG5w | 1 | Rectangular Mullion:50 x 150mm:50 x 150mm:381926 |  | InstallationDate | 2806 | WarrantyGuarantorLabor |  | ModelLabel |  | WarrantyDescription |  |  | ProductionYear | [6 empty] | Finish |  |  | SerialNumber | WarrantyStartDate | BarCode | AssetIdentifier | Features | TagNumber |  | 0.986894 |  |  |  |  | WarrantyDurationParts | AccessibilityPerformance | CodePerformance | Color | Constituents | Grade | Metal - Aluminium | ModelReference | NominalHeight | NominalLength | Shape | SustainabilityPerformance | WarrantyDurationLabor | FIXED | WarrantyGuarantorParts | ExpectedLife | ReplacementCost | NominalWidth | 23-25 20 14 11 11 11 | Curtain Wall Frames | [5 empty] | Perpendicular to Face | F | 0.000000 | 209197 | 0.025000 | 0.025000 | 0.150000 | 0.000000
2807 | Curtain Wall:Storefront:381976 |  |  |  | 381927 |  | New Construction |  |  |  |  | 125520 | 119776 | Reference |  | 50 x 150mm | Size | 209254 | 202439,202440,202441,209089,209248,209249,209250,209251,209252,209253 | Manufacturer |  | 2j55VthSj3Lu0J6fyrpG5x | 1 | Rectangular Mullion:50 x 150mm:50 x 150mm:381927 |  | InstallationDate | 2807 | WarrantyGuarantorLabor |  | ModelLabel |  | WarrantyDescription |  |  | ProductionYear | [6 empty] | Finish |  |  | SerialNumber | WarrantyStartDate | BarCode | AssetIdentifier | Features | TagNumber |  | 0.986894 |  |  |  |  | WarrantyDurationParts | AccessibilityPerformance | CodePerformance | Color | Constituents | Grade | Metal - Aluminium | ModelReference | NominalHeight | NominalLength | Shape | SustainabilityPerformance | WarrantyDurationLabor | FIXED | WarrantyGuarantorParts | ExpectedLife | ReplacementCost | NominalWidth | 23-25 20 14 11 11 11 | Curtain Wall Frames | [5 empty] | Perpendicular to Face | F | 0.000000 | 209197 | 0.025000 | 0.025000 | 0.150000 | 0.000000
2808 | Curtain Wall:Storefront:381976 |  |  |  | 381928 |  | New Construction |  |  |  |  | 125521 | 119777 | Reference |  | 50 x 150mm | Size | 209254 | 202442,202443,202444,209089,209248,209249,209250,209251,209252,209253 | Manufacturer |  | 2j55VthSj3Lu0J6fyrpG5q | 1 | Rectangular Mullion:50 x 150mm:50 x 150mm:381928 |  | InstallationDate | 2808 | WarrantyGuarantorLabor |  | ModelLabel |  | WarrantyDescription |  |  | ProductionYear | [6 empty] | Finish |  |  | SerialNumber | WarrantyStartDate | BarCode | AssetIdentifier | Features | TagNumber |  | 0.986894 |  |  |  |  | WarrantyDurationParts | AccessibilityPerformance | CodePerformance | Color | Constituents | Grade | Metal - Aluminium | ModelReference | NominalHeight | NominalLength | Shape | SustainabilityPerformance | WarrantyDurationLabor | FIXED | WarrantyGuarantorParts | ExpectedLife | ReplacementCost | NominalWidth | 23-25 20 14 11 11 11 | Curtain Wall Frames | [5 empty] | Perpendicular to Face | F | 0.000000 | 209197 | 0.025000 | 0.025000 | 0.150000 | 0.000000
2809 | Curtain Wall:Storefront:381976 |  |  |  | 381954 |  | New Construction |  |  |  |  | 125522 | 119778 | Reference |  | 50 x 150mm | Size | 209254 | 202445,202446,202447,209090,209248,209249,209250,209251,209252,209253 | Manufacturer |  | 2j55VthSj3Lu0J6fyrpGQU | 1 | Rectangular Mullion:50 x 150mm:50 x 150mm:381954 |  | InstallationDate | 2809 | WarrantyGuarantorLabor |  | ModelLabel |  | WarrantyDescription |  |  | ProductionYear | [6 empty] | Finish |  |  | SerialNumber | WarrantyStartDate | BarCode | AssetIdentifier | Features | TagNumber |  | 0.813106 |  |  |  |  | WarrantyDurationParts | AccessibilityPerformance | CodePerformance | Color | Constituents | Grade | Metal - Aluminium | ModelReference | NominalHeight | NominalLength | Shape | SustainabilityPerformance | WarrantyDurationLabor | FIXED | WarrantyGuarantorParts | ExpectedLife | ReplacementCost | NominalWidth | 23-25 20 14 11 11 11 | Curtain Wall Frames | [5 empty] | Perpendicular to Face | F | 0.000000 | 209197 | 0.025000 | 0.025000 | 0.150000 | 0.000000
2810 | Curtain Wall:Storefront:381976 |  |  |  | 381955 |  | New Construction |  |  |  |  | 125523 | 119779 | Reference |  | 50 x 150mm | Size | 209254 | 202448,202449,202450,209090,209248,209249,209250,209251,209252,209253 | Manufacturer |  | 2j55VthSj3Lu0J6fyrpGQV | 1 | Rectangular Mullion:50 x 150mm:50 x 150mm:381955 |  | InstallationDate | 2810 | WarrantyGuarantorLabor |  | ModelLabel |  | WarrantyDescription |  |  | ProductionYear | [6 empty] | Finish |  |  | SerialNumber | WarrantyStartDate | BarCode | AssetIdentifier | Features | TagNumber |  | 0.813106 |  |  |  |  | WarrantyDurationParts | AccessibilityPerformance | CodePerformance | Color | Constituents | Grade | Metal - Aluminium | ModelReference | NominalHeight | NominalLength | Shape | SustainabilityPerformance | WarrantyDurationLabor | FIXED | WarrantyGuarantorParts | ExpectedLife | ReplacementCost | NominalWidth | 23-25 20 14 11 11 11 | Curtain Wall Frames | [5 empty] | Perpendicular to Face | F | 0.000000 | 209197 | 0.025000 | 0.025000 | 0.150000 | 0.000000
2811 | Curtain Wall:Storefront:381976 |  |  |  | 381956 |  | New Construction |  |  |  |  | 125524 | 119780 | Reference |  | 50 x 150mm | Size | 209254 | 202451,202452,202453,209090,209248,209249,209250,209251,209252,209253 | Manufacturer |  | 2j55VthSj3Lu0J6fyrpGQO | 1 | Rectangular Mullion:50 x 150mm:50 x 150mm:381956 |  | InstallationDate | 2811 | WarrantyGuarantorLabor |  | ModelLabel |  | WarrantyDescription |  |  | ProductionYear | [6 empty] | Finish |  |  | SerialNumber | WarrantyStartDate | BarCode | AssetIdentifier | Features | TagNumber |  | 0.813106 |  |  |  |  | WarrantyDurationParts | AccessibilityPerformance | CodePerformance | Color | Constituents | Grade | Metal - Aluminium | ModelReference | NominalHeight | NominalLength | Shape | SustainabilityPerformance | WarrantyDurationLabor | FIXED | WarrantyGuarantorParts | ExpectedLife | ReplacementCost | NominalWidth | 23-25 20 14 11 11 11 | Curtain Wall Frames | [5 empty] | Perpendicular to Face | F | 0.000000 | 209197 | 0.025000 | 0.025000 | 0.150000 | 0.000000
2812 | Curtain Wall:Storefront:381976 |  |  |  | 381957 |  | New Construction |  |  |  |  | 125525 | 119781 | Reference |  | 50 x 150mm | Size | 209254 | 202454,202455,202456,209090,209248,209249,209250,209251,209252,209253 | Manufacturer |  | 2j55VthSj3Lu0J6fyrpGQP | 1 | Rectangular Mullion:50 x 150mm:50 x 150mm:381957 |  | InstallationDate | 2812 | WarrantyGuarantorLabor |  | ModelLabel |  | WarrantyDescription |  |  | ProductionYear | [6 empty] | Finish |  |  | SerialNumber | WarrantyStartDate | BarCode | AssetIdentifier | Features | TagNumber |  | 0.813106 |  |  |  |  | WarrantyDurationParts | AccessibilityPerformance | CodePerformance | Color | Constituents | Grade | Metal - Aluminium | ModelReference | NominalHeight | NominalLength | Shape | SustainabilityPerformance | WarrantyDurationLabor | FIXED | WarrantyGuarantorParts | ExpectedLife | ReplacementCost | NominalWidth | 23-25 20 14 11 11 11 | Curtain Wall Frames | [5 empty] | Perpendicular to Face | F | 0.000000 | 209197 | 0.025000 | 0.025000 | 0.150000 | 0.000000
2813 | Curtain Wall:Storefront:381976 |  |  |  | 381962 |  | New Construction |  |  |  |  | 125526 | 119782 | Reference |  | 50 x 150mm | Size | 209254 | 202457,202458,202459,205959,209248,209249,209250,209251,209252,209253 | Manufacturer |  | 2j55VthSj3Lu0J6fyrpGQM | 1 | Rectangular Mullion:50 x 150mm:50 x 150mm:381962 |  | InstallationDate | 2813 | WarrantyGuarantorLabor |  | ModelLabel |  | WarrantyDescription |  |  | ProductionYear | [6 empty] | Finish |  |  | SerialNumber | WarrantyStartDate | BarCode | AssetIdentifier | Features | TagNumber |  | 1.306000 |  |  |  |  | WarrantyDurationParts | AccessibilityPerformance | CodePerformance | Color | Constituents | Grade | Metal - Aluminium | ModelReference | NominalHeight | NominalLength | Shape | SustainabilityPerformance | WarrantyDurationLabor | FIXED | WarrantyGuarantorParts | ExpectedLife | ReplacementCost | NominalWidth | 23-25 20 14 11 11 11 | Curtain Wall Frames | [5 empty] | Perpendicular to Face | F | 0.000000 | 209197 | 0.025000 | 0.025000 | 0.150000 | 0.000000
2814 | Curtain Wall:Storefront:381976 |  |  |  | 381967 |  | New Construction |  |  |  |  | 125527 | 119783 | Reference |  | 50 x 150mm | Size | 209254 | 202460,202461,202462,208924,209248,209249,209250,209251,209252,209253 | Manufacturer |  | 2j55VthSj3Lu0J6fyrpGQJ | 1 | Rectangular Mullion:50 x 150mm:50 x 150mm:381967 |  | InstallationDate | 2814 | WarrantyGuarantorLabor |  | ModelLabel |  | WarrantyDescription |  |  | ProductionYear | [6 empty] | Finish |  |  | SerialNumber | WarrantyStartDate | BarCode | AssetIdentifier | Features | TagNumber |  | 0.986894 |  |  |  |  | WarrantyDurationParts | AccessibilityPerformance | CodePerformance | Color | Constituents | Grade | Metal - Aluminium | ModelReference | NominalHeight | NominalLength | Shape | SustainabilityPerformance | WarrantyDurationLabor | FIXED | WarrantyGuarantorParts | ExpectedLife | ReplacementCost | NominalWidth | 23-25 20 14 11 11 11 | Curtain Wall Frames | [5 empty] | Perpendicular to Face | F | 0.000000 | 209197 | 0.025000 | 0.025000 | 0.150000 | 0.000000
2815 | Curtain Wall:Storefront:381976 |  |  |  | 381968 |  | New Construction |  |  |  |  | 125528 | 119784 | Reference |  | 50 x 150mm | Size | 209254 | 202463,202464,202465,208925,209248,209249,209250,209251,209252,209253 | Manufacturer |  | 2j55VthSj3Lu0J6fyrpGQC | 1 | Rectangular Mullion:50 x 150mm:50 x 150mm:381968 |  | InstallationDate | 2815 | WarrantyGuarantorLabor |  | ModelLabel |  | WarrantyDescription |  |  | ProductionYear | [6 empty] | Finish |  |  | SerialNumber | WarrantyStartDate | BarCode | AssetIdentifier | Features | TagNumber |  | 0.813106 |  |  |  |  | WarrantyDurationParts | AccessibilityPerformance | CodePerformance | Color | Constituents | Grade | Metal - Aluminium | ModelReference | NominalHeight | NominalLength | Shape | SustainabilityPerformance | WarrantyDurationLabor | FIXED | WarrantyGuarantorParts | ExpectedLife | ReplacementCost | NominalWidth | 23-25 20 14 11 11 11 | Curtain Wall Frames | [5 empty] | Perpendicular to Face | F | 0.000000 | 209197 | 0.025000 | 0.025000 | 0.150000 | 0.000000
2816 | Curtain Wall:Storefront:381976 |  |  |  | 381974 |  | New Construction |  |  |  |  | 125531 | 119787 | Reference |  | 50 x 150mm | Size | 209254 | 202472,202473,202474,205960,209248,209249,209250,209251,209252,209253 | Manufacturer |  | 2j55VthSj3Lu0J6fyrpGQA | 1 | Rectangular Mullion:50 x 150mm:50 x 150mm:381974 |  | InstallationDate | 2816 | WarrantyGuarantorLabor |  | ModelLabel |  | WarrantyDescription |  |  | ProductionYear | [6 empty] | Finish |  |  | SerialNumber | WarrantyStartDate | BarCode | AssetIdentifier | Features | TagNumber |  | 1.306000 |  |  |  |  | WarrantyDurationParts | AccessibilityPerformance | CodePerformance | Color | Constituents | Grade | Metal - Aluminium | ModelReference | NominalHeight | NominalLength | Shape | SustainabilityPerformance | WarrantyDurationLabor | FIXED | WarrantyGuarantorParts | ExpectedLife | ReplacementCost | NominalWidth | 23-25 20 14 11 11 11 | Curtain Wall Frames | [5 empty] | Perpendicular to Face | F | 0.000000 | 209197 | 0.025000 | 0.025000 | 0.150000 | 0.000000
2817 | Curtain Wall:Storefront:381976 |  |  |  | 381975 |  | New Construction |  |  |  |  | 125532 | 119788 | Reference |  | 50 x 150mm | Size | 209254 | 202475,202476,202477,205961,209248,209249,209250,209251,209252,209253 | Manufacturer |  | 2j55VthSj3Lu0J6fyrpGQB | 1 | Rectangular Mullion:50 x 150mm:50 x 150mm:381975 |  | InstallationDate | 2817 | WarrantyGuarantorLabor |  | ModelLabel |  | WarrantyDescription |  |  | ProductionYear | [6 empty] | Finish |  |  | SerialNumber | WarrantyStartDate | BarCode | AssetIdentifier | Features | TagNumber |  | 1.306000 |  |  |  |  | WarrantyDurationParts | AccessibilityPerformance | CodePerformance | Color | Constituents | Grade | Metal - Aluminium | ModelReference | NominalHeight | NominalLength | Shape | SustainabilityPerformance | WarrantyDurationLabor | FIXED | WarrantyGuarantorParts | ExpectedLife | ReplacementCost | NominalWidth | 23-25 20 14 11 11 11 | Curtain Wall Frames | [5 empty] | Perpendicular to Face | F | 0.000000 | 209197 | 0.025000 | 0.025000 | 0.150000 | 0.000000
2818 | Curtain Wall:Storefront:381976 |  |  |  | 381980 |  | New Construction |  |  |  |  | 125533 | 119789 | Reference |  | 50 x 150mm | Size | 209254 | 202478,202479,202480,208923,209248,209249,209250,209251,209252,209253 | Manufacturer |  | 2j55VthSj3Lu0J6fyrpGQ0 | 1 | Rectangular Mullion:50 x 150mm:50 x 150mm:381980 |  | InstallationDate | 2818 | WarrantyGuarantorLabor |  | ModelLabel |  | WarrantyDescription |  |  | ProductionYear | [6 empty] | Finish |  |  | SerialNumber | WarrantyStartDate | BarCode | AssetIdentifier | Features | TagNumber |  | 0.813106 |  |  |  |  | WarrantyDurationParts | AccessibilityPerformance | CodePerformance | Color | Constituents | Grade | Metal - Aluminium | ModelReference | NominalHeight | NominalLength | Shape | SustainabilityPerformance | WarrantyDurationLabor | FIXED | WarrantyGuarantorParts | ExpectedLife | ReplacementCost | NominalWidth | 23-25 20 14 11 11 11 | Curtain Wall Frames | [5 empty] | Perpendicular to Face | F | 0.000000 | 209197 | 0.025000 | 0.025000 | 0.150000 | 0.000000
2819 | Curtain Wall:Storefront:381976 |  |  |  | 381981 |  | New Construction |  |  |  |  | 125534 | 119790 | Reference |  | 50 x 150mm | Size | 209254 | 202481,202482,202483,208922,209248,209249,209250,209251,209252,209253 | Manufacturer |  | 2j55VthSj3Lu0J6fyrpGQ1 | 1 | Rectangular Mullion:50 x 150mm:50 x 150mm:381981 |  | InstallationDate | 2819 | WarrantyGuarantorLabor |  | ModelLabel |  | WarrantyDescription |  |  | ProductionYear | [6 empty] | Finish |  |  | SerialNumber | WarrantyStartDate | BarCode | AssetIdentifier | Features | TagNumber |  | 0.986894 |  |  |  |  | WarrantyDurationParts | AccessibilityPerformance | CodePerformance | Color | Constituents | Grade | Metal - Aluminium | ModelReference | NominalHeight | NominalLength | Shape | SustainabilityPerformance | WarrantyDurationLabor | FIXED | WarrantyGuarantorParts | ExpectedLife | ReplacementCost | NominalWidth | 23-25 20 14 11 11 11 | Curtain Wall Frames | [5 empty] | Perpendicular to Face | F | 0.000000 | 209197 | 0.025000 | 0.025000 | 0.150000 | 0.000000
2538 | Curtain Wall:Storefront:298261 |  |  |  | 298297 |  | New Construction |  |  |  |  | 124724 | 119311 | Reference |  | 50 x 150mm | Size | 209254 | 199102,199103,199104,204232,209248,209249,209250,209251,209252,209253 | Manufacturer |  | 2cDwFtdqL6M96IeSv7p9Er | 1 | Rectangular Mullion:50 x 150mm:50 x 150mm:298297 |  | InstallationDate | 2538 | WarrantyGuarantorLabor |  | ModelLabel |  | WarrantyDescription |  |  | ProductionYear | [6 empty] | Finish |  |  | SerialNumber | WarrantyStartDate | BarCode | AssetIdentifier | Features | TagNumber |  | 1.397638 |  |  |  |  | WarrantyDurationParts | AccessibilityPerformance | CodePerformance | Color | Constituents | Grade | Metal - Aluminium | ModelReference | NominalHeight | NominalLength | Shape | SustainabilityPerformance | WarrantyDurationLabor | FIXED | WarrantyGuarantorParts | ExpectedLife | ReplacementCost | NominalWidth | 23-25 20 14 11 11 11 | Curtain Wall Frames | [5 empty] | Perpendicular to Face | F | 0.000000 | 209175 | 0.025000 | 0.025000 | 0.150000 | 0.000000
2539 | Curtain Wall:Storefront:298261 |  |  |  | 298299 |  | New Construction |  |  |  |  | 124725 | 119312 | Reference |  | 50 x 150mm | Size | 209254 | 199105,199106,199107,204233,209248,209249,209250,209251,209252,209253 | Manufacturer |  | 2cDwFtdqL6M96IeSv7p9Et | 1 | Rectangular Mullion:50 x 150mm:50 x 150mm:298299 |  | InstallationDate | 2539 | WarrantyGuarantorLabor |  | ModelLabel |  | WarrantyDescription |  |  | ProductionYear | [6 empty] | Finish |  |  | SerialNumber | WarrantyStartDate | BarCode | AssetIdentifier | Features | TagNumber |  | 1.397638 |  |  |  |  | WarrantyDurationParts | AccessibilityPerformance | CodePerformance | Color | Constituents | Grade | Metal - Aluminium | ModelReference | NominalHeight | NominalLength | Shape | SustainabilityPerformance | WarrantyDurationLabor | FIXED | WarrantyGuarantorParts | ExpectedLife | ReplacementCost | NominalWidth | 23-25 20 14 11 11 11 | Curtain Wall Frames | [5 empty] | Perpendicular to Face | F | 0.000000 | 209175 | 0.025000 | 0.025000 | 0.150000 | 0.000000
2540 | Curtain Wall:Storefront:298261 |  |  |  | 298307 |  | New Construction |  |  |  |  | 124726 | 119313 | Reference |  | 50 x 150mm | Size | 209254 | 199108,199109,199110,204234,209248,209249,209250,209251,209252,209253 | Manufacturer |  | 2cDwFtdqL6M96IeSv7p9FF | 1 | Rectangular Mullion:50 x 150mm:50 x 150mm:298307 |  | InstallationDate | 2540 | WarrantyGuarantorLabor |  | ModelLabel |  | WarrantyDescription |  |  | ProductionYear | [6 empty] | Finish |  |  | SerialNumber | WarrantyStartDate | BarCode | AssetIdentifier | Features | TagNumber |  | 1.614297 |  |  |  |  | WarrantyDurationParts | AccessibilityPerformance | CodePerformance | Color | Constituents | Grade | Metal - Aluminium | ModelReference | NominalHeight | NominalLength | Shape | SustainabilityPerformance | WarrantyDurationLabor | FIXED | WarrantyGuarantorParts | ExpectedLife | ReplacementCost | NominalWidth | 23-25 20 14 11 11 11 | Curtain Wall Frames | [5 empty] | Perpendicular to Face | F | 0.000000 | 209175 | 0.025000 | 0.025000 | 0.150000 | 0.000000
2541 | Curtain Wall:Storefront:298261 |  |  |  | 298308 |  | New Construction |  |  |  |  | 124727 | 119314 | Reference |  | 50 x 150mm | Size | 209254 | 199111,199112,199113,204235,209248,209249,209250,209251,209252,209253 | Manufacturer |  | 2cDwFtdqL6M96IeSv7p9F8 | 1 | Rectangular Mullion:50 x 150mm:50 x 150mm:298308 |  | InstallationDate | 2541 | WarrantyGuarantorLabor |  | ModelLabel |  | WarrantyDescription |  |  | ProductionYear | [6 empty] | Finish |  |  | SerialNumber | WarrantyStartDate | BarCode | AssetIdentifier | Features | TagNumber |  | 1.534401 |  |  |  |  | WarrantyDurationParts | AccessibilityPerformance | CodePerformance | Color | Constituents | Grade | Metal - Aluminium | ModelReference | NominalHeight | NominalLength | Shape | SustainabilityPerformance | WarrantyDurationLabor | FIXED | WarrantyGuarantorParts | ExpectedLife | ReplacementCost | NominalWidth | 23-25 20 14 11 11 11 | Curtain Wall Frames | [5 empty] | Perpendicular to Face | F | 0.000000 | 209175 | 0.025000 | 0.025000 | 0.150000 | 0.000000
2542 | Curtain Wall:Storefront:298261 |  |  |  | 298309 |  | New Construction |  |  |  |  | 124728 | 119315 | Reference |  | 50 x 150mm | Size | 209254 | 199114,199115,199116,204236,209248,209249,209250,209251,209252,209253 | Manufacturer |  | 2cDwFtdqL6M96IeSv7p9F9 | 1 | Rectangular Mullion:50 x 150mm:50 x 150mm:298309 |  | InstallationDate | 2542 | WarrantyGuarantorLabor |  | ModelLabel |  | WarrantyDescription |  |  | ProductionYear | [6 empty] | Finish |  |  | SerialNumber | WarrantyStartDate | BarCode | AssetIdentifier | Features | TagNumber |  | 1.510001 |  |  |  |  | WarrantyDurationParts | AccessibilityPerformance | CodePerformance | Color | Constituents | Grade | Metal - Aluminium | ModelReference | NominalHeight | NominalLength | Shape | SustainabilityPerformance | WarrantyDurationLabor | FIXED | WarrantyGuarantorParts | ExpectedLife | ReplacementCost | NominalWidth | 23-25 20 14 11 11 11 | Curtain Wall Frames | [5 empty] | Perpendicular to Face | F | 0.000000 | 209175 | 0.025000 | 0.025000 | 0.150000 | 0.000000
2543 | Curtain Wall:Storefront:298261 |  |  |  | 298310 |  | New Construction |  |  |  |  | 124729 | 119316 | Reference |  | 50 x 150mm | Size | 209254 | 199117,199118,199119,204237,209248,209249,209250,209251,209252,209253 | Manufacturer |  | 2cDwFtdqL6M96IeSv7p9FA | 1 | Rectangular Mullion:50 x 150mm:50 x 150mm:298310 |  | InstallationDate | 2543 | WarrantyGuarantorLabor |  | ModelLabel |  | WarrantyDescription |  |  | ProductionYear | [6 empty] | Finish |  |  | SerialNumber | WarrantyStartDate | BarCode | AssetIdentifier | Features | TagNumber |  | 1.533590 |  |  |  |  | WarrantyDurationParts | AccessibilityPerformance | CodePerformance | Color | Constituents | Grade | Metal - Aluminium | ModelReference | NominalHeight | NominalLength | Shape | SustainabilityPerformance | WarrantyDurationLabor | FIXED | WarrantyGuarantorParts | ExpectedLife | ReplacementCost | NominalWidth | 23-25 20 14 11 11 11 | Curtain Wall Frames | [5 empty] | Perpendicular to Face | F | 0.000000 | 209175 | 0.025000 | 0.025000 | 0.150000 | 0.000000
2544 | Curtain Wall:Storefront:298261 |  |  |  | 298311 |  | New Construction |  |  |  |  | 124730 | 119317 | Reference |  | 50 x 150mm | Size | 209254 | 199120,199121,199122,204238,209248,209249,209250,209251,209252,209253 | Manufacturer |  | 2cDwFtdqL6M96IeSv7p9FB | 1 | Rectangular Mullion:50 x 150mm:50 x 150mm:298311 |  | InstallationDate | 2544 | WarrantyGuarantorLabor |  | ModelLabel |  | WarrantyDescription |  |  | ProductionYear | [6 empty] | Finish |  |  | SerialNumber | WarrantyStartDate | BarCode | AssetIdentifier | Features | TagNumber |  | 1.612574 |  |  |  |  | WarrantyDurationParts | AccessibilityPerformance | CodePerformance | Color | Constituents | Grade | Metal - Aluminium | ModelReference | NominalHeight | NominalLength | Shape | SustainabilityPerformance | WarrantyDurationLabor | FIXED | WarrantyGuarantorParts | ExpectedLife | ReplacementCost | NominalWidth | 23-25 20 14 11 11 11 | Curtain Wall Frames | [5 empty] | Perpendicular to Face | F | 0.000000 | 209175 | 0.025000 | 0.025000 | 0.150000 | 0.000000
2545 | Curtain Wall:Storefront:298261 |  |  |  | 299073 |  | New Construction |  |  |  |  | 124731 | 119318 | Reference |  | 50 x 150mm | Size | 209254 | 199123,199124,199125,204239,209248,209249,209250,209251,209252,209253 | Manufacturer |  | 2cDwFtdqL6M96IeSv7p8xD | 1 | Rectangular Mullion:50 x 150mm:50 x 150mm:299073 |  | InstallationDate | 2545 | WarrantyGuarantorLabor |  | ModelLabel |  | WarrantyDescription |  |  | ProductionYear | [6 empty] | Finish |  |  | SerialNumber | WarrantyStartDate | BarCode | AssetIdentifier | Features | TagNumber |  | 1.429481 |  |  |  |  | WarrantyDurationParts | AccessibilityPerformance | CodePerformance | Color | Constituents | Grade | Metal - Aluminium | ModelReference | NominalHeight | NominalLength | Shape | SustainabilityPerformance | WarrantyDurationLabor | FIXED | WarrantyGuarantorParts | ExpectedLife | ReplacementCost | NominalWidth | 23-25 20 14 11 11 11 | Curtain Wall Frames | [5 empty] | Perpendicular to Face | F | 0.000000 | 209175 | 0.025000 | 0.025000 | 0.150000 | 0.000000
2546 | Curtain Wall:Storefront:298261 |  |  |  | 299074 |  | New Construction |  |  |  |  | 124732 | 119319 | Reference |  | 50 x 150mm | Size | 209254 | 199126,199127,199128,204240,209248,209249,209250,209251,209252,209253 | Manufacturer |  | 2cDwFtdqL6M96IeSv7p8xE | 1 | Rectangular Mullion:50 x 150mm:50 x 150mm:299074 |  | InstallationDate | 2546 | WarrantyGuarantorLabor |  | ModelLabel |  | WarrantyDescription |  |  | ProductionYear | [6 empty] | Finish |  |  | SerialNumber | WarrantyStartDate | BarCode | AssetIdentifier | Features | TagNumber |  | 1.429481 |  |  |  |  | WarrantyDurationParts | AccessibilityPerformance | CodePerformance | Color | Constituents | Grade | Metal - Aluminium | ModelReference | NominalHeight | NominalLength | Shape | SustainabilityPerformance | WarrantyDurationLabor | FIXED | WarrantyGuarantorParts | ExpectedLife | ReplacementCost | NominalWidth | 23-25 20 14 11 11 11 | Curtain Wall Frames | [5 empty] | Perpendicular to Face | F | 0.000000 | 209175 | 0.025000 | 0.025000 | 0.150000 | 0.000000
2547 | Curtain Wall:Storefront:298261 |  |  |  | 299075 |  | New Construction |  |  |  |  | 124733 | 119320 | Reference |  | 50 x 150mm | Size | 209254 | 199129,199130,199131,204241,209248,209249,209250,209251,209252,209253 | Manufacturer |  | 2cDwFtdqL6M96IeSv7p8xF | 1 | Rectangular Mullion:50 x 150mm:50 x 150mm:299075 |  | InstallationDate | 2547 | WarrantyGuarantorLabor |  | ModelLabel |  | WarrantyDescription |  |  | ProductionYear | [6 empty] | Finish |  |  | SerialNumber | WarrantyStartDate | BarCode | AssetIdentifier | Features | TagNumber |  | 1.351604 |  |  |  |  | WarrantyDurationParts | AccessibilityPerformance | CodePerformance | Color | Constituents | Grade | Metal - Aluminium | ModelReference | NominalHeight | NominalLength | Shape | SustainabilityPerformance | WarrantyDurationLabor | FIXED | WarrantyGuarantorParts | ExpectedLife | ReplacementCost | NominalWidth | 23-25 20 14 11 11 11 | Curtain Wall Frames | [5 empty] | Perpendicular to Face | F | 0.000000 | 209175 | 0.025000 | 0.025000 | 0.150000 | 0.000000
2548 | Curtain Wall:Storefront:298261 |  |  |  | 299076 |  | New Construction |  |  |  |  | 124734 | 119321 | Reference |  | 50 x 150mm | Size | 209254 | 199132,199133,199134,204242,209248,209249,209250,209251,209252,209253 | Manufacturer |  | 2cDwFtdqL6M96IeSv7p8x8 | 1 | Rectangular Mullion:50 x 150mm:50 x 150mm:299076 |  | InstallationDate | 2548 | WarrantyGuarantorLabor |  | ModelLabel |  | WarrantyDescription |  |  | ProductionYear | [6 empty] | Finish |  |  | SerialNumber | WarrantyStartDate | BarCode | AssetIdentifier | Features | TagNumber |  | 1.317193 |  |  |  |  | WarrantyDurationParts | AccessibilityPerformance | CodePerformance | Color | Constituents | Grade | Metal - Aluminium | ModelReference | NominalHeight | NominalLength | Shape | SustainabilityPerformance | WarrantyDurationLabor | FIXED | WarrantyGuarantorParts | ExpectedLife | ReplacementCost | NominalWidth | 23-25 20 14 11 11 11 | Curtain Wall Frames | [5 empty] | Perpendicular to Face | F | 0.000000 | 209175 | 0.025000 | 0.025000 | 0.150000 | 0.000000
2549 | Curtain Wall:Storefront:298261 |  |  |  | 299077 |  | New Construction |  |  |  |  | 124735 | 119322 | Reference |  | 50 x 150mm | Size | 209254 | 199135,199136,199137,204243,209248,209249,209250,209251,209252,209253 | Manufacturer |  | 2cDwFtdqL6M96IeSv7p8x9 | 1 | Rectangular Mullion:50 x 150mm:50 x 150mm:299077 |  | InstallationDate | 2549 | WarrantyGuarantorLabor |  | ModelLabel |  | WarrantyDescription |  |  | ProductionYear | [6 empty] | Finish |  |  | SerialNumber | WarrantyStartDate | BarCode | AssetIdentifier | Features | TagNumber |  | 1.317193 |  |  |  |  | WarrantyDurationParts | AccessibilityPerformance | CodePerformance | Color | Constituents | Grade | Metal - Aluminium | ModelReference | NominalHeight | NominalLength | Shape | SustainabilityPerformance | WarrantyDurationLabor | FIXED | WarrantyGuarantorParts | ExpectedLife | ReplacementCost | NominalWidth | 23-25 20 14 11 11 11 | Curtain Wall Frames | [5 empty] | Perpendicular to Face | F | 0.000000 | 209175 | 0.025000 | 0.025000 | 0.150000 | 0.000000
2550 | Curtain Wall:Storefront:298261 |  |  |  | 299078 |  | New Construction |  |  |  |  | 124736 | 119323 | Reference |  | 50 x 150mm | Size | 209254 | 199138,199139,199140,204244,209248,209249,209250,209251,209252,209253 | Manufacturer |  | 2cDwFtdqL6M96IeSv7p8xA | 1 | Rectangular Mullion:50 x 150mm:50 x 150mm:299078 |  | InstallationDate | 2550 | WarrantyGuarantorLabor |  | ModelLabel |  | WarrantyDescription |  |  | ProductionYear | [6 empty] | Finish |  |  | SerialNumber | WarrantyStartDate | BarCode | AssetIdentifier | Features | TagNumber |  | 1.351604 |  |  |  |  | WarrantyDurationParts | AccessibilityPerformance | CodePerformance | Color | Constituents | Grade | Metal - Aluminium | ModelReference | NominalHeight | NominalLength | Shape | SustainabilityPerformance | WarrantyDurationLabor | FIXED | WarrantyGuarantorParts | ExpectedLife | ReplacementCost | NominalWidth | 23-25 20 14 11 11 11 | Curtain Wall Frames | [5 empty] | Perpendicular to Face | F | 0.000000 | 209175 | 0.025000 | 0.025000 | 0.150000 | 0.000000
2551 | Curtain Wall:Storefront:298261 |  |  |  | 299079 |  | New Construction |  |  |  |  | 124737 | 119324 | Reference |  | 50 x 150mm | Size | 209254 | 199141,199142,199143,204245,209248,209249,209250,209251,209252,209253 | Manufacturer |  | 2cDwFtdqL6M96IeSv7p8xB | 1 | Rectangular Mullion:50 x 150mm:50 x 150mm:299079 |  | InstallationDate | 2551 | WarrantyGuarantorLabor |  | ModelLabel |  | WarrantyDescription |  |  | ProductionYear | [6 empty] | Finish |  |  | SerialNumber | WarrantyStartDate | BarCode | AssetIdentifier | Features | TagNumber |  | 0.552271 |  |  |  |  | WarrantyDurationParts | AccessibilityPerformance | CodePerformance | Color | Constituents | Grade | Metal - Aluminium | ModelReference | NominalHeight | NominalLength | Shape | SustainabilityPerformance | WarrantyDurationLabor | FIXED | WarrantyGuarantorParts | ExpectedLife | ReplacementCost | NominalWidth | 23-25 20 14 11 11 11 | Curtain Wall Frames | [5 empty] | Perpendicular to Face | F | 0.000000 | 209175 | 0.025000 | 0.025000 | 0.150000 | 0.000000
2552 | Curtain Wall:Storefront:298261 |  |  |  | 299080 |  | New Construction |  |  |  |  | 124738 | 119325 | Reference |  | 50 x 150mm | Size | 209254 | 199144,199145,199146,204246,209248,209249,209250,209251,209252,209253 | Manufacturer |  | 2cDwFtdqL6M96IeSv7p8x4 | 1 | Rectangular Mullion:50 x 150mm:50 x 150mm:299080 |  | InstallationDate | 2552 | WarrantyGuarantorLabor |  | ModelLabel |  | WarrantyDescription |  |  | ProductionYear | [6 empty] | Finish |  |  | SerialNumber | WarrantyStartDate | BarCode | AssetIdentifier | Features | TagNumber |  | 0.790245 |  |  |  |  | WarrantyDurationParts | AccessibilityPerformance | CodePerformance | Color | Constituents | Grade | Metal - Aluminium | ModelReference | NominalHeight | NominalLength | Shape | SustainabilityPerformance | WarrantyDurationLabor | FIXED | WarrantyGuarantorParts | ExpectedLife | ReplacementCost | NominalWidth | 23-25 20 14 11 11 11 | Curtain Wall Frames | [5 empty] | Perpendicular to Face | F | 0.000000 | 209175 | 0.025000 | 0.025000 | 0.150000 | 0.000000
2553 | Curtain Wall:Storefront:298261 |  |  |  | 299081 |  | New Construction |  |  |  |  | 124739 | 119326 | Reference |  | 50 x 150mm | Size | 209254 | 199147,199148,199149,204247,209248,209249,209250,209251,209252,209253 | Manufacturer |  | 2cDwFtdqL6M96IeSv7p8x5 | 1 | Rectangular Mullion:50 x 150mm:50 x 150mm:299081 |  | InstallationDate | 2553 | WarrantyGuarantorLabor |  | ModelLabel |  | WarrantyDescription |  |  | ProductionYear | [6 empty] | Finish |  |  | SerialNumber | WarrantyStartDate | BarCode | AssetIdentifier | Features | TagNumber |  | 0.548154 |  |  |  |  | WarrantyDurationParts | AccessibilityPerformance | CodePerformance | Color | Constituents | Grade | Metal - Aluminium | ModelReference | NominalHeight | NominalLength | Shape | SustainabilityPerformance | WarrantyDurationLabor | FIXED | WarrantyGuarantorParts | ExpectedLife | ReplacementCost | NominalWidth | 23-25 20 14 11 11 11 | Curtain Wall Frames | [5 empty] | Perpendicular to Face | F | 0.000000 | 209175 | 0.025000 | 0.025000 | 0.150000 | 0.000000
2554 | Curtain Wall:Storefront:298261 |  |  |  | 299082 |  | New Construction |  |  |  |  | 124740 | 119327 | Reference |  | 50 x 150mm | Size | 209254 | 199150,199151,199152,204248,209248,209249,209250,209251,209252,209253 | Manufacturer |  | 2cDwFtdqL6M96IeSv7p8x6 | 1 | Rectangular Mullion:50 x 150mm:50 x 150mm:299082 |  | InstallationDate | 2554 | WarrantyGuarantorLabor |  | ModelLabel |  | WarrantyDescription |  |  | ProductionYear | [6 empty] | Finish |  |  | SerialNumber | WarrantyStartDate | BarCode | AssetIdentifier | Features | TagNumber |  | 1.373583 |  |  |  |  | WarrantyDurationParts | AccessibilityPerformance | CodePerformance | Color | Constituents | Grade | Metal - Aluminium | ModelReference | NominalHeight | NominalLength | Shape | SustainabilityPerformance | WarrantyDurationLabor | FIXED | WarrantyGuarantorParts | ExpectedLife | ReplacementCost | NominalWidth | 23-25 20 14 11 11 11 | Curtain Wall Frames | [5 empty] | Perpendicular to Face | F | 0.000000 | 209175 | 0.025000 | 0.025000 | 0.150000 | 0.000000
2555 | Curtain Wall:Storefront:298261 |  |  |  | 299083 |  | New Construction |  |  |  |  | 124741 | 119328 | Reference |  | 50 x 150mm | Size | 209254 | 199153,199154,199155,204249,209248,209249,209250,209251,209252,209253 | Manufacturer |  | 2cDwFtdqL6M96IeSv7p8x7 | 1 | Rectangular Mullion:50 x 150mm:50 x 150mm:299083 |  | InstallationDate | 2555 | WarrantyGuarantorLabor |  | ModelLabel |  | WarrantyDescription |  |  | ProductionYear | [6 empty] | Finish |  |  | SerialNumber | WarrantyStartDate | BarCode | AssetIdentifier | Features | TagNumber |  | 1.320049 |  |  |  |  | WarrantyDurationParts | AccessibilityPerformance | CodePerformance | Color | Constituents | Grade | Metal - Aluminium | ModelReference | NominalHeight | NominalLength | Shape | SustainabilityPerformance | WarrantyDurationLabor | FIXED | WarrantyGuarantorParts | ExpectedLife | ReplacementCost | NominalWidth | 23-25 20 14 11 11 11 | Curtain Wall Frames | [5 empty] | Perpendicular to Face | F | 0.000000 | 209175 | 0.025000 | 0.025000 | 0.150000 | 0.000000
2556 | Curtain Wall:Storefront:298261 |  |  |  | 299084 |  | New Construction |  |  |  |  | 124742 | 119329 | Reference |  | 50 x 150mm | Size | 209254 | 199156,199157,199158,204250,209248,209249,209250,209251,209252,209253 | Manufacturer |  | 2cDwFtdqL6M96IeSv7p8x0 | 1 | Rectangular Mullion:50 x 150mm:50 x 150mm:299084 |  | InstallationDate | 2556 | WarrantyGuarantorLabor |  | ModelLabel |  | WarrantyDescription |  |  | ProductionYear | [6 empty] | Finish |  |  | SerialNumber | WarrantyStartDate | BarCode | AssetIdentifier | Features | TagNumber |  | 1.319970 |  |  |  |  | WarrantyDurationParts | AccessibilityPerformance | CodePerformance | Color | Constituents | Grade | Metal - Aluminium | ModelReference | NominalHeight | NominalLength | Shape | SustainabilityPerformance | WarrantyDurationLabor | FIXED | WarrantyGuarantorParts | ExpectedLife | ReplacementCost | NominalWidth | 23-25 20 14 11 11 11 | Curtain Wall Frames | [5 empty] | Perpendicular to Face | F | 0.000000 | 209175 | 0.025000 | 0.025000 | 0.150000 | 0.000000
2557 | Curtain Wall:Storefront:298261 |  |  |  | 299085 |  | New Construction |  |  |  |  | 124743 | 119330 | Reference |  | 50 x 150mm | Size | 209254 | 199159,199160,199161,204251,209248,209249,209250,209251,209252,209253 | Manufacturer |  | 2cDwFtdqL6M96IeSv7p8x1 | 1 | Rectangular Mullion:50 x 150mm:50 x 150mm:299085 |  | InstallationDate | 2557 | WarrantyGuarantorLabor |  | ModelLabel |  | WarrantyDescription |  |  | ProductionYear | [6 empty] | Finish |  |  | SerialNumber | WarrantyStartDate | BarCode | AssetIdentifier | Features | TagNumber |  | 1.373316 |  |  |  |  | WarrantyDurationParts | AccessibilityPerformance | CodePerformance | Color | Constituents | Grade | Metal - Aluminium | ModelReference | NominalHeight | NominalLength | Shape | SustainabilityPerformance | WarrantyDurationLabor | FIXED | WarrantyGuarantorParts | ExpectedLife | ReplacementCost | NominalWidth | 23-25 20 14 11 11 11 | Curtain Wall Frames | [5 empty] | Perpendicular to Face | F | 0.000000 | 209175 | 0.025000 | 0.025000 | 0.150000 | 0.000000
2558 | Curtain Wall:Storefront:298261 |  |  |  | 299086 |  | New Construction |  |  |  |  | 124744 | 119331 | Reference |  | 50 x 150mm | Size | 209254 | 199162,199163,199164,204252,209248,209249,209250,209251,209252,209253 | Manufacturer |  | 2cDwFtdqL6M96IeSv7p8x2 | 1 | Rectangular Mullion:50 x 150mm:50 x 150mm:299086 |  | InstallationDate | 2558 | WarrantyGuarantorLabor |  | ModelLabel |  | WarrantyDescription |  |  | ProductionYear | [6 empty] | Finish |  |  | SerialNumber | WarrantyStartDate | BarCode | AssetIdentifier | Features | TagNumber |  | 0.794709 |  |  |  |  | WarrantyDurationParts | AccessibilityPerformance | CodePerformance | Color | Constituents | Grade | Metal - Aluminium | ModelReference | NominalHeight | NominalLength | Shape | SustainabilityPerformance | WarrantyDurationLabor | FIXED | WarrantyGuarantorParts | ExpectedLife | ReplacementCost | NominalWidth | 23-25 20 14 11 11 11 | Curtain Wall Frames | [5 empty] | Perpendicular to Face | F | 0.000000 | 209175 | 0.025000 | 0.025000 | 0.150000 | 0.000000
2733 | Curtain Wall:Storefront:381804 |  |  |  | 381816 |  | New Construction |  |  |  |  | 125417 | 119676 | Reference |  | 50 x 150mm | Size | 209254 | 202127,202128,202129,204361,209248,209249,209250,209251,209252,209253 | Manufacturer |  | 2j55VthSj3Lu0J6fyrpG7a | 1 | Rectangular Mullion:50 x 150mm:50 x 150mm:381816 |  | InstallationDate | 2733 | WarrantyGuarantorLabor |  | ModelLabel |  | WarrantyDescription |  |  | ProductionYear | [6 empty] | Finish |  |  | SerialNumber | WarrantyStartDate | BarCode | AssetIdentifier | Features | TagNumber |  | 1.397638 |  |  |  |  | WarrantyDurationParts | AccessibilityPerformance | CodePerformance | Color | Constituents | Grade | Metal - Aluminium | ModelReference | NominalHeight | NominalLength | Shape | SustainabilityPerformance | WarrantyDurationLabor | FIXED | WarrantyGuarantorParts | ExpectedLife | ReplacementCost | NominalWidth | 23-25 20 14 11 11 11 | Curtain Wall Frames | [5 empty] | Perpendicular to Face | F | 0.000000 | 209176 | 0.025000 | 0.025000 | 0.150000 | 0.000000
2734 | Curtain Wall:Storefront:381804 |  |  |  | 381817 |  | New Construction |  |  |  |  | 125418 | 119677 | Reference |  | 50 x 150mm | Size | 209254 | 202130,202131,202132,204362,209248,209249,209250,209251,209252,209253 | Manufacturer |  | 2j55VthSj3Lu0J6fyrpG7b | 1 | Rectangular Mullion:50 x 150mm:50 x 150mm:381817 |  | InstallationDate | 2734 | WarrantyGuarantorLabor |  | ModelLabel |  | WarrantyDescription |  |  | ProductionYear | [6 empty] | Finish |  |  | SerialNumber | WarrantyStartDate | BarCode | AssetIdentifier | Features | TagNumber |  | 1.397638 |  |  |  |  | WarrantyDurationParts | AccessibilityPerformance | CodePerformance | Color | Constituents | Grade | Metal - Aluminium | ModelReference | NominalHeight | NominalLength | Shape | SustainabilityPerformance | WarrantyDurationLabor | FIXED | WarrantyGuarantorParts | ExpectedLife | ReplacementCost | NominalWidth | 23-25 20 14 11 11 11 | Curtain Wall Frames | [5 empty] | Perpendicular to Face | F | 0.000000 | 209176 | 0.025000 | 0.025000 | 0.150000 | 0.000000
2735 | Curtain Wall:Storefront:381804 |  |  |  | 381818 |  | New Construction |  |  |  |  | 125419 | 119678 | Reference |  | 50 x 150mm | Size | 209254 | 202133,202134,202135,204363,209248,209249,209250,209251,209252,209253 | Manufacturer |  | 2j55VthSj3Lu0J6fyrpG7c | 1 | Rectangular Mullion:50 x 150mm:50 x 150mm:381818 |  | InstallationDate | 2735 | WarrantyGuarantorLabor |  | ModelLabel |  | WarrantyDescription |  |  | ProductionYear | [6 empty] | Finish |  |  | SerialNumber | WarrantyStartDate | BarCode | AssetIdentifier | Features | TagNumber |  | 1.614297 |  |  |  |  | WarrantyDurationParts | AccessibilityPerformance | CodePerformance | Color | Constituents | Grade | Metal - Aluminium | ModelReference | NominalHeight | NominalLength | Shape | SustainabilityPerformance | WarrantyDurationLabor | FIXED | WarrantyGuarantorParts | ExpectedLife | ReplacementCost | NominalWidth | 23-25 20 14 11 11 11 | Curtain Wall Frames | [5 empty] | Perpendicular to Face | F | 0.000000 | 209176 | 0.025000 | 0.025000 | 0.150000 | 0.000000
2736 | Curtain Wall:Storefront:381804 |  |  |  | 381819 |  | New Construction |  |  |  |  | 125420 | 119679 | Reference |  | 50 x 150mm | Size | 209254 | 202136,202137,202138,204364,209248,209249,209250,209251,209252,209253 | Manufacturer |  | 2j55VthSj3Lu0J6fyrpG7d | 1 | Rectangular Mullion:50 x 150mm:50 x 150mm:381819 |  | InstallationDate | 2736 | WarrantyGuarantorLabor |  | ModelLabel |  | WarrantyDescription |  |  | ProductionYear | [6 empty] | Finish |  |  | SerialNumber | WarrantyStartDate | BarCode | AssetIdentifier | Features | TagNumber |  | 1.534401 |  |  |  |  | WarrantyDurationParts | AccessibilityPerformance | CodePerformance | Color | Constituents | Grade | Metal - Aluminium | ModelReference | NominalHeight | NominalLength | Shape | SustainabilityPerformance | WarrantyDurationLabor | FIXED | WarrantyGuarantorParts | ExpectedLife | ReplacementCost | NominalWidth | 23-25 20 14 11 11 11 | Curtain Wall Frames | [5 empty] | Perpendicular to Face | F | 0.000000 | 209176 | 0.025000 | 0.025000 | 0.150000 | 0.000000
2737 | Curtain Wall:Storefront:381804 |  |  |  | 381820 |  | New Construction |  |  |  |  | 125421 | 119680 | Reference |  | 50 x 150mm | Size | 209254 | 202139,202140,202141,204365,209248,209249,209250,209251,209252,209253 | Manufacturer |  | 2j55VthSj3Lu0J6fyrpG7W | 1 | Rectangular Mullion:50 x 150mm:50 x 150mm:381820 |  | InstallationDate | 2737 | WarrantyGuarantorLabor |  | ModelLabel |  | WarrantyDescription |  |  | ProductionYear | [6 empty] | Finish |  |  | SerialNumber | WarrantyStartDate | BarCode | AssetIdentifier | Features | TagNumber |  | 1.510001 |  |  |  |  | WarrantyDurationParts | AccessibilityPerformance | CodePerformance | Color | Constituents | Grade | Metal - Aluminium | ModelReference | NominalHeight | NominalLength | Shape | SustainabilityPerformance | WarrantyDurationLabor | FIXED | WarrantyGuarantorParts | ExpectedLife | ReplacementCost | NominalWidth | 23-25 20 14 11 11 11 | Curtain Wall Frames | [5 empty] | Perpendicular to Face | F | 0.000000 | 209176 | 0.025000 | 0.025000 | 0.150000 | 0.000000
2738 | Curtain Wall:Storefront:381804 |  |  |  | 381821 |  | New Construction |  |  |  |  | 125422 | 119681 | Reference |  | 50 x 150mm | Size | 209254 | 202142,202143,202144,204366,209248,209249,209250,209251,209252,209253 | Manufacturer |  | 2j55VthSj3Lu0J6fyrpG7X | 1 | Rectangular Mullion:50 x 150mm:50 x 150mm:381821 |  | InstallationDate | 2738 | WarrantyGuarantorLabor |  | ModelLabel |  | WarrantyDescription |  |  | ProductionYear | [6 empty] | Finish |  |  | SerialNumber | WarrantyStartDate | BarCode | AssetIdentifier | Features | TagNumber |  | 1.533590 |  |  |  |  | WarrantyDurationParts | AccessibilityPerformance | CodePerformance | Color | Constituents | Grade | Metal - Aluminium | ModelReference | NominalHeight | NominalLength | Shape | SustainabilityPerformance | WarrantyDurationLabor | FIXED | WarrantyGuarantorParts | ExpectedLife | ReplacementCost | NominalWidth | 23-25 20 14 11 11 11 | Curtain Wall Frames | [5 empty] | Perpendicular to Face | F | 0.000000 | 209176 | 0.025000 | 0.025000 | 0.150000 | 0.000000
2739 | Curtain Wall:Storefront:381804 |  |  |  | 381822 |  | New Construction |  |  |  |  | 125423 | 119682 | Reference |  | 50 x 150mm | Size | 209254 | 202145,202146,202147,204367,209248,209249,209250,209251,209252,209253 | Manufacturer |  | 2j55VthSj3Lu0J6fyrpG7Y | 1 | Rectangular Mullion:50 x 150mm:50 x 150mm:381822 |  | InstallationDate | 2739 | WarrantyGuarantorLabor |  | ModelLabel |  | WarrantyDescription |  |  | ProductionYear | [6 empty] | Finish |  |  | SerialNumber | WarrantyStartDate | BarCode | AssetIdentifier | Features | TagNumber |  | 1.612574 |  |  |  |  | WarrantyDurationParts | AccessibilityPerformance | CodePerformance | Color | Constituents | Grade | Metal - Aluminium | ModelReference | NominalHeight | NominalLength | Shape | SustainabilityPerformance | WarrantyDurationLabor | FIXED | WarrantyGuarantorParts | ExpectedLife | ReplacementCost | NominalWidth | 23-25 20 14 11 11 11 | Curtain Wall Frames | [5 empty] | Perpendicular to Face | F | 0.000000 | 209176 | 0.025000 | 0.025000 | 0.150000 | 0.000000
2740 | Curtain Wall:Storefront:381804 |  |  |  | 381845 |  | New Construction |  |  |  |  | 125424 | 119683 | Reference |  | 50 x 150mm | Size | 209254 | 202148,202149,202150,204368,209248,209249,209250,209251,209252,209253 | Manufacturer |  | 2j55VthSj3Lu0J6fyrpG49 | 1 | Rectangular Mullion:50 x 150mm:50 x 150mm:381845 |  | InstallationDate | 2740 | WarrantyGuarantorLabor |  | ModelLabel |  | WarrantyDescription |  |  | ProductionYear | [6 empty] | Finish |  |  | SerialNumber | WarrantyStartDate | BarCode | AssetIdentifier | Features | TagNumber |  | 1.429481 |  |  |  |  | WarrantyDurationParts | AccessibilityPerformance | CodePerformance | Color | Constituents | Grade | Metal - Aluminium | ModelReference | NominalHeight | NominalLength | Shape | SustainabilityPerformance | WarrantyDurationLabor | FIXED | WarrantyGuarantorParts | ExpectedLife | ReplacementCost | NominalWidth | 23-25 20 14 11 11 11 | Curtain Wall Frames | [5 empty] | Perpendicular to Face | F | 0.000000 | 209176 | 0.025000 | 0.025000 | 0.150000 | 0.000000
2741 | Curtain Wall:Storefront:381804 |  |  |  | 381846 |  | New Construction |  |  |  |  | 125425 | 119684 | Reference |  | 50 x 150mm | Size | 209254 | 202151,202152,202153,204369,209248,209249,209250,209251,209252,209253 | Manufacturer |  | 2j55VthSj3Lu0J6fyrpG4A | 1 | Rectangular Mullion:50 x 150mm:50 x 150mm:381846 |  | InstallationDate | 2741 | WarrantyGuarantorLabor |  | ModelLabel |  | WarrantyDescription |  |  | ProductionYear | [6 empty] | Finish |  |  | SerialNumber | WarrantyStartDate | BarCode | AssetIdentifier | Features | TagNumber |  | 1.429481 |  |  |  |  | WarrantyDurationParts | AccessibilityPerformance | CodePerformance | Color | Constituents | Grade | Metal - Aluminium | ModelReference | NominalHeight | NominalLength | Shape | SustainabilityPerformance | WarrantyDurationLabor | FIXED | WarrantyGuarantorParts | ExpectedLife | ReplacementCost | NominalWidth | 23-25 20 14 11 11 11 | Curtain Wall Frames | [5 empty] | Perpendicular to Face | F | 0.000000 | 209176 | 0.025000 | 0.025000 | 0.150000 | 0.000000
2742 | Curtain Wall:Storefront:381804 |  |  |  | 381847 |  | New Construction |  |  |  |  | 125426 | 119685 | Reference |  | 50 x 150mm | Size | 209254 | 202154,202155,202156,204370,209248,209249,209250,209251,209252,209253 | Manufacturer |  | 2j55VthSj3Lu0J6fyrpG4B | 1 | Rectangular Mullion:50 x 150mm:50 x 150mm:381847 |  | InstallationDate | 2742 | WarrantyGuarantorLabor |  | ModelLabel |  | WarrantyDescription |  |  | ProductionYear | [6 empty] | Finish |  |  | SerialNumber | WarrantyStartDate | BarCode | AssetIdentifier | Features | TagNumber |  | 1.351604 |  |  |  |  | WarrantyDurationParts | AccessibilityPerformance | CodePerformance | Color | Constituents | Grade | Metal - Aluminium | ModelReference | NominalHeight | NominalLength | Shape | SustainabilityPerformance | WarrantyDurationLabor | FIXED | WarrantyGuarantorParts | ExpectedLife | ReplacementCost | NominalWidth | 23-25 20 14 11 11 11 | Curtain Wall Frames | [5 empty] | Perpendicular to Face | F | 0.000000 | 209176 | 0.025000 | 0.025000 | 0.150000 | 0.000000
2743 | Curtain Wall:Storefront:381804 |  |  |  | 381848 |  | New Construction |  |  |  |  | 125427 | 119686 | Reference |  | 50 x 150mm | Size | 209254 | 202157,202158,202159,204371,209248,209249,209250,209251,209252,209253 | Manufacturer |  | 2j55VthSj3Lu0J6fyrpG44 | 1 | Rectangular Mullion:50 x 150mm:50 x 150mm:381848 |  | InstallationDate | 2743 | WarrantyGuarantorLabor |  | ModelLabel |  | WarrantyDescription |  |  | ProductionYear | [6 empty] | Finish |  |  | SerialNumber | WarrantyStartDate | BarCode | AssetIdentifier | Features | TagNumber |  | 1.317193 |  |  |  |  | WarrantyDurationParts | AccessibilityPerformance | CodePerformance | Color | Constituents | Grade | Metal - Aluminium | ModelReference | NominalHeight | NominalLength | Shape | SustainabilityPerformance | WarrantyDurationLabor | FIXED | WarrantyGuarantorParts | ExpectedLife | ReplacementCost | NominalWidth | 23-25 20 14 11 11 11 | Curtain Wall Frames | [5 empty] | Perpendicular to Face | F | 0.000000 | 209176 | 0.025000 | 0.025000 | 0.150000 | 0.000000
2744 | Curtain Wall:Storefront:381804 |  |  |  | 381849 |  | New Construction |  |  |  |  | 125428 | 119687 | Reference |  | 50 x 150mm | Size | 209254 | 202160,202161,202162,204372,209248,209249,209250,209251,209252,209253 | Manufacturer |  | 2j55VthSj3Lu0J6fyrpG45 | 1 | Rectangular Mullion:50 x 150mm:50 x 150mm:381849 |  | InstallationDate | 2744 | WarrantyGuarantorLabor |  | ModelLabel |  | WarrantyDescription |  |  | ProductionYear | [6 empty] | Finish |  |  | SerialNumber | WarrantyStartDate | BarCode | AssetIdentifier | Features | TagNumber |  | 1.317193 |  |  |  |  | WarrantyDurationParts | AccessibilityPerformance | CodePerformance | Color | Constituents | Grade | Metal - Aluminium | ModelReference | NominalHeight | NominalLength | Shape | SustainabilityPerformance | WarrantyDurationLabor | FIXED | WarrantyGuarantorParts | ExpectedLife | ReplacementCost | NominalWidth | 23-25 20 14 11 11 11 | Curtain Wall Frames | [5 empty] | Perpendicular to Face | F | 0.000000 | 209176 | 0.025000 | 0.025000 | 0.150000 | 0.000000
2745 | Curtain Wall:Storefront:381804 |  |  |  | 381850 |  | New Construction |  |  |  |  | 125429 | 119688 | Reference |  | 50 x 150mm | Size | 209254 | 202163,202164,202165,204373,209248,209249,209250,209251,209252,209253 | Manufacturer |  | 2j55VthSj3Lu0J6fyrpG46 | 1 | Rectangular Mullion:50 x 150mm:50 x 150mm:381850 |  | InstallationDate | 2745 | WarrantyGuarantorLabor |  | ModelLabel |  | WarrantyDescription |  |  | ProductionYear | [6 empty] | Finish |  |  | SerialNumber | WarrantyStartDate | BarCode | AssetIdentifier | Features | TagNumber |  | 1.351604 |  |  |  |  | WarrantyDurationParts | AccessibilityPerformance | CodePerformance | Color | Constituents | Grade | Metal - Aluminium | ModelReference | NominalHeight | NominalLength | Shape | SustainabilityPerformance | WarrantyDurationLabor | FIXED | WarrantyGuarantorParts | ExpectedLife | ReplacementCost | NominalWidth | 23-25 20 14 11 11 11 | Curtain Wall Frames | [5 empty] | Perpendicular to Face | F | 0.000000 | 209176 | 0.025000 | 0.025000 | 0.150000 | 0.000000
2746 | Curtain Wall:Storefront:381804 |  |  |  | 381851 |  | New Construction |  |  |  |  | 125430 | 119689 | Reference |  | 50 x 150mm | Size | 209254 | 202166,202167,202168,204374,209248,209249,209250,209251,209252,209253 | Manufacturer |  | 2j55VthSj3Lu0J6fyrpG47 | 1 | Rectangular Mullion:50 x 150mm:50 x 150mm:381851 |  | InstallationDate | 2746 | WarrantyGuarantorLabor |  | ModelLabel |  | WarrantyDescription |  |  | ProductionYear | [6 empty] | Finish |  |  | SerialNumber | WarrantyStartDate | BarCode | AssetIdentifier | Features | TagNumber |  | 0.552271 |  |  |  |  | WarrantyDurationParts | AccessibilityPerformance | CodePerformance | Color | Constituents | Grade | Metal - Aluminium | ModelReference | NominalHeight | NominalLength | Shape | SustainabilityPerformance | WarrantyDurationLabor | FIXED | WarrantyGuarantorParts | ExpectedLife | ReplacementCost | NominalWidth | 23-25 20 14 11 11 11 | Curtain Wall Frames | [5 empty] | Perpendicular to Face | F | 0.000000 | 209176 | 0.025000 | 0.025000 | 0.150000 | 0.000000
2747 | Curtain Wall:Storefront:381804 |  |  |  | 381852 |  | New Construction |  |  |  |  | 125431 | 119690 | Reference |  | 50 x 150mm | Size | 209254 | 202169,202170,202171,204375,209248,209249,209250,209251,209252,209253 | Manufacturer |  | 2j55VthSj3Lu0J6fyrpG40 | 1 | Rectangular Mullion:50 x 150mm:50 x 150mm:381852 |  | InstallationDate | 2747 | WarrantyGuarantorLabor |  | ModelLabel |  | WarrantyDescription |  |  | ProductionYear | [6 empty] | Finish |  |  | SerialNumber | WarrantyStartDate | BarCode | AssetIdentifier | Features | TagNumber |  | 0.790245 |  |  |  |  | WarrantyDurationParts | AccessibilityPerformance | CodePerformance | Color | Constituents | Grade | Metal - Aluminium | ModelReference | NominalHeight | NominalLength | Shape | SustainabilityPerformance | WarrantyDurationLabor | FIXED | WarrantyGuarantorParts | ExpectedLife | ReplacementCost | NominalWidth | 23-25 20 14 11 11 11 | Curtain Wall Frames | [5 empty] | Perpendicular to Face | F | 0.000000 | 209176 | 0.025000 | 0.025000 | 0.150000 | 0.000000
2748 | Curtain Wall:Storefront:381804 |  |  |  | 381853 |  | New Construction |  |  |  |  | 125432 | 119691 | Reference |  | 50 x 150mm | Size | 209254 | 202172,202173,202174,204376,209248,209249,209250,209251,209252,209253 | Manufacturer |  | 2j55VthSj3Lu0J6fyrpG41 | 1 | Rectangular Mullion:50 x 150mm:50 x 150mm:381853 |  | InstallationDate | 2748 | WarrantyGuarantorLabor |  | ModelLabel |  | WarrantyDescription |  |  | ProductionYear | [6 empty] | Finish |  |  | SerialNumber | WarrantyStartDate | BarCode | AssetIdentifier | Features | TagNumber |  | 0.548154 |  |  |  |  | WarrantyDurationParts | AccessibilityPerformance | CodePerformance | Color | Constituents | Grade | Metal - Aluminium | ModelReference | NominalHeight | NominalLength | Shape | SustainabilityPerformance | WarrantyDurationLabor | FIXED | WarrantyGuarantorParts | ExpectedLife | ReplacementCost | NominalWidth | 23-25 20 14 11 11 11 | Curtain Wall Frames | [5 empty] | Perpendicular to Face | F | 0.000000 | 209176 | 0.025000 | 0.025000 | 0.150000 | 0.000000
2749 | Curtain Wall:Storefront:381804 |  |  |  | 381854 |  | New Construction |  |  |  |  | 125433 | 119692 | Reference |  | 50 x 150mm | Size | 209254 | 202175,202176,202177,204377,209248,209249,209250,209251,209252,209253 | Manufacturer |  | 2j55VthSj3Lu0J6fyrpG42 | 1 | Rectangular Mullion:50 x 150mm:50 x 150mm:381854 |  | InstallationDate | 2749 | WarrantyGuarantorLabor |  | ModelLabel |  | WarrantyDescription |  |  | ProductionYear | [6 empty] | Finish |  |  | SerialNumber | WarrantyStartDate | BarCode | AssetIdentifier | Features | TagNumber |  | 1.373583 |  |  |  |  | WarrantyDurationParts | AccessibilityPerformance | CodePerformance | Color | Constituents | Grade | Metal - Aluminium | ModelReference | NominalHeight | NominalLength | Shape | SustainabilityPerformance | WarrantyDurationLabor | FIXED | WarrantyGuarantorParts | ExpectedLife | ReplacementCost | NominalWidth | 23-25 20 14 11 11 11 | Curtain Wall Frames | [5 empty] | Perpendicular to Face | F | 0.000000 | 209176 | 0.025000 | 0.025000 | 0.150000 | 0.000000
2750 | Curtain Wall:Storefront:381804 |  |  |  | 381855 |  | New Construction |  |  |  |  | 125434 | 119693 | Reference |  | 50 x 150mm | Size | 209254 | 202178,202179,202180,204378,209248,209249,209250,209251,209252,209253 | Manufacturer |  | 2j55VthSj3Lu0J6fyrpG43 | 1 | Rectangular Mullion:50 x 150mm:50 x 150mm:381855 |  | InstallationDate | 2750 | WarrantyGuarantorLabor |  | ModelLabel |  | WarrantyDescription |  |  | ProductionYear | [6 empty] | Finish |  |  | SerialNumber | WarrantyStartDate | BarCode | AssetIdentifier | Features | TagNumber |  | 1.320049 |  |  |  |  | WarrantyDurationParts | AccessibilityPerformance | CodePerformance | Color | Constituents | Grade | Metal - Aluminium | ModelReference | NominalHeight | NominalLength | Shape | SustainabilityPerformance | WarrantyDurationLabor | FIXED | WarrantyGuarantorParts | ExpectedLife | ReplacementCost | NominalWidth | 23-25 20 14 11 11 11 | Curtain Wall Frames | [5 empty] | Perpendicular to Face | F | 0.000000 | 209176 | 0.025000 | 0.025000 | 0.150000 | 0.000000
2751 | Curtain Wall:Storefront:381804 |  |  |  | 381856 |  | New Construction |  |  |  |  | 125435 | 119694 | Reference |  | 50 x 150mm | Size | 209254 | 202181,202182,202183,204379,209248,209249,209250,209251,209252,209253 | Manufacturer |  | 2j55VthSj3Lu0J6fyrpG4y | 1 | Rectangular Mullion:50 x 150mm:50 x 150mm:381856 |  | InstallationDate | 2751 | WarrantyGuarantorLabor |  | ModelLabel |  | WarrantyDescription |  |  | ProductionYear | [6 empty] | Finish |  |  | SerialNumber | WarrantyStartDate | BarCode | AssetIdentifier | Features | TagNumber |  | 1.319970 |  |  |  |  | WarrantyDurationParts | AccessibilityPerformance | CodePerformance | Color | Constituents | Grade | Metal - Aluminium | ModelReference | NominalHeight | NominalLength | Shape | SustainabilityPerformance | WarrantyDurationLabor | FIXED | WarrantyGuarantorParts | ExpectedLife | ReplacementCost | NominalWidth | 23-25 20 14 11 11 11 | Curtain Wall Frames | [5 empty] | Perpendicular to Face | F | 0.000000 | 209176 | 0.025000 | 0.025000 | 0.150000 | 0.000000
2752 | Curtain Wall:Storefront:381804 |  |  |  | 381857 |  | New Construction |  |  |  |  | 125436 | 119695 | Reference |  | 50 x 150mm | Size | 209254 | 202184,202185,202186,204380,209248,209249,209250,209251,209252,209253 | Manufacturer |  | 2j55VthSj3Lu0J6fyrpG4z | 1 | Rectangular Mullion:50 x 150mm:50 x 150mm:381857 |  | InstallationDate | 2752 | WarrantyGuarantorLabor |  | ModelLabel |  | WarrantyDescription |  |  | ProductionYear | [6 empty] | Finish |  |  | SerialNumber | WarrantyStartDate | BarCode | AssetIdentifier | Features | TagNumber |  | 1.373316 |  |  |  |  | WarrantyDurationParts | AccessibilityPerformance | CodePerformance | Color | Constituents | Grade | Metal - Aluminium | ModelReference | NominalHeight | NominalLength | Shape | SustainabilityPerformance | WarrantyDurationLabor | FIXED | WarrantyGuarantorParts | ExpectedLife | ReplacementCost | NominalWidth | 23-25 20 14 11 11 11 | Curtain Wall Frames | [5 empty] | Perpendicular to Face | F | 0.000000 | 209176 | 0.025000 | 0.025000 | 0.150000 | 0.000000
2753 | Curtain Wall:Storefront:381804 |  |  |  | 381858 |  | New Construction |  |  |  |  | 125437 | 119696 | Reference |  | 50 x 150mm | Size | 209254 | 202187,202188,202189,204381,209248,209249,209250,209251,209252,209253 | Manufacturer |  | 2j55VthSj3Lu0J6fyrpG4_ | 1 | Rectangular Mullion:50 x 150mm:50 x 150mm:381858 |  | InstallationDate | 2753 | WarrantyGuarantorLabor |  | ModelLabel |  | WarrantyDescription |  |  | ProductionYear | [6 empty] | Finish |  |  | SerialNumber | WarrantyStartDate | BarCode | AssetIdentifier | Features | TagNumber |  | 0.794709 |  |  |  |  | WarrantyDurationParts | AccessibilityPerformance | CodePerformance | Color | Constituents | Grade | Metal - Aluminium | ModelReference | NominalHeight | NominalLength | Shape | SustainabilityPerformance | WarrantyDurationLabor | FIXED | WarrantyGuarantorParts | ExpectedLife | ReplacementCost | NominalWidth | 23-25 20 14 11 11 11 | Curtain Wall Frames | [5 empty] | Perpendicular to Face | F | 0.000000 | 209176 | 0.025000 | 0.025000 | 0.150000 | 0.000000
2832 | Curtain Wall:Storefront:256998 |  |  |  | 256999 |  | New Construction |  |  |  |  | 124165 | 118800 | Reference |  | Glazed | Size | 209219 | 196691,196692,196693,208982,209220,209221,209222,209223,209224,209225 | Manufacturer |  | 2g$QZpOGbBUxSNx_ZgxJHg | 1 | System Panel:Glazed:Glazed:256999 |  | InstallationDate | 2832 | WarrantyGuarantorLabor |  | ModelLabel |  | WarrantyDescription |  |  | ProductionYear | [6 empty] | Finish |  | 1.419875 | SerialNumber | WarrantyStartDate | BarCode | AssetIdentifier | Features | TagNumber |  |  |  |  | 0.925000 |  | WarrantyDurationParts | AccessibilityPerformance | CodePerformance | Color | Constituents | Grade | Glass | ModelReference | NominalHeight | NominalLength | Shape | SustainabilityPerformance | WarrantyDurationLabor | FIXED | WarrantyGuarantorParts | ExpectedLife | ReplacementCost | NominalWidth | [10 empty] | 209129 |  |  | 0.025000 | 0.037000 |  |  | 1.535000 | Construction Type
2833 | Curtain Wall:Storefront:256998 |  |  |  | 257004 |  | New Construction |  |  |  |  | 124166 | 118801 | Reference |  | Glazed | Size | 209219 | 196694,196695,196696,205859,209220,209221,209222,209223,209224,209225 | Manufacturer |  | 2g$QZpOGbBUxSNx_ZgxJHX | 1 | System Panel:Glazed:Glazed:257004 |  | InstallationDate | 2833 | WarrantyGuarantorLabor |  | ModelLabel |  | WarrantyDescription |  |  | ProductionYear | [6 empty] | Finish |  | 2.226144 | SerialNumber | WarrantyStartDate | BarCode | AssetIdentifier | Features | TagNumber |  |  |  |  | 1.450257 |  | WarrantyDurationParts | AccessibilityPerformance | CodePerformance | Color | Constituents | Grade | Glass | ModelReference | NominalHeight | NominalLength | Shape | SustainabilityPerformance | WarrantyDurationLabor | FIXED | WarrantyGuarantorParts | ExpectedLife | ReplacementCost | NominalWidth | [10 empty] | 209129 |  |  | 0.025000 | 0.037000 |  |  | 1.535000 | Construction Type
2834 | Curtain Wall:Storefront:256998 |  |  |  | 257006 |  | New Construction |  |  |  |  | 124167 | 118802 | Reference |  | Glazed | Size | 209219 | 196697,196698,196699,205859,209220,209221,209222,209223,209224,209225 | Manufacturer |  | 2g$QZpOGbBUxSNx_ZgxJHZ | 1 | System Panel:Glazed:Glazed:257006 |  | InstallationDate | 2834 | WarrantyGuarantorLabor |  | ModelLabel |  | WarrantyDescription |  |  | ProductionYear | [6 empty] | Finish |  | 2.226144 | SerialNumber | WarrantyStartDate | BarCode | AssetIdentifier | Features | TagNumber |  |  |  |  | 1.450257 |  | WarrantyDurationParts | AccessibilityPerformance | CodePerformance | Color | Constituents | Grade | Glass | ModelReference | NominalHeight | NominalLength | Shape | SustainabilityPerformance | WarrantyDurationLabor | FIXED | WarrantyGuarantorParts | ExpectedLife | ReplacementCost | NominalWidth | [10 empty] | 209129 |  |  | 0.025000 | 0.037000 |  |  | 1.535000 | Construction Type
2835 | Curtain Wall:Storefront:256998 |  |  |  | 257008 |  | New Construction |  |  |  |  | 124168 | 118803 | Reference |  | Glazed | Size | 209219 | 196700,196701,196702,208982,209220,209221,209222,209223,209224,209225 | Manufacturer |  | 2g$QZpOGbBUxSNx_ZgxJHz | 1 | System Panel:Glazed:Glazed:257008 |  | InstallationDate | 2835 | WarrantyGuarantorLabor |  | ModelLabel |  | WarrantyDescription |  |  | ProductionYear | [6 empty] | Finish |  | 1.419875 | SerialNumber | WarrantyStartDate | BarCode | AssetIdentifier | Features | TagNumber |  |  |  |  | 0.925000 |  | WarrantyDurationParts | AccessibilityPerformance | CodePerformance | Color | Constituents | Grade | Glass | ModelReference | NominalHeight | NominalLength | Shape | SustainabilityPerformance | WarrantyDurationLabor | FIXED | WarrantyGuarantorParts | ExpectedLife | ReplacementCost | NominalWidth | [10 empty] | 209129 |  |  | 0.025000 | 0.037000 |  |  | 1.535000 | Construction Type
2836 | Curtain Wall:Storefront:258059 |  |  |  | 258060 |  | New Construction |  |  |  |  | 124185 | 118817 | Reference |  | Glazed | Size | 209219 | 196768,196769,196770,208982,209220,209221,209222,209223,209224,209225 | Manufacturer |  | 0$T_kKFfj6eQu9LjJc1LCF | 1 | System Panel:Glazed:Glazed:258060 |  | InstallationDate | 2836 | WarrantyGuarantorLabor |  | ModelLabel |  | WarrantyDescription |  |  | ProductionYear | [6 empty] | Finish |  | 1.419875 | SerialNumber | WarrantyStartDate | BarCode | AssetIdentifier | Features | TagNumber |  |  |  |  | 0.925000 |  | WarrantyDurationParts | AccessibilityPerformance | CodePerformance | Color | Constituents | Grade | Glass | ModelReference | NominalHeight | NominalLength | Shape | SustainabilityPerformance | WarrantyDurationLabor | FIXED | WarrantyGuarantorParts | ExpectedLife | ReplacementCost | NominalWidth | [10 empty] | 209130 |  |  | 0.025000 | 0.037000 |  |  | 1.535000 | Construction Type
2837 | Curtain Wall:Storefront:258059 |  |  |  | 258062 |  | New Construction |  |  |  |  | 124186 | 118818 | Reference |  | Glazed | Size | 209219 | 196771,196772,196773,205865,209220,209221,209222,209223,209224,209225 | Manufacturer |  | 0$T_kKFfj6eQu9LjJc1LCD | 1 | System Panel:Glazed:Glazed:258062 |  | InstallationDate | 2837 | WarrantyGuarantorLabor |  | ModelLabel |  | WarrantyDescription |  |  | ProductionYear | [6 empty] | Finish |  | 2.225750 | SerialNumber | WarrantyStartDate | BarCode | AssetIdentifier | Features | TagNumber |  |  |  |  | 1.450000 |  | WarrantyDurationParts | AccessibilityPerformance | CodePerformance | Color | Constituents | Grade | Glass | ModelReference | NominalHeight | NominalLength | Shape | SustainabilityPerformance | WarrantyDurationLabor | FIXED | WarrantyGuarantorParts | ExpectedLife | ReplacementCost | NominalWidth | [10 empty] | 209130 |  |  | 0.025000 | 0.037000 |  |  | 1.535000 | Construction Type
2838 | Curtain Wall:Storefront:258059 |  |  |  | 258064 |  | New Construction |  |  |  |  | 124187 | 118819 | Reference |  | Glazed | Size | 209219 | 196774,196775,196776,205865,209220,209221,209222,209223,209224,209225 | Manufacturer |  | 0$T_kKFfj6eQu9LjJc1LCJ | 1 | System Panel:Glazed:Glazed:258064 |  | InstallationDate | 2838 | WarrantyGuarantorLabor |  | ModelLabel |  | WarrantyDescription |  |  | ProductionYear | [6 empty] | Finish |  | 2.225750 | SerialNumber | WarrantyStartDate | BarCode | AssetIdentifier | Features | TagNumber |  |  |  |  | 1.450000 |  | WarrantyDurationParts | AccessibilityPerformance | CodePerformance | Color | Constituents | Grade | Glass | ModelReference | NominalHeight | NominalLength | Shape | SustainabilityPerformance | WarrantyDurationLabor | FIXED | WarrantyGuarantorParts | ExpectedLife | ReplacementCost | NominalWidth | [10 empty] | 209130 |  |  | 0.025000 | 0.037000 |  |  | 1.535000 | Construction Type
2839 | Curtain Wall:Storefront:258059 |  |  |  | 258066 |  | New Construction |  |  |  |  | 124188 | 118820 | Reference |  | Glazed | Size | 209219 | 196777,196778,196779,208982,209220,209221,209222,209223,209224,209225 | Manufacturer |  | 0$T_kKFfj6eQu9LjJc1LCH | 1 | System Panel:Glazed:Glazed:258066 |  | InstallationDate | 2839 | WarrantyGuarantorLabor |  | ModelLabel |  | WarrantyDescription |  |  | ProductionYear | [6 empty] | Finish |  | 1.419875 | SerialNumber | WarrantyStartDate | BarCode | AssetIdentifier | Features | TagNumber |  |  |  |  | 0.925000 |  | WarrantyDurationParts | AccessibilityPerformance | CodePerformance | Color | Constituents | Grade | Glass | ModelReference | NominalHeight | NominalLength | Shape | SustainabilityPerformance | WarrantyDurationLabor | FIXED | WarrantyGuarantorParts | ExpectedLife | ReplacementCost | NominalWidth | [10 empty] | 209130 |  |  | 0.025000 | 0.037000 |  |  | 1.535000 | Construction Type
2840 | Curtain Wall:Storefront:258775 |  |  |  | 258776 |  | New Construction |  |  |  |  | 124205 | 118834 | Reference |  | Glazed | Size | 209219 | 196845,196846,196847,205869,209220,209221,209222,209223,209224,209225 | Manufacturer |  | 0$T_kKFfj6eQu9LjJc1L7R | 1 | System Panel:Glazed:Glazed:258776 |  | InstallationDate | 2840 | WarrantyGuarantorLabor |  | ModelLabel |  | WarrantyDescription |  |  | ProductionYear | [6 empty] | Finish |  | 2.187375 | SerialNumber | WarrantyStartDate | BarCode | AssetIdentifier | Features | TagNumber |  |  |  |  | 1.425000 |  | WarrantyDurationParts | AccessibilityPerformance | CodePerformance | Color | Constituents | Grade | Glass | ModelReference | NominalHeight | NominalLength | Shape | SustainabilityPerformance | WarrantyDurationLabor | FIXED | WarrantyGuarantorParts | ExpectedLife | ReplacementCost | NominalWidth | [10 empty] | 209101 |  |  | 0.025000 | 0.037000 |  |  | 1.535000 | Construction Type
2841 | Curtain Wall:Storefront:258775 |  |  |  | 258778 |  | New Construction |  |  |  |  | 124206 | 118835 | Reference |  | Glazed | Size | 209219 | 196848,196849,196850,204143,209220,209221,209222,209223,209224,209225 | Manufacturer |  | 0$T_kKFfj6eQu9LjJc1L7P | 1 | System Panel:Glazed:Glazed:258778 |  | InstallationDate | 2841 | WarrantyGuarantorLabor |  | ModelLabel |  | WarrantyDescription |  |  | ProductionYear | [6 empty] | Finish |  | 1.458250 | SerialNumber | WarrantyStartDate | BarCode | AssetIdentifier | Features | TagNumber |  |  |  |  | 0.950000 |  | WarrantyDurationParts | AccessibilityPerformance | CodePerformance | Color | Constituents | Grade | Glass | ModelReference | NominalHeight | NominalLength | Shape | SustainabilityPerformance | WarrantyDurationLabor | FIXED | WarrantyGuarantorParts | ExpectedLife | ReplacementCost | NominalWidth | [10 empty] | 209101 |  |  | 0.025000 | 0.037000 |  |  | 1.535000 | Construction Type
2842 | Curtain Wall:Storefront:258775 |  |  |  | 258780 |  | New Construction |  |  |  |  | 124207 | 118836 | Reference |  | Glazed | Size | 209219 | 196851,196852,196853,205869,209220,209221,209222,209223,209224,209225 | Manufacturer |  | 0$T_kKFfj6eQu9LjJc1L7V | 1 | System Panel:Glazed:Glazed:258780 |  | InstallationDate | 2842 | WarrantyGuarantorLabor |  | ModelLabel |  | WarrantyDescription |  |  | ProductionYear | [6 empty] | Finish |  | 2.187375 | SerialNumber | WarrantyStartDate | BarCode | AssetIdentifier | Features | TagNumber |  |  |  |  | 1.425000 |  | WarrantyDurationParts | AccessibilityPerformance | CodePerformance | Color | Constituents | Grade | Glass | ModelReference | NominalHeight | NominalLength | Shape | SustainabilityPerformance | WarrantyDurationLabor | FIXED | WarrantyGuarantorParts | ExpectedLife | ReplacementCost | NominalWidth | [10 empty] | 209101 |  |  | 0.025000 | 0.037000 |  |  | 1.535000 | Construction Type
2843 | Curtain Wall:Storefront:263355 |  |  |  | 263356 |  | New Construction |  |  |  |  | 124255 | 118883 | Reference |  | Glazed | Size | 209219 | 197078,197079,197080,205870,209220,209221,209222,209223,209224,209225 | Manufacturer |  | 0otfaO0qPDAhynjJ6DnLXu | 1 | System Panel:Glazed:Glazed:263356 |  | InstallationDate | 2843 | WarrantyGuarantorLabor |  | ModelLabel |  | WarrantyDescription |  |  | ProductionYear | [6 empty] | Finish |  | 2.173875 | SerialNumber | WarrantyStartDate | BarCode | AssetIdentifier | Features | TagNumber |  |  |  |  | 0.935000 |  | WarrantyDurationParts | AccessibilityPerformance | CodePerformance | Color | Constituents | Grade | Glass | ModelReference | NominalHeight | NominalLength | Shape | SustainabilityPerformance | WarrantyDurationLabor | FIXED | WarrantyGuarantorParts | ExpectedLife | ReplacementCost | NominalWidth | [10 empty] | 209198 |  |  | 0.025000 | 0.037000 |  |  | 2.325000 | Construction Type
2844 | Curtain Wall:Storefront:263355 |  |  |  | 263361 |  | New Construction |  |  |  |  | 124256 | 118884 | Reference |  | Glazed | Size | 209219 | 197086,197087,197088,205870,209220,209221,209222,209223,209224,209225 | Manufacturer |  | 0otfaO0qPDAhynjJ6DnLW5 | 1 | System Panel:Glazed:Glazed:263361 |  | InstallationDate | 2844 | WarrantyGuarantorLabor |  | ModelLabel |  | WarrantyDescription |  |  | ProductionYear | [6 empty] | Finish |  | 2.173875 | SerialNumber | WarrantyStartDate | BarCode | AssetIdentifier | Features | TagNumber |  |  |  |  | 0.935000 |  | WarrantyDurationParts | AccessibilityPerformance | CodePerformance | Color | Constituents | Grade | Glass | ModelReference | NominalHeight | NominalLength | Shape | SustainabilityPerformance | WarrantyDurationLabor | FIXED | WarrantyGuarantorParts | ExpectedLife | ReplacementCost | NominalWidth | [10 empty] | 209198 |  |  | 0.025000 | 0.037000 |  |  | 2.325000 | Construction Type
2845 | Curtain Wall:Storefront:263355 |  |  |  | 263363 |  | New Construction |  |  |  |  | 124257 | 118885 | Reference |  | Glazed | Size | 209219 | 197089,197090,197091,205872,209220,209221,209222,209223,209224,209225 | Manufacturer |  | 0otfaO0qPDAhynjJ6DnLW7 | 1 | System Panel:Glazed:Glazed:263363 |  | InstallationDate | 2845 | WarrantyGuarantorLabor |  | ModelLabel |  | WarrantyDescription |  |  | ProductionYear | [6 empty] | Finish |  | 1.224850 | SerialNumber | WarrantyStartDate | BarCode | AssetIdentifier | Features | TagNumber |  |  |  |  | 0.935000 |  | WarrantyDurationParts | AccessibilityPerformance | CodePerformance | Color | Constituents | Grade | Glass | ModelReference | NominalHeight | NominalLength | Shape | SustainabilityPerformance | WarrantyDurationLabor | FIXED | WarrantyGuarantorParts | ExpectedLife | ReplacementCost | NominalWidth | [10 empty] | 209198 |  |  | 0.025000 | 0.037000 |  |  | 1.310000 | Construction Type
2846 | Curtain Wall:Storefront:263355 |  |  |  | 263364 |  | New Construction |  |  |  |  | 124258 | 118886 | Reference |  | Glazed | Size | 209219 | 197092,197093,197094,204150,209220,209221,209222,209223,209224,209225 | Manufacturer |  | 0otfaO0qPDAhynjJ6DnLW0 | 1 | System Panel:Glazed:Glazed:263364 |  | InstallationDate | 2846 | WarrantyGuarantorLabor |  | ModelLabel |  | WarrantyDescription |  |  | ProductionYear | [6 empty] | Finish |  | 2.358000 | SerialNumber | WarrantyStartDate | BarCode | AssetIdentifier | Features | TagNumber |  |  |  |  | 1.800000 |  | WarrantyDurationParts | AccessibilityPerformance | CodePerformance | Color | Constituents | Grade | Glass | ModelReference | NominalHeight | NominalLength | Shape | SustainabilityPerformance | WarrantyDurationLabor | FIXED | WarrantyGuarantorParts | ExpectedLife | ReplacementCost | NominalWidth | [10 empty] | 209198 |  |  | 0.025000 | 0.037000 |  |  | 1.310000 | Construction Type
2847 | Curtain Wall:Storefront:263355 |  |  |  | 263365 |  | New Construction |  |  |  |  | 124259 | 118887 | Reference |  | Glazed | Size | 209219 | 197095,197096,197097,205872,209220,209221,209222,209223,209224,209225 | Manufacturer |  | 0otfaO0qPDAhynjJ6DnLW1 | 1 | System Panel:Glazed:Glazed:263365 |  | InstallationDate | 2847 | WarrantyGuarantorLabor |  | ModelLabel |  | WarrantyDescription |  |  | ProductionYear | [6 empty] | Finish |  | 1.224850 | SerialNumber | WarrantyStartDate | BarCode | AssetIdentifier | Features | TagNumber |  |  |  |  | 0.935000 |  | WarrantyDurationParts | AccessibilityPerformance | CodePerformance | Color | Constituents | Grade | Glass | ModelReference | NominalHeight | NominalLength | Shape | SustainabilityPerformance | WarrantyDurationLabor | FIXED | WarrantyGuarantorParts | ExpectedLife | ReplacementCost | NominalWidth | [10 empty] | 209198 |  |  | 0.025000 | 0.037000 |  |  | 1.310000 | Construction Type
2848 | Curtain Wall:Storefront:263355 |  |  |  | 264722 |  | New Construction |  |  |  |  | 124267 | 118895 | Reference |  | Glazed | Size | 209219 | 197119,197120,197121,205874,209220,209221,209222,209223,209224,209225 | Manufacturer |  | 0otfaO0qPDAhynjJ6DnLRM | 1 | System Panel:Glazed:Glazed:264722 |  | InstallationDate | 2848 | WarrantyGuarantorLabor |  | ModelLabel |  | WarrantyDescription |  |  | ProductionYear | [6 empty] | Finish |  | 0.014025 | SerialNumber | WarrantyStartDate | BarCode | AssetIdentifier | Features | TagNumber |  |  |  |  | 0.935000 |  | WarrantyDurationParts | AccessibilityPerformance | CodePerformance | Color | Constituents | Grade | Glass | ModelReference | NominalHeight | NominalLength | Shape | SustainabilityPerformance | WarrantyDurationLabor | FIXED | WarrantyGuarantorParts | ExpectedLife | ReplacementCost | NominalWidth | [10 empty] | 209198 |  |  | 0.025000 | 0.037000 |  |  | 0.015000 | Construction Type
2849 | Curtain Wall:Storefront:263355 |  |  |  | 264723 |  | New Construction |  |  |  |  | 124268 | 118896 | Reference |  | Glazed | Size | 209219 | 197122,197123,197124,204155,209220,209221,209222,209223,209224,209225 | Manufacturer |  | 0otfaO0qPDAhynjJ6DnLRN | 1 | System Panel:Glazed:Glazed:264723 |  | InstallationDate | 2849 | WarrantyGuarantorLabor |  | ModelLabel |  | WarrantyDescription |  |  | ProductionYear | [6 empty] | Finish |  | 0.027000 | SerialNumber | WarrantyStartDate | BarCode | AssetIdentifier | Features | TagNumber |  |  |  |  | 1.800000 |  | WarrantyDurationParts | AccessibilityPerformance | CodePerformance | Color | Constituents | Grade | Glass | ModelReference | NominalHeight | NominalLength | Shape | SustainabilityPerformance | WarrantyDurationLabor | FIXED | WarrantyGuarantorParts | ExpectedLife | ReplacementCost | NominalWidth | [10 empty] | 209198 |  |  | 0.025000 | 0.037000 |  |  | 0.015000 | Construction Type
2850 | Curtain Wall:Storefront:263355 |  |  |  | 264724 |  | New Construction |  |  |  |  | 124269 | 118897 | Reference |  | Glazed | Size | 209219 | 197125,197126,197127,205874,209220,209221,209222,209223,209224,209225 | Manufacturer |  | 0otfaO0qPDAhynjJ6DnLRG | 1 | System Panel:Glazed:Glazed:264724 |  | InstallationDate | 2850 | WarrantyGuarantorLabor |  | ModelLabel |  | WarrantyDescription |  |  | ProductionYear | [6 empty] | Finish |  | 0.014025 | SerialNumber | WarrantyStartDate | BarCode | AssetIdentifier | Features | TagNumber |  |  |  |  | 0.935000 |  | WarrantyDurationParts | AccessibilityPerformance | CodePerformance | Color | Constituents | Grade | Glass | ModelReference | NominalHeight | NominalLength | Shape | SustainabilityPerformance | WarrantyDurationLabor | FIXED | WarrantyGuarantorParts | ExpectedLife | ReplacementCost | NominalWidth | [10 empty] | 209198 |  |  | 0.025000 | 0.037000 |  |  | 0.015000 | Construction Type
2851 | Curtain Wall:Storefront:263355 |  |  |  | 264726 |  | New Construction |  |  |  |  | 124270 | 118898 | Reference |  | Glazed | Size | 209219 | 197128,197129,197130,204156,209220,209221,209222,209223,209224,209225 | Manufacturer |  | 0otfaO0qPDAhynjJ6DnLRI | 1 | System Panel:Glazed:Glazed:264726 |  | InstallationDate | 2851 | WarrantyGuarantorLabor |  | ModelLabel |  | WarrantyDescription |  |  | ProductionYear | [6 empty] | Finish |  | 1.179433 | SerialNumber | WarrantyStartDate | BarCode | AssetIdentifier | Features | TagNumber | [6 empty] | WarrantyDurationParts | AccessibilityPerformance | CodePerformance | Color | Constituents | Grade | Glass | ModelReference | NominalHeight | NominalLength | Shape | SustainabilityPerformance | WarrantyDurationLabor | FIXED | WarrantyGuarantorParts | ExpectedLife | ReplacementCost | NominalWidth | [10 empty] | 209198 |  |  | 0.025000 | 0.037000 |  |  |  | Construction Type
2852 | Curtain Wall:Storefront:263355 |  |  |  | 264727 |  | New Construction |  |  |  |  | 124271 | 118899 | Reference |  | Glazed | Size | 209219 | 197131,197132,197133,204157,209220,209221,209222,209223,209224,209225 | Manufacturer |  | 0otfaO0qPDAhynjJ6DnLRJ | 1 | System Panel:Glazed:Glazed:264727 |  | InstallationDate | 2852 | WarrantyGuarantorLabor |  | ModelLabel |  | WarrantyDescription |  |  | ProductionYear | [6 empty] | Finish |  | 2.527266 | SerialNumber | WarrantyStartDate | BarCode | AssetIdentifier | Features | TagNumber | [6 empty] | WarrantyDurationParts | AccessibilityPerformance | CodePerformance | Color | Constituents | Grade | Glass | ModelReference | NominalHeight | NominalLength | Shape | SustainabilityPerformance | WarrantyDurationLabor | FIXED | WarrantyGuarantorParts | ExpectedLife | ReplacementCost | NominalWidth | [10 empty] | 209198 |  |  | 0.025000 | 0.037000 |  |  |  | Construction Type
2853 | Curtain Wall:Storefront:263355 |  |  |  | 264728 |  | New Construction |  |  |  |  | 124272 | 118900 | Reference |  | Glazed | Size | 209219 | 197134,197135,197136,204158,209220,209221,209222,209223,209224,209225 | Manufacturer |  | 0otfaO0qPDAhynjJ6DnLRS | 1 | System Panel:Glazed:Glazed:264728 |  | InstallationDate | 2853 | WarrantyGuarantorLabor |  | ModelLabel |  | WarrantyDescription |  |  | ProductionYear | [6 empty] | Finish |  | 1.179433 | SerialNumber | WarrantyStartDate | BarCode | AssetIdentifier | Features | TagNumber | [6 empty] | WarrantyDurationParts | AccessibilityPerformance | CodePerformance | Color | Constituents | Grade | Glass | ModelReference | NominalHeight | NominalLength | Shape | SustainabilityPerformance | WarrantyDurationLabor | FIXED | WarrantyGuarantorParts | ExpectedLife | ReplacementCost | NominalWidth | [10 empty] | 209198 |  |  | 0.025000 | 0.037000 |  |  |  | Construction Type
2854 | Curtain Wall:Storefront - Interior:283067 |  |  |  | 283073 |  | New Construction |  |  |  |  | 124539 | 119141 | Reference |  | Glazed | Size | 209219 | 198463,198464,198465,204167,209220,209221,209222,209223,209224,209225 | Manufacturer |  | 0bpfxAz3XBrAx$RjFuHvht | 1 | System Panel:Glazed:Glazed:283073 |  | InstallationDate | 2854 | WarrantyGuarantorLabor |  | ModelLabel |  | WarrantyDescription |  |  | ProductionYear | [6 empty] | Finish |  | 0.445250 | SerialNumber | WarrantyStartDate | BarCode | AssetIdentifier | Features | TagNumber |  |  |  |  | 1.370000 |  | WarrantyDurationParts | AccessibilityPerformance | CodePerformance | Color | Constituents | Grade | Glass | ModelReference | NominalHeight | NominalLength | Shape | SustainabilityPerformance | WarrantyDurationLabor | FIXED | WarrantyGuarantorParts | ExpectedLife | ReplacementCost | NominalWidth | [10 empty] | 209104 |  |  | 0.025000 | 0.037000 |  |  | 0.325000 | Construction Type
2855 | Curtain Wall:Storefront - Interior:283067 |  |  |  | 285039 |  | New Construction |  |  |  |  | 124547 | 119149 | Reference |  | Glazed | Size | 209219 | 198487,198488,198489,204171,209220,209221,209222,209223,209224,209225 | Manufacturer |  | 0bpfxAz3XBrAx$RjFuHv9P | 1 | System Panel:Glazed:Glazed:285039 |  | InstallationDate | 2855 | WarrantyGuarantorLabor |  | ModelLabel |  | WarrantyDescription |  |  | ProductionYear | [6 empty] | Finish |  | 0.974174 | SerialNumber | WarrantyStartDate | BarCode | AssetIdentifier | Features | TagNumber |  |  |  |  | 0.418999 |  | WarrantyDurationParts | AccessibilityPerformance | CodePerformance | Color | Constituents | Grade | Glass | ModelReference | NominalHeight | NominalLength | Shape | SustainabilityPerformance | WarrantyDurationLabor | FIXED | WarrantyGuarantorParts | ExpectedLife | ReplacementCost | NominalWidth | [10 empty] | 209104 |  |  | 0.025000 | 0.037000 |  |  | 2.325000 | Construction Type
2866 | Curtain Wall:Storefront - Interior:283882 |  |  |  | 283883 |  | New Construction |  |  |  |  | 124597 | 119195 | Reference |  | Glazed | Size | 209219 | 198662,198663,198664,204175,209220,209221,209222,209223,209224,209225 | Manufacturer |  | 0bpfxAz3XBrAx$RjFuHv$T | 1 | System Panel:Glazed:Glazed:283883 |  | InstallationDate | 2866 | WarrantyGuarantorLabor |  | ModelLabel |  | WarrantyDescription |  |  | ProductionYear | [6 empty] | Finish |  | 0.976499 | SerialNumber | WarrantyStartDate | BarCode | AssetIdentifier | Features | TagNumber |  |  |  |  | 0.419999 |  | WarrantyDurationParts | AccessibilityPerformance | CodePerformance | Color | Constituents | Grade | Glass | ModelReference | NominalHeight | NominalLength | Shape | SustainabilityPerformance | WarrantyDurationLabor | FIXED | WarrantyGuarantorParts | ExpectedLife | ReplacementCost | NominalWidth | [10 empty] | 209105 |  |  | 0.025000 | 0.037000 |  |  | 2.325000 | Construction Type
2867 | Curtain Wall:Storefront - Interior:283882 |  |  |  | 283887 |  | New Construction |  |  |  |  | 124598 | 119196 | Reference |  | Glazed | Size | 209219 | 198665,198666,198667,204176,209220,209221,209222,209223,209224,209225 | Manufacturer |  | 0bpfxAz3XBrAx$RjFuHv$P | 1 | System Panel:Glazed:Glazed:283887 |  | InstallationDate | 2867 | WarrantyGuarantorLabor |  | ModelLabel |  | WarrantyDescription |  |  | ProductionYear | [6 empty] | Finish |  | 0.445103 | SerialNumber | WarrantyStartDate | BarCode | AssetIdentifier | Features | TagNumber |  |  |  |  | 1.369548 |  | WarrantyDurationParts | AccessibilityPerformance | CodePerformance | Color | Constituents | Grade | Glass | ModelReference | NominalHeight | NominalLength | Shape | SustainabilityPerformance | WarrantyDurationLabor | FIXED | WarrantyGuarantorParts | ExpectedLife | ReplacementCost | NominalWidth | [10 empty] | 209105 |  |  | 0.025000 | 0.037000 |  |  | 0.325000 | Construction Type
2928 | Curtain Wall:Chain Link Fence:346963 |  |  |  | 346964 |  | New Construction |  |  |  |  | 124984 | 119511 | Reference |  | Chain Link Fence Panel | Size | 209001 | 199958,199959,199960,204334,209017,209018,209019,209020,209021,209022 | Manufacturer |  | 1I_Rp6d3j27fE7zFUMgaqa | 1 | System Panel:Chain Link Fence Panel:Chain Link Fence Panel:346964 |  | InstallationDate | 2928 | WarrantyGuarantorLabor |  | ModelLabel |  | WarrantyDescription |  |  | ProductionYear | [6 empty] | Finish |  | 0.825153 | SerialNumber | WarrantyStartDate | BarCode | AssetIdentifier | Features | TagNumber |  |  |  |  | 0.412576 |  | WarrantyDurationParts | AccessibilityPerformance | CodePerformance | Color | Constituents | Grade | Metal - Chain Link | ModelReference | NominalHeight | NominalLength | Shape | SustainabilityPerformance | WarrantyDurationLabor | FIXED | WarrantyGuarantorParts | ExpectedLife | ReplacementCost | NominalWidth | [10 empty] | 209122 |  |  | 0.008000 | 0.025000 |  |  | 2.000000 | Construction Type
2929 | Curtain Wall:Chain Link Fence:346963 |  |  |  | 346971 |  | New Construction |  |  |  |  | 124985 | 119512 | Reference |  | Chain Link Fence Panel | Size | 209001 | 199966,199967,199968,204335,209017,209018,209019,209020,209021,209022 | Manufacturer |  | 1I_Rp6d3j27fE7zFUMgaqh | 1 | System Panel:Chain Link Fence Panel:Chain Link Fence Panel:346971 |  | InstallationDate | 2929 | WarrantyGuarantorLabor |  | ModelLabel |  | WarrantyDescription |  |  | ProductionYear | [6 empty] | Finish |  | 2.120737 | SerialNumber | WarrantyStartDate | BarCode | AssetIdentifier | Features | TagNumber |  |  |  |  | 1.060369 |  | WarrantyDurationParts | AccessibilityPerformance | CodePerformance | Color | Constituents | Grade | Metal - Chain Link | ModelReference | NominalHeight | NominalLength | Shape | SustainabilityPerformance | WarrantyDurationLabor | FIXED | WarrantyGuarantorParts | ExpectedLife | ReplacementCost | NominalWidth | [10 empty] | 209122 |  |  | 0.008000 | 0.025000 |  |  | 2.000000 | Construction Type
2930 | Curtain Wall:Chain Link Fence:346963 |  |  |  | 346975 |  | New Construction |  |  |  |  | 124986 | 119513 | Reference |  | Chain Link Fence Panel | Size | 209001 | 199974,199975,199976,204336,209017,209018,209019,209020,209021,209022 | Manufacturer |  | 1I_Rp6d3j27fE7zFUMgaql | 1 | System Panel:Chain Link Fence Panel:Chain Link Fence Panel:346975 |  | InstallationDate | 2930 | WarrantyGuarantorLabor |  | ModelLabel |  | WarrantyDescription |  |  | ProductionYear | [6 empty] | Finish |  | 3.298263 | SerialNumber | WarrantyStartDate | BarCode | AssetIdentifier | Features | TagNumber |  |  |  |  | 1.649131 |  | WarrantyDurationParts | AccessibilityPerformance | CodePerformance | Color | Constituents | Grade | Metal - Chain Link | ModelReference | NominalHeight | NominalLength | Shape | SustainabilityPerformance | WarrantyDurationLabor | FIXED | WarrantyGuarantorParts | ExpectedLife | ReplacementCost | NominalWidth | [10 empty] | 209122 |  |  | 0.008000 | 0.025000 |  |  | 2.000000 | Construction Type
2931 | Curtain Wall:Chain Link Fence:347580 |  |  |  | 347581 |  | New Construction |  |  |  |  | 124999 | 119525 | Reference |  | Chain Link Fence Panel | Size | 209001 | 200028,200029,200030,205919,209017,209018,209019,209020,209021,209022 | Manufacturer |  | 1I_Rp6d3j27fE7zFUMgalD | 1 | System Panel:Chain Link Fence Panel:Chain Link Fence Panel:347581 |  | InstallationDate | 2931 | WarrantyGuarantorLabor |  | ModelLabel |  | WarrantyDescription |  |  | ProductionYear | [6 empty] | Finish |  | 2.200000 | SerialNumber | WarrantyStartDate | BarCode | AssetIdentifier | Features | TagNumber |  |  |  |  | 1.100000 |  | WarrantyDurationParts | AccessibilityPerformance | CodePerformance | Color | Constituents | Grade | Metal - Chain Link | ModelReference | NominalHeight | NominalLength | Shape | SustainabilityPerformance | WarrantyDurationLabor | FIXED | WarrantyGuarantorParts | ExpectedLife | ReplacementCost | NominalWidth | [10 empty] | 209044 |  |  | 0.008000 | 0.025000 |  |  | 2.000000 | Construction Type
2932 | Curtain Wall:Chain Link Fence:347580 |  |  |  | 347585 |  | New Construction |  |  |  |  | 125000 | 119526 | Reference |  | Chain Link Fence Panel | Size | 209001 | 200031,200032,200033,205919,209017,209018,209019,209020,209021,209022 | Manufacturer |  | 1I_Rp6d3j27fE7zFUMgakn | 1 | System Panel:Chain Link Fence Panel:Chain Link Fence Panel:347585 |  | InstallationDate | 2932 | WarrantyGuarantorLabor |  | ModelLabel |  | WarrantyDescription |  |  | ProductionYear | [6 empty] | Finish |  | 2.200000 | SerialNumber | WarrantyStartDate | BarCode | AssetIdentifier | Features | TagNumber |  |  |  |  | 1.100000 |  | WarrantyDurationParts | AccessibilityPerformance | CodePerformance | Color | Constituents | Grade | Metal - Chain Link | ModelReference | NominalHeight | NominalLength | Shape | SustainabilityPerformance | WarrantyDurationLabor | FIXED | WarrantyGuarantorParts | ExpectedLife | ReplacementCost | NominalWidth | [10 empty] | 209044 |  |  | 0.008000 | 0.025000 |  |  | 2.000000 | Construction Type
2856 | Curtain Wall:Storefront - Interior:283422 |  |  |  | 283423 |  | New Construction |  |  |  |  | 124553 | 119154 | Reference |  | Glazed | Size | 209219 | 198515,198516,198517,205880,209220,209221,209222,209223,209224,209225 | Manufacturer |  | 0bpfxAz3XBrAx$RjFuHvWf | 1 | System Panel:Glazed:Glazed:283423 |  | InstallationDate | 2856 | WarrantyGuarantorLabor |  | ModelLabel |  | WarrantyDescription |  |  | ProductionYear | [6 empty] | Finish |  | 1.894875 | SerialNumber | WarrantyStartDate | BarCode | AssetIdentifier | Features | TagNumber |  |  |  |  | 0.815000 |  | WarrantyDurationParts | AccessibilityPerformance | CodePerformance | Color | Constituents | Grade | Glass | ModelReference | NominalHeight | NominalLength | Shape | SustainabilityPerformance | WarrantyDurationLabor | FIXED | WarrantyGuarantorParts | ExpectedLife | ReplacementCost | NominalWidth | [10 empty] | 209078 |  |  | 0.025000 | 0.037000 |  |  | 2.325000 | Construction Type
2857 | Curtain Wall:Storefront - Interior:283422 |  |  |  | 283426 |  | New Construction |  |  |  |  | 124554 | 119155 | Reference |  | Glazed | Size | 209219 | 198518,198519,198520,205881,209220,209221,209222,209223,209224,209225 | Manufacturer |  | 0bpfxAz3XBrAx$RjFuHvWK | 1 | System Panel:Glazed:Glazed:283426 |  | InstallationDate | 2857 | WarrantyGuarantorLabor |  | ModelLabel |  | WarrantyDescription |  |  | ProductionYear | [6 empty] | Finish |  | 0.264875 | SerialNumber | WarrantyStartDate | BarCode | AssetIdentifier | Features | TagNumber |  |  |  |  | 0.815000 |  | WarrantyDurationParts | AccessibilityPerformance | CodePerformance | Color | Constituents | Grade | Glass | ModelReference | NominalHeight | NominalLength | Shape | SustainabilityPerformance | WarrantyDurationLabor | FIXED | WarrantyGuarantorParts | ExpectedLife | ReplacementCost | NominalWidth | [10 empty] | 209078 |  |  | 0.025000 | 0.037000 |  |  | 0.325000 | Construction Type
2858 | Curtain Wall:Storefront - Interior:283650 |  |  |  | 283651 |  | New Construction |  |  |  |  | 124563 | 119163 | Reference |  | Glazed | Size | 209219 | 198550,198551,198552,208984,209220,209221,209222,209223,209224,209225 | Manufacturer |  | 0bpfxAz3XBrAx$RjFuHvyr | 1 | System Panel:Glazed:Glazed:283651 |  | InstallationDate | 2858 | WarrantyGuarantorLabor |  | ModelLabel |  | WarrantyDescription |  |  | ProductionYear | [6 empty] | Finish |  | 2.328875 | SerialNumber | WarrantyStartDate | BarCode | AssetIdentifier | Features | TagNumber |  |  |  |  | 1.001667 |  | WarrantyDurationParts | AccessibilityPerformance | CodePerformance | Color | Constituents | Grade | Glass | ModelReference | NominalHeight | NominalLength | Shape | SustainabilityPerformance | WarrantyDurationLabor | FIXED | WarrantyGuarantorParts | ExpectedLife | ReplacementCost | NominalWidth | [10 empty] | 209170 |  |  | 0.025000 | 0.037000 |  |  | 2.325000 | Construction Type
2859 | Curtain Wall:Storefront - Interior:283650 |  |  |  | 283655 |  | New Construction |  |  |  |  | 124564 | 119164 | Reference |  | Glazed | Size | 209219 | 198553,198554,198555,205885,209220,209221,209222,209223,209224,209225 | Manufacturer |  | 0bpfxAz3XBrAx$RjFuHvyn | 1 | System Panel:Glazed:Glazed:283655 |  | InstallationDate | 2859 | WarrantyGuarantorLabor |  | ModelLabel |  | WarrantyDescription |  |  | ProductionYear | [6 empty] | Finish |  | 2.387000 | SerialNumber | WarrantyStartDate | BarCode | AssetIdentifier | Features | TagNumber |  |  |  |  | 1.026667 |  | WarrantyDurationParts | AccessibilityPerformance | CodePerformance | Color | Constituents | Grade | Glass | ModelReference | NominalHeight | NominalLength | Shape | SustainabilityPerformance | WarrantyDurationLabor | FIXED | WarrantyGuarantorParts | ExpectedLife | ReplacementCost | NominalWidth | [10 empty] | 209170 |  |  | 0.025000 | 0.037000 |  |  | 2.325000 | Construction Type
2860 | Curtain Wall:Storefront - Interior:283650 |  |  |  | 283657 |  | New Construction |  |  |  |  | 124565 | 119165 | Reference |  | Glazed | Size | 209219 | 198556,198557,198558,208984,209220,209221,209222,209223,209224,209225 | Manufacturer |  | 0bpfxAz3XBrAx$RjFuHvy$ | 1 | System Panel:Glazed:Glazed:283657 |  | InstallationDate | 2860 | WarrantyGuarantorLabor |  | ModelLabel |  | WarrantyDescription |  |  | ProductionYear | [6 empty] | Finish |  | 2.328875 | SerialNumber | WarrantyStartDate | BarCode | AssetIdentifier | Features | TagNumber |  |  |  |  | 1.001667 |  | WarrantyDurationParts | AccessibilityPerformance | CodePerformance | Color | Constituents | Grade | Glass | ModelReference | NominalHeight | NominalLength | Shape | SustainabilityPerformance | WarrantyDurationLabor | FIXED | WarrantyGuarantorParts | ExpectedLife | ReplacementCost | NominalWidth | [10 empty] | 209170 |  |  | 0.025000 | 0.037000 |  |  | 2.325000 | Construction Type
2861 | Curtain Wall:Storefront - Interior:283650 |  |  |  | 283659 |  | New Construction |  |  |  |  | 124566 | 119166 | Reference |  | Glazed | Size | 209219 | 198559,198560,198561,208985,209220,209221,209222,209223,209224,209225 | Manufacturer |  | 0bpfxAz3XBrAx$RjFuHvyz | 1 | System Panel:Glazed:Glazed:283659 |  | InstallationDate | 2861 | WarrantyGuarantorLabor |  | ModelLabel |  | WarrantyDescription |  |  | ProductionYear | [6 empty] | Finish |  | 0.325542 | SerialNumber | WarrantyStartDate | BarCode | AssetIdentifier | Features | TagNumber |  |  |  |  | 1.001667 |  | WarrantyDurationParts | AccessibilityPerformance | CodePerformance | Color | Constituents | Grade | Glass | ModelReference | NominalHeight | NominalLength | Shape | SustainabilityPerformance | WarrantyDurationLabor | FIXED | WarrantyGuarantorParts | ExpectedLife | ReplacementCost | NominalWidth | [10 empty] | 209170 |  |  | 0.025000 | 0.037000 |  |  | 0.325000 | Construction Type
2862 | Curtain Wall:Storefront - Interior:283650 |  |  |  | 283660 |  | New Construction |  |  |  |  | 124567 | 119167 | Reference |  | Glazed | Size | 209219 | 198562,198563,198564,205886,209220,209221,209222,209223,209224,209225 | Manufacturer |  | 0bpfxAz3XBrAx$RjFuHvyw | 1 | System Panel:Glazed:Glazed:283660 |  | InstallationDate | 2862 | WarrantyGuarantorLabor |  | ModelLabel |  | WarrantyDescription |  |  | ProductionYear | [6 empty] | Finish |  | 0.333667 | SerialNumber | WarrantyStartDate | BarCode | AssetIdentifier | Features | TagNumber |  |  |  |  | 1.026667 |  | WarrantyDurationParts | AccessibilityPerformance | CodePerformance | Color | Constituents | Grade | Glass | ModelReference | NominalHeight | NominalLength | Shape | SustainabilityPerformance | WarrantyDurationLabor | FIXED | WarrantyGuarantorParts | ExpectedLife | ReplacementCost | NominalWidth | [10 empty] | 209170 |  |  | 0.025000 | 0.037000 |  |  | 0.325000 | Construction Type
2863 | Curtain Wall:Storefront - Interior:283650 |  |  |  | 283661 |  | New Construction |  |  |  |  | 124568 | 119168 | Reference |  | Glazed | Size | 209219 | 198565,198566,198567,208985,209220,209221,209222,209223,209224,209225 | Manufacturer |  | 0bpfxAz3XBrAx$RjFuHvyx | 1 | System Panel:Glazed:Glazed:283661 |  | InstallationDate | 2863 | WarrantyGuarantorLabor |  | ModelLabel |  | WarrantyDescription |  |  | ProductionYear | [6 empty] | Finish |  | 0.325542 | SerialNumber | WarrantyStartDate | BarCode | AssetIdentifier | Features | TagNumber |  |  |  |  | 1.001667 |  | WarrantyDurationParts | AccessibilityPerformance | CodePerformance | Color | Constituents | Grade | Glass | ModelReference | NominalHeight | NominalLength | Shape | SustainabilityPerformance | WarrantyDurationLabor | FIXED | WarrantyGuarantorParts | ExpectedLife | ReplacementCost | NominalWidth | [10 empty] | 209170 |  |  | 0.025000 | 0.037000 |  |  | 0.325000 | Construction Type
2864 | Curtain Wall:Storefront - Interior:283767 |  |  |  | 283768 |  | New Construction |  |  |  |  | 124587 | 119186 | Reference |  | Glazed | Size | 209219 | 198627,198628,198629,205880,209220,209221,209222,209223,209224,209225 | Manufacturer |  | 0bpfxAz3XBrAx$RjFuHvzE | 1 | System Panel:Glazed:Glazed:283768 |  | InstallationDate | 2864 | WarrantyGuarantorLabor |  | ModelLabel |  | WarrantyDescription |  |  | ProductionYear | [6 empty] | Finish |  | 1.894875 | SerialNumber | WarrantyStartDate | BarCode | AssetIdentifier | Features | TagNumber |  |  |  |  | 0.815000 |  | WarrantyDurationParts | AccessibilityPerformance | CodePerformance | Color | Constituents | Grade | Glass | ModelReference | NominalHeight | NominalLength | Shape | SustainabilityPerformance | WarrantyDurationLabor | FIXED | WarrantyGuarantorParts | ExpectedLife | ReplacementCost | NominalWidth | [10 empty] | 209079 |  |  | 0.025000 | 0.037000 |  |  | 2.325000 | Construction Type
2865 | Curtain Wall:Storefront - Interior:283767 |  |  |  | 283771 |  | New Construction |  |  |  |  | 124588 | 119187 | Reference |  | Glazed | Size | 209219 | 198630,198631,198632,205881,209220,209221,209222,209223,209224,209225 | Manufacturer |  | 0bpfxAz3XBrAx$RjFuHvzD | 1 | System Panel:Glazed:Glazed:283771 |  | InstallationDate | 2865 | WarrantyGuarantorLabor |  | ModelLabel |  | WarrantyDescription |  |  | ProductionYear | [6 empty] | Finish |  | 0.264875 | SerialNumber | WarrantyStartDate | BarCode | AssetIdentifier | Features | TagNumber |  |  |  |  | 0.815000 |  | WarrantyDurationParts | AccessibilityPerformance | CodePerformance | Color | Constituents | Grade | Glass | ModelReference | NominalHeight | NominalLength | Shape | SustainabilityPerformance | WarrantyDurationLabor | FIXED | WarrantyGuarantorParts | ExpectedLife | ReplacementCost | NominalWidth | [10 empty] | 209079 |  |  | 0.025000 | 0.037000 |  |  | 0.325000 | Construction Type
2868 | Curtain Wall:Storefront - Interior:284081 |  |  |  | 284082 |  | New Construction |  |  |  |  | 124611 | 119208 | Reference |  | Glazed | Size | 209219 | 198714,198715,198716,208984,209220,209221,209222,209223,209224,209225 | Manufacturer |  | 0bpfxAz3XBrAx$RjFuHvw4 | 1 | System Panel:Glazed:Glazed:284082 |  | InstallationDate | 2868 | WarrantyGuarantorLabor |  | ModelLabel |  | WarrantyDescription |  |  | ProductionYear | [6 empty] | Finish |  | 2.328875 | SerialNumber | WarrantyStartDate | BarCode | AssetIdentifier | Features | TagNumber |  |  |  |  | 1.001667 |  | WarrantyDurationParts | AccessibilityPerformance | CodePerformance | Color | Constituents | Grade | Glass | ModelReference | NominalHeight | NominalLength | Shape | SustainabilityPerformance | WarrantyDurationLabor | FIXED | WarrantyGuarantorParts | ExpectedLife | ReplacementCost | NominalWidth | [10 empty] | 209171 |  |  | 0.025000 | 0.037000 |  |  | 2.325000 | Construction Type
2869 | Curtain Wall:Storefront - Interior:284081 |  |  |  | 284088 |  | New Construction |  |  |  |  | 124612 | 119209 | Reference |  | Glazed | Size | 209219 | 198717,198718,198719,205885,209220,209221,209222,209223,209224,209225 | Manufacturer |  | 0bpfxAz3XBrAx$RjFuHvwE | 1 | System Panel:Glazed:Glazed:284088 |  | InstallationDate | 2869 | WarrantyGuarantorLabor |  | ModelLabel |  | WarrantyDescription |  |  | ProductionYear | [6 empty] | Finish |  | 2.387000 | SerialNumber | WarrantyStartDate | BarCode | AssetIdentifier | Features | TagNumber |  |  |  |  | 1.026667 |  | WarrantyDurationParts | AccessibilityPerformance | CodePerformance | Color | Constituents | Grade | Glass | ModelReference | NominalHeight | NominalLength | Shape | SustainabilityPerformance | WarrantyDurationLabor | FIXED | WarrantyGuarantorParts | ExpectedLife | ReplacementCost | NominalWidth | [10 empty] | 209171 |  |  | 0.025000 | 0.037000 |  |  | 2.325000 | Construction Type
2870 | Curtain Wall:Storefront - Interior:284081 |  |  |  | 284090 |  | New Construction |  |  |  |  | 124613 | 119210 | Reference |  | Glazed | Size | 209219 | 198720,198721,198722,208984,209220,209221,209222,209223,209224,209225 | Manufacturer |  | 0bpfxAz3XBrAx$RjFuHvwC | 1 | System Panel:Glazed:Glazed:284090 |  | InstallationDate | 2870 | WarrantyGuarantorLabor |  | ModelLabel |  | WarrantyDescription |  |  | ProductionYear | [6 empty] | Finish |  | 2.328875 | SerialNumber | WarrantyStartDate | BarCode | AssetIdentifier | Features | TagNumber |  |  |  |  | 1.001667 |  | WarrantyDurationParts | AccessibilityPerformance | CodePerformance | Color | Constituents | Grade | Glass | ModelReference | NominalHeight | NominalLength | Shape | SustainabilityPerformance | WarrantyDurationLabor | FIXED | WarrantyGuarantorParts | ExpectedLife | ReplacementCost | NominalWidth | [10 empty] | 209171 |  |  | 0.025000 | 0.037000 |  |  | 2.325000 | Construction Type
2871 | Curtain Wall:Storefront - Interior:284081 |  |  |  | 284092 |  | New Construction |  |  |  |  | 124614 | 119211 | Reference |  | Glazed | Size | 209219 | 198723,198724,198725,208985,209220,209221,209222,209223,209224,209225 | Manufacturer |  | 0bpfxAz3XBrAx$RjFuHvwA | 1 | System Panel:Glazed:Glazed:284092 |  | InstallationDate | 2871 | WarrantyGuarantorLabor |  | ModelLabel |  | WarrantyDescription |  |  | ProductionYear | [6 empty] | Finish |  | 0.325542 | SerialNumber | WarrantyStartDate | BarCode | AssetIdentifier | Features | TagNumber |  |  |  |  | 1.001667 |  | WarrantyDurationParts | AccessibilityPerformance | CodePerformance | Color | Constituents | Grade | Glass | ModelReference | NominalHeight | NominalLength | Shape | SustainabilityPerformance | WarrantyDurationLabor | FIXED | WarrantyGuarantorParts | ExpectedLife | ReplacementCost | NominalWidth | [10 empty] | 209171 |  |  | 0.025000 | 0.037000 |  |  | 0.325000 | Construction Type
2872 | Curtain Wall:Storefront - Interior:284081 |  |  |  | 284093 |  | New Construction |  |  |  |  | 124615 | 119212 | Reference |  | Glazed | Size | 209219 | 198726,198727,198728,205886,209220,209221,209222,209223,209224,209225 | Manufacturer |  | 0bpfxAz3XBrAx$RjFuHvwB | 1 | System Panel:Glazed:Glazed:284093 |  | InstallationDate | 2872 | WarrantyGuarantorLabor |  | ModelLabel |  | WarrantyDescription |  |  | ProductionYear | [6 empty] | Finish |  | 0.333667 | SerialNumber | WarrantyStartDate | BarCode | AssetIdentifier | Features | TagNumber |  |  |  |  | 1.026667 |  | WarrantyDurationParts | AccessibilityPerformance | CodePerformance | Color | Constituents | Grade | Glass | ModelReference | NominalHeight | NominalLength | Shape | SustainabilityPerformance | WarrantyDurationLabor | FIXED | WarrantyGuarantorParts | ExpectedLife | ReplacementCost | NominalWidth | [10 empty] | 209171 |  |  | 0.025000 | 0.037000 |  |  | 0.325000 | Construction Type
2873 | Curtain Wall:Storefront - Interior:284081 |  |  |  | 284094 |  | New Construction |  |  |  |  | 124616 | 119213 | Reference |  | Glazed | Size | 209219 | 198729,198730,198731,208985,209220,209221,209222,209223,209224,209225 | Manufacturer |  | 0bpfxAz3XBrAx$RjFuHvw8 | 1 | System Panel:Glazed:Glazed:284094 |  | InstallationDate | 2873 | WarrantyGuarantorLabor |  | ModelLabel |  | WarrantyDescription |  |  | ProductionYear | [6 empty] | Finish |  | 0.325542 | SerialNumber | WarrantyStartDate | BarCode | AssetIdentifier | Features | TagNumber |  |  |  |  | 1.001667 |  | WarrantyDurationParts | AccessibilityPerformance | CodePerformance | Color | Constituents | Grade | Glass | ModelReference | NominalHeight | NominalLength | Shape | SustainabilityPerformance | WarrantyDurationLabor | FIXED | WarrantyGuarantorParts | ExpectedLife | ReplacementCost | NominalWidth | [10 empty] | 209171 |  |  | 0.025000 | 0.037000 |  |  | 0.325000 | Construction Type
2874 | Curtain Wall:Storefront - Interior:284567 |  |  |  | 284568 |  | New Construction |  |  |  |  | 124635 | 119231 | Reference |  | Glazed | Size | 209219 | 198791,198792,198793,205891,209220,209221,209222,209223,209224,209225 | Manufacturer |  | 0bpfxAz3XBrAx$RjFuHvok | 1 | System Panel:Glazed:Glazed:284568 |  | InstallationDate | 2874 | WarrantyGuarantorLabor |  | ModelLabel |  | WarrantyDescription |  |  | ProductionYear | [6 empty] | Finish |  | 0.622800 | SerialNumber | WarrantyStartDate | BarCode | AssetIdentifier | Features | TagNumber |  |  |  |  | 0.692000 |  | WarrantyDurationParts | AccessibilityPerformance | CodePerformance | Color | Constituents | Grade | Glass | ModelReference | NominalHeight | NominalLength | Shape | SustainabilityPerformance | WarrantyDurationLabor | FIXED | WarrantyGuarantorParts | ExpectedLife | ReplacementCost | NominalWidth | [10 empty] | 209080 |  |  | 0.025000 | 0.037000 |  |  | 0.900000 | Construction Type
2875 | Curtain Wall:Storefront - Interior:284567 |  |  |  | 284573 |  | New Construction |  |  |  |  | 124636 | 119232 | Reference |  | Glazed | Size | 209219 | 198794,198795,198796,205891,209220,209221,209222,209223,209224,209225 | Manufacturer |  | 0bpfxAz3XBrAx$RjFuHvoh | 1 | System Panel:Glazed:Glazed:284573 |  | InstallationDate | 2875 | WarrantyGuarantorLabor |  | ModelLabel |  | WarrantyDescription |  |  | ProductionYear | [6 empty] | Finish |  | 0.622800 | SerialNumber | WarrantyStartDate | BarCode | AssetIdentifier | Features | TagNumber |  |  |  |  | 0.692000 |  | WarrantyDurationParts | AccessibilityPerformance | CodePerformance | Color | Constituents | Grade | Glass | ModelReference | NominalHeight | NominalLength | Shape | SustainabilityPerformance | WarrantyDurationLabor | FIXED | WarrantyGuarantorParts | ExpectedLife | ReplacementCost | NominalWidth | [10 empty] | 209080 |  |  | 0.025000 | 0.037000 |  |  | 0.900000 | Construction Type
2933 | Curtain Wall:Storefront - Interior:356367 |  |  |  | 356368 |  | New Construction |  |  |  |  | 125089 | 119534 | Reference |  | Glazed | Size | 209219 | 200555,200556,200557,204345,209220,209221,209222,209223,209224,209225 | Manufacturer |  | 0tIhQ6hmz02e5gznEed5XF | 1 | System Panel:Glazed:Glazed:356368 |  | InstallationDate | 2933 | WarrantyGuarantorLabor |  | ModelLabel |  | WarrantyDescription |  |  | ProductionYear | [6 empty] | Finish |  | 0.733500 | SerialNumber | WarrantyStartDate | BarCode | AssetIdentifier | Features | TagNumber |  |  |  |  | 0.815000 |  | WarrantyDurationParts | AccessibilityPerformance | CodePerformance | Color | Constituents | Grade | Glass | ModelReference | NominalHeight | NominalLength | Shape | SustainabilityPerformance | WarrantyDurationLabor | FIXED | WarrantyGuarantorParts | ExpectedLife | ReplacementCost | NominalWidth | [10 empty] | 186682 |  |  | 0.025000 | 0.037000 |  |  | 0.900000 | Construction Type
2820 | Curtain Wall:Storefront:200372 |  |  |  | 281382 |  | New Construction |  |  |  |  | 123757 | 118500 | Reference |  | Glazed | Size | 209219 | 194369,194370,194371,205849,209220,209221,209222,209223,209224,209225 | Manufacturer |  | 0bpfxAz3XBrAx$RjFuHu0G | 1 | System Panel:Glazed:Glazed:281382 |  | InstallationDate | 2820 | WarrantyGuarantorLabor |  | ModelLabel |  | WarrantyDescription |  |  | ProductionYear | [6 empty] | Finish |  | 3.302895 | SerialNumber | WarrantyStartDate | BarCode | AssetIdentifier | Features | TagNumber |  |  |  |  | 1.436041 |  | WarrantyDurationParts | AccessibilityPerformance | CodePerformance | Color | Constituents | Grade | Glass | ModelReference | NominalHeight | NominalLength | Shape | SustainabilityPerformance | WarrantyDurationLabor | FIXED | WarrantyGuarantorParts | ExpectedLife | ReplacementCost | NominalWidth | [10 empty] | 209128 |  |  | 0.025000 | 0.037000 |  |  | 2.300000 | Construction Type
2821 | Curtain Wall:Storefront:200372 |  |  |  | 281401 |  | New Construction |  |  |  |  | 123762 | 118505 | Reference |  | Glazed | Size | 209219 | 194384,194385,194386,205852,209220,209221,209222,209223,209224,209225 | Manufacturer |  | 0bpfxAz3XBrAx$RjFuHu0F | 1 | System Panel:Glazed:Glazed:281401 |  | InstallationDate | 2821 | WarrantyGuarantorLabor |  | ModelLabel |  | WarrantyDescription |  |  | ProductionYear | [6 empty] | Finish |  | 3.360395 | SerialNumber | WarrantyStartDate | BarCode | AssetIdentifier | Features | TagNumber |  |  |  |  | 1.461041 |  | WarrantyDurationParts | AccessibilityPerformance | CodePerformance | Color | Constituents | Grade | Glass | ModelReference | NominalHeight | NominalLength | Shape | SustainabilityPerformance | WarrantyDurationLabor | FIXED | WarrantyGuarantorParts | ExpectedLife | ReplacementCost | NominalWidth | [10 empty] | 209128 |  |  | 0.025000 | 0.037000 |  |  | 2.300000 | Construction Type
2822 | Curtain Wall:Storefront:200372 |  |  |  | 281403 |  | New Construction |  |  |  |  | 123763 | 118506 | Reference |  | Glazed | Size | 209219 | 194387,194388,194389,205852,209220,209221,209222,209223,209224,209225 | Manufacturer |  | 0bpfxAz3XBrAx$RjFuHu0D | 1 | System Panel:Glazed:Glazed:281403 |  | InstallationDate | 2822 | WarrantyGuarantorLabor |  | ModelLabel |  | WarrantyDescription |  |  | ProductionYear | [6 empty] | Finish |  | 3.360395 | SerialNumber | WarrantyStartDate | BarCode | AssetIdentifier | Features | TagNumber |  |  |  |  | 1.461041 |  | WarrantyDurationParts | AccessibilityPerformance | CodePerformance | Color | Constituents | Grade | Glass | ModelReference | NominalHeight | NominalLength | Shape | SustainabilityPerformance | WarrantyDurationLabor | FIXED | WarrantyGuarantorParts | ExpectedLife | ReplacementCost | NominalWidth | [10 empty] | 209128 |  |  | 0.025000 | 0.037000 |  |  | 2.300000 | Construction Type
2823 | Curtain Wall:Storefront:200372 |  |  |  | 281405 |  | New Construction |  |  |  |  | 123764 | 118507 | Reference |  | Glazed | Size | 209219 | 194390,194391,194392,205849,209220,209221,209222,209223,209224,209225 | Manufacturer |  | 0bpfxAz3XBrAx$RjFuHu0B | 1 | System Panel:Glazed:Glazed:281405 |  | InstallationDate | 2823 | WarrantyGuarantorLabor |  | ModelLabel |  | WarrantyDescription |  |  | ProductionYear | [6 empty] | Finish |  | 3.302895 | SerialNumber | WarrantyStartDate | BarCode | AssetIdentifier | Features | TagNumber |  |  |  |  | 1.436041 |  | WarrantyDurationParts | AccessibilityPerformance | CodePerformance | Color | Constituents | Grade | Glass | ModelReference | NominalHeight | NominalLength | Shape | SustainabilityPerformance | WarrantyDurationLabor | FIXED | WarrantyGuarantorParts | ExpectedLife | ReplacementCost | NominalWidth | [10 empty] | 209128 |  |  | 0.025000 | 0.037000 |  |  | 2.300000 | Construction Type
2886 | Curtain Wall:Storefront:296057 |  |  |  | 296058 |  | New Construction |  |  |  |  | 124696 | 119286 | Reference |  | Glazed | Size | 209219 | 199007,199008,199009,204207,209220,209221,209222,209223,209224,209225 | Manufacturer |  | 3MOOG5txfDyunpNn2Iq9PZ | 1 | System Panel:Glazed:Glazed:296058 |  | InstallationDate | 2886 | WarrantyGuarantorLabor |  | ModelLabel |  | WarrantyDescription |  |  | ProductionYear | [6 empty] | Finish |  | 2.079488 | SerialNumber | WarrantyStartDate | BarCode | AssetIdentifier | Features | TagNumber | [6 empty] | WarrantyDurationParts | AccessibilityPerformance | CodePerformance | Color | Constituents | Grade | Glass | ModelReference | NominalHeight | NominalLength | Shape | SustainabilityPerformance | WarrantyDurationLabor | FIXED | WarrantyGuarantorParts | ExpectedLife | ReplacementCost | NominalWidth | [10 empty] | 209133 |  |  | 0.025000 | 0.037000 |  |  |  | Construction Type
2887 | Curtain Wall:Storefront:296057 |  |  |  | 296063 |  | New Construction |  |  |  |  | 124697 | 119287 | Reference |  | Glazed | Size | 209219 | 199010,199011,199012,204208,209220,209221,209222,209223,209224,209225 | Manufacturer |  | 3MOOG5txfDyunpNn2Iq9Pc | 1 | System Panel:Glazed:Glazed:296063 |  | InstallationDate | 2887 | WarrantyGuarantorLabor |  | ModelLabel |  | WarrantyDescription |  |  | ProductionYear | [6 empty] | Finish |  | 2.018082 | SerialNumber | WarrantyStartDate | BarCode | AssetIdentifier | Features | TagNumber | [6 empty] | WarrantyDurationParts | AccessibilityPerformance | CodePerformance | Color | Constituents | Grade | Glass | ModelReference | NominalHeight | NominalLength | Shape | SustainabilityPerformance | WarrantyDurationLabor | FIXED | WarrantyGuarantorParts | ExpectedLife | ReplacementCost | NominalWidth | [10 empty] | 209133 |  |  | 0.025000 | 0.037000 |  |  |  | Construction Type
2888 | Curtain Wall:Storefront:296057 |  |  |  | 296065 |  | New Construction |  |  |  |  | 124698 | 119288 | Reference |  | Glazed | Size | 209219 | 199013,199014,199015,204209,209220,209221,209222,209223,209224,209225 | Manufacturer |  | 3MOOG5txfDyunpNn2Iq9QO | 1 | System Panel:Glazed:Glazed:296065 |  | InstallationDate | 2888 | WarrantyGuarantorLabor |  | ModelLabel |  | WarrantyDescription |  |  | ProductionYear | [6 empty] | Finish |  | 2.017132 | SerialNumber | WarrantyStartDate | BarCode | AssetIdentifier | Features | TagNumber | [6 empty] | WarrantyDurationParts | AccessibilityPerformance | CodePerformance | Color | Constituents | Grade | Glass | ModelReference | NominalHeight | NominalLength | Shape | SustainabilityPerformance | WarrantyDurationLabor | FIXED | WarrantyGuarantorParts | ExpectedLife | ReplacementCost | NominalWidth | [10 empty] | 209133 |  |  | 0.025000 | 0.037000 |  |  |  | Construction Type
2889 | Curtain Wall:Storefront:296057 |  |  |  | 296067 |  | New Construction |  |  |  |  | 124699 | 119289 | Reference |  | Glazed | Size | 209219 | 199016,199017,199018,204210,209220,209221,209222,209223,209224,209225 | Manufacturer |  | 3MOOG5txfDyunpNn2Iq9QQ | 1 | System Panel:Glazed:Glazed:296067 |  | InstallationDate | 2889 | WarrantyGuarantorLabor |  | ModelLabel |  | WarrantyDescription |  |  | ProductionYear | [6 empty] | Finish |  | 2.081239 | SerialNumber | WarrantyStartDate | BarCode | AssetIdentifier | Features | TagNumber | [6 empty] | WarrantyDurationParts | AccessibilityPerformance | CodePerformance | Color | Constituents | Grade | Glass | ModelReference | NominalHeight | NominalLength | Shape | SustainabilityPerformance | WarrantyDurationLabor | FIXED | WarrantyGuarantorParts | ExpectedLife | ReplacementCost | NominalWidth | [10 empty] | 209133 |  |  | 0.025000 | 0.037000 |  |  |  | Construction Type
2876 | Curtain Wall:Storefront:285990 |  |  |  | 285991 |  | New Construction |  |  |  |  | 124646 | 119240 | Reference |  | Glazed | Size | 209219 | 198837,198838,198839,205894,209220,209221,209222,209223,209224,209225 | Manufacturer |  | 0bpfxAz3XBrAx$RjFuHvOH | 1 | System Panel:Glazed:Glazed:285991 |  | InstallationDate | 2876 | WarrantyGuarantorLabor |  | ModelLabel |  | WarrantyDescription |  |  | ProductionYear | [6 empty] | Finish |  | 2.639695 | SerialNumber | WarrantyStartDate | BarCode | AssetIdentifier | Features | TagNumber |  |  |  |  | 1.147693 |  | WarrantyDurationParts | AccessibilityPerformance | CodePerformance | Color | Constituents | Grade | Glass | ModelReference | NominalHeight | NominalLength | Shape | SustainabilityPerformance | WarrantyDurationLabor | FIXED | WarrantyGuarantorParts | ExpectedLife | ReplacementCost | NominalWidth | [10 empty] | 209131 |  |  | 0.025000 | 0.037000 |  |  | 2.300000 | Construction Type
2877 | Curtain Wall:Storefront:285990 |  |  |  | 285996 |  | New Construction |  |  |  |  | 124647 | 119241 | Reference |  | Glazed | Size | 209219 | 198840,198841,198842,205895,209220,209221,209222,209223,209224,209225 | Manufacturer |  | 0bpfxAz3XBrAx$RjFuHvOQ | 1 | System Panel:Glazed:Glazed:285996 |  | InstallationDate | 2877 | WarrantyGuarantorLabor |  | ModelLabel |  | WarrantyDescription |  |  | ProductionYear | [6 empty] | Finish |  | 2.697195 | SerialNumber | WarrantyStartDate | BarCode | AssetIdentifier | Features | TagNumber |  |  |  |  | 1.172693 |  | WarrantyDurationParts | AccessibilityPerformance | CodePerformance | Color | Constituents | Grade | Glass | ModelReference | NominalHeight | NominalLength | Shape | SustainabilityPerformance | WarrantyDurationLabor | FIXED | WarrantyGuarantorParts | ExpectedLife | ReplacementCost | NominalWidth | [10 empty] | 209131 |  |  | 0.025000 | 0.037000 |  |  | 2.300000 | Construction Type
2878 | Curtain Wall:Storefront:285990 |  |  |  | 285998 |  | New Construction |  |  |  |  | 124648 | 119242 | Reference |  | Glazed | Size | 209219 | 198843,198844,198845,205895,209220,209221,209222,209223,209224,209225 | Manufacturer |  | 0bpfxAz3XBrAx$RjFuHvOO | 1 | System Panel:Glazed:Glazed:285998 |  | InstallationDate | 2878 | WarrantyGuarantorLabor |  | ModelLabel |  | WarrantyDescription |  |  | ProductionYear | [6 empty] | Finish |  | 2.697195 | SerialNumber | WarrantyStartDate | BarCode | AssetIdentifier | Features | TagNumber |  |  |  |  | 1.172693 |  | WarrantyDurationParts | AccessibilityPerformance | CodePerformance | Color | Constituents | Grade | Glass | ModelReference | NominalHeight | NominalLength | Shape | SustainabilityPerformance | WarrantyDurationLabor | FIXED | WarrantyGuarantorParts | ExpectedLife | ReplacementCost | NominalWidth | [10 empty] | 209131 |  |  | 0.025000 | 0.037000 |  |  | 2.300000 | Construction Type
2879 | Curtain Wall:Storefront:285990 |  |  |  | 286000 |  | New Construction |  |  |  |  | 124649 | 119243 | Reference |  | Glazed | Size | 209219 | 198846,198847,198848,205894,209220,209221,209222,209223,209224,209225 | Manufacturer |  | 0bpfxAz3XBrAx$RjFuHvO6 | 1 | System Panel:Glazed:Glazed:286000 |  | InstallationDate | 2879 | WarrantyGuarantorLabor |  | ModelLabel |  | WarrantyDescription |  |  | ProductionYear | [6 empty] | Finish |  | 2.639695 | SerialNumber | WarrantyStartDate | BarCode | AssetIdentifier | Features | TagNumber |  |  |  |  | 1.147693 |  | WarrantyDurationParts | AccessibilityPerformance | CodePerformance | Color | Constituents | Grade | Glass | ModelReference | NominalHeight | NominalLength | Shape | SustainabilityPerformance | WarrantyDurationLabor | FIXED | WarrantyGuarantorParts | ExpectedLife | ReplacementCost | NominalWidth | [10 empty] | 209131 |  |  | 0.025000 | 0.037000 |  |  | 2.300000 | Construction Type
2880 | Curtain Wall:Storefront:295590 |  |  |  | 295591 |  | New Construction |  |  |  |  | 124672 | 119263 | Reference |  | Glazed | Size | 209219 | 198930,198931,198932,204186,209220,209221,209222,209223,209224,209225 | Manufacturer |  | 3MOOG5txfDyunpNn2Iq92_ | 1 | System Panel:Glazed:Glazed:295591 |  | InstallationDate | 2880 | WarrantyGuarantorLabor |  | ModelLabel |  | WarrantyDescription |  |  | ProductionYear | [6 empty] | Finish |  | 1.723962 | SerialNumber | WarrantyStartDate | BarCode | AssetIdentifier | Features | TagNumber | [6 empty] | WarrantyDurationParts | AccessibilityPerformance | CodePerformance | Color | Constituents | Grade | Glass | ModelReference | NominalHeight | NominalLength | Shape | SustainabilityPerformance | WarrantyDurationLabor | FIXED | WarrantyGuarantorParts | ExpectedLife | ReplacementCost | NominalWidth | [10 empty] | 209172 |  |  | 0.025000 | 0.037000 |  |  |  | Construction Type
2881 | Curtain Wall:Storefront:295590 |  |  |  | 295596 |  | New Construction |  |  |  |  | 124673 | 119264 | Reference |  | Glazed | Size | 209219 | 198933,198934,198935,204187,209220,209221,209222,209223,209224,209225 | Manufacturer |  | 3MOOG5txfDyunpNn2Iq92r | 1 | System Panel:Glazed:Glazed:295596 |  | InstallationDate | 2881 | WarrantyGuarantorLabor |  | ModelLabel |  | WarrantyDescription |  |  | ProductionYear | [6 empty] | Finish |  | 1.611136 | SerialNumber | WarrantyStartDate | BarCode | AssetIdentifier | Features | TagNumber | [6 empty] | WarrantyDurationParts | AccessibilityPerformance | CodePerformance | Color | Constituents | Grade | Glass | ModelReference | NominalHeight | NominalLength | Shape | SustainabilityPerformance | WarrantyDurationLabor | FIXED | WarrantyGuarantorParts | ExpectedLife | ReplacementCost | NominalWidth | [10 empty] | 209172 |  |  | 0.025000 | 0.037000 |  |  |  | Construction Type
2882 | Curtain Wall:Storefront:295590 |  |  |  | 295598 |  | New Construction |  |  |  |  | 124674 | 119265 | Reference |  | Glazed | Size | 209219 | 198936,198937,198938,204188,209220,209221,209222,209223,209224,209225 | Manufacturer |  | 3MOOG5txfDyunpNn2Iq92t | 1 | System Panel:Glazed:Glazed:295598 |  | InstallationDate | 2882 | WarrantyGuarantorLabor |  | ModelLabel |  | WarrantyDescription |  |  | ProductionYear | [6 empty] | Finish |  | 1.723962 | SerialNumber | WarrantyStartDate | BarCode | AssetIdentifier | Features | TagNumber | [6 empty] | WarrantyDurationParts | AccessibilityPerformance | CodePerformance | Color | Constituents | Grade | Glass | ModelReference | NominalHeight | NominalLength | Shape | SustainabilityPerformance | WarrantyDurationLabor | FIXED | WarrantyGuarantorParts | ExpectedLife | ReplacementCost | NominalWidth | [10 empty] | 209172 |  |  | 0.025000 | 0.037000 |  |  |  | Construction Type
2883 | Curtain Wall:Storefront:295590 |  |  |  | 314094 |  | New Construction |  |  |  |  | 124685 | 119276 | Reference |  | Glazed | Size | 209219 | 198969,198970,198971,204199,209220,209221,209222,209223,209224,209225 | Manufacturer |  | 2$FBrUmUz2c9e1OcADYm9f | 1 | System Panel:Glazed:Glazed:314094 |  | InstallationDate | 2883 | WarrantyGuarantorLabor |  | ModelLabel |  | WarrantyDescription |  |  | ProductionYear | [6 empty] | Finish |  | 0.867787 | SerialNumber | WarrantyStartDate | BarCode | AssetIdentifier | Features | TagNumber | [6 empty] | WarrantyDurationParts | AccessibilityPerformance | CodePerformance | Color | Constituents | Grade | Glass | ModelReference | NominalHeight | NominalLength | Shape | SustainabilityPerformance | WarrantyDurationLabor | FIXED | WarrantyGuarantorParts | ExpectedLife | ReplacementCost | NominalWidth | [10 empty] | 209172 |  |  | 0.025000 | 0.037000 |  |  |  | Construction Type
2884 | Curtain Wall:Storefront:295590 |  |  |  | 314095 |  | New Construction |  |  |  |  | 124686 | 119277 | Reference |  | Glazed | Size | 209219 | 198972,198973,198974,204200,209220,209221,209222,209223,209224,209225 | Manufacturer |  | 2$FBrUmUz2c9e1OcADYm9e | 1 | System Panel:Glazed:Glazed:314095 |  | InstallationDate | 2884 | WarrantyGuarantorLabor |  | ModelLabel |  | WarrantyDescription |  |  | ProductionYear | [6 empty] | Finish |  | 1.111083 | SerialNumber | WarrantyStartDate | BarCode | AssetIdentifier | Features | TagNumber | [6 empty] | WarrantyDurationParts | AccessibilityPerformance | CodePerformance | Color | Constituents | Grade | Glass | ModelReference | NominalHeight | NominalLength | Shape | SustainabilityPerformance | WarrantyDurationLabor | FIXED | WarrantyGuarantorParts | ExpectedLife | ReplacementCost | NominalWidth | [10 empty] | 209172 |  |  | 0.025000 | 0.037000 |  |  |  | Construction Type
2885 | Curtain Wall:Storefront:295590 |  |  |  | 314096 |  | New Construction |  |  |  |  | 124687 | 119278 | Reference |  | Glazed | Size | 209219 | 198975,198976,198977,204201,209220,209221,209222,209223,209224,209225 | Manufacturer |  | 2$FBrUmUz2c9e1OcADYm9t | 1 | System Panel:Glazed:Glazed:314096 |  | InstallationDate | 2885 | WarrantyGuarantorLabor |  | ModelLabel |  | WarrantyDescription |  |  | ProductionYear | [6 empty] | Finish |  | 0.867788 | SerialNumber | WarrantyStartDate | BarCode | AssetIdentifier | Features | TagNumber | [6 empty] | WarrantyDurationParts | AccessibilityPerformance | CodePerformance | Color | Constituents | Grade | Glass | ModelReference | NominalHeight | NominalLength | Shape | SustainabilityPerformance | WarrantyDurationLabor | FIXED | WarrantyGuarantorParts | ExpectedLife | ReplacementCost | NominalWidth | [10 empty] | 209172 |  |  | 0.025000 | 0.037000 |  |  |  | Construction Type
2950 | Curtain Wall:Storefront:379197 |  |  |  | 379198 |  | New Construction |  |  |  |  | 125348 | 119616 | Reference |  | Glazed | Size | 209219 | 201901,201902,201903,205931,209220,209221,209222,209223,209224,209225 | Manufacturer |  | 2j55VthSj3Lu0J6fyrpHkY | 1 | System Panel:Glazed:Glazed:379198 |  | InstallationDate | 2950 | WarrantyGuarantorLabor |  | ModelLabel |  | WarrantyDescription |  |  | ProductionYear | [6 empty] | Finish |  | 2.987413 | SerialNumber | WarrantyStartDate | BarCode | AssetIdentifier | Features | TagNumber |  |  |  |  | 1.298875 |  | WarrantyDurationParts | AccessibilityPerformance | CodePerformance | Color | Constituents | Grade | Glass | ModelReference | NominalHeight | NominalLength | Shape | SustainabilityPerformance | WarrantyDurationLabor | FIXED | WarrantyGuarantorParts | ExpectedLife | ReplacementCost | NominalWidth | [10 empty] | 209190 |  |  | 0.025000 | 0.037000 |  |  | 2.300000 | Construction Type
2951 | Curtain Wall:Storefront:379197 |  |  |  | 379204 |  | New Construction |  |  |  |  | 125353 | 119621 | Reference |  | Glazed | Size | 209219 | 201916,201917,201918,209039,209220,209221,209222,209223,209224,209225 | Manufacturer |  | 2j55VthSj3Lu0J6fyrpHlO | 1 | System Panel:Glazed:Glazed:379204 |  | InstallationDate | 2951 | WarrantyGuarantorLabor |  | ModelLabel |  | WarrantyDescription |  |  | ProductionYear | [6 empty] | Finish |  | 3.044913 | SerialNumber | WarrantyStartDate | BarCode | AssetIdentifier | Features | TagNumber |  |  |  |  | 1.323875 |  | WarrantyDurationParts | AccessibilityPerformance | CodePerformance | Color | Constituents | Grade | Glass | ModelReference | NominalHeight | NominalLength | Shape | SustainabilityPerformance | WarrantyDurationLabor | FIXED | WarrantyGuarantorParts | ExpectedLife | ReplacementCost | NominalWidth | [10 empty] | 209190 |  |  | 0.025000 | 0.037000 |  |  | 2.300000 | Construction Type
2952 | Curtain Wall:Storefront:379197 |  |  |  | 379206 |  | New Construction |  |  |  |  | 125354 | 119622 | Reference |  | Glazed | Size | 209219 | 201919,201920,201921,209039,209220,209221,209222,209223,209224,209225 | Manufacturer |  | 2j55VthSj3Lu0J6fyrpHlQ | 1 | System Panel:Glazed:Glazed:379206 |  | InstallationDate | 2952 | WarrantyGuarantorLabor |  | ModelLabel |  | WarrantyDescription |  |  | ProductionYear | [6 empty] | Finish |  | 3.044913 | SerialNumber | WarrantyStartDate | BarCode | AssetIdentifier | Features | TagNumber |  |  |  |  | 1.323875 |  | WarrantyDurationParts | AccessibilityPerformance | CodePerformance | Color | Constituents | Grade | Glass | ModelReference | NominalHeight | NominalLength | Shape | SustainabilityPerformance | WarrantyDurationLabor | FIXED | WarrantyGuarantorParts | ExpectedLife | ReplacementCost | NominalWidth | [10 empty] | 209190 |  |  | 0.025000 | 0.037000 |  |  | 2.300000 | Construction Type
2953 | Curtain Wall:Storefront:379197 |  |  |  | 379208 |  | New Construction |  |  |  |  | 125355 | 119623 | Reference |  | Glazed | Size | 209219 | 201922,201923,201924,209039,209220,209221,209222,209223,209224,209225 | Manufacturer |  | 2j55VthSj3Lu0J6fyrpHlK | 1 | System Panel:Glazed:Glazed:379208 |  | InstallationDate | 2953 | WarrantyGuarantorLabor |  | ModelLabel |  | WarrantyDescription |  |  | ProductionYear | [6 empty] | Finish |  | 3.044913 | SerialNumber | WarrantyStartDate | BarCode | AssetIdentifier | Features | TagNumber |  |  |  |  | 1.323875 |  | WarrantyDurationParts | AccessibilityPerformance | CodePerformance | Color | Constituents | Grade | Glass | ModelReference | NominalHeight | NominalLength | Shape | SustainabilityPerformance | WarrantyDurationLabor | FIXED | WarrantyGuarantorParts | ExpectedLife | ReplacementCost | NominalWidth | [10 empty] | 209190 |  |  | 0.025000 | 0.037000 |  |  | 2.300000 | Construction Type
2954 | Curtain Wall:Storefront:379197 |  |  |  | 379210 |  | New Construction |  |  |  |  | 125356 | 119624 | Reference |  | Glazed | Size | 209219 | 201925,201926,201927,209039,209220,209221,209222,209223,209224,209225 | Manufacturer |  | 2j55VthSj3Lu0J6fyrpHlM | 1 | System Panel:Glazed:Glazed:379210 |  | InstallationDate | 2954 | WarrantyGuarantorLabor |  | ModelLabel |  | WarrantyDescription |  |  | ProductionYear | [6 empty] | Finish |  | 3.044913 | SerialNumber | WarrantyStartDate | BarCode | AssetIdentifier | Features | TagNumber |  |  |  |  | 1.323875 |  | WarrantyDurationParts | AccessibilityPerformance | CodePerformance | Color | Constituents | Grade | Glass | ModelReference | NominalHeight | NominalLength | Shape | SustainabilityPerformance | WarrantyDurationLabor | FIXED | WarrantyGuarantorParts | ExpectedLife | ReplacementCost | NominalWidth | [10 empty] | 209190 |  |  | 0.025000 | 0.037000 |  |  | 2.300000 | Construction Type
2955 | Curtain Wall:Storefront:379197 |  |  |  | 379212 |  | New Construction |  |  |  |  | 125357 | 119625 | Reference |  | Glazed | Size | 209219 | 201928,201929,201930,209039,209220,209221,209222,209223,209224,209225 | Manufacturer |  | 2j55VthSj3Lu0J6fyrpHlG | 1 | System Panel:Glazed:Glazed:379212 |  | InstallationDate | 2955 | WarrantyGuarantorLabor |  | ModelLabel |  | WarrantyDescription |  |  | ProductionYear | [6 empty] | Finish |  | 3.044913 | SerialNumber | WarrantyStartDate | BarCode | AssetIdentifier | Features | TagNumber |  |  |  |  | 1.323875 |  | WarrantyDurationParts | AccessibilityPerformance | CodePerformance | Color | Constituents | Grade | Glass | ModelReference | NominalHeight | NominalLength | Shape | SustainabilityPerformance | WarrantyDurationLabor | FIXED | WarrantyGuarantorParts | ExpectedLife | ReplacementCost | NominalWidth | [10 empty] | 209190 |  |  | 0.025000 | 0.037000 |  |  | 2.300000 | Construction Type
2956 | Curtain Wall:Storefront:379197 |  |  |  | 379214 |  | New Construction |  |  |  |  | 125358 | 119626 | Reference |  | Glazed | Size | 209219 | 201931,201932,201933,209039,209220,209221,209222,209223,209224,209225 | Manufacturer |  | 2j55VthSj3Lu0J6fyrpHlI | 1 | System Panel:Glazed:Glazed:379214 |  | InstallationDate | 2956 | WarrantyGuarantorLabor |  | ModelLabel |  | WarrantyDescription |  |  | ProductionYear | [6 empty] | Finish |  | 3.044913 | SerialNumber | WarrantyStartDate | BarCode | AssetIdentifier | Features | TagNumber |  |  |  |  | 1.323875 |  | WarrantyDurationParts | AccessibilityPerformance | CodePerformance | Color | Constituents | Grade | Glass | ModelReference | NominalHeight | NominalLength | Shape | SustainabilityPerformance | WarrantyDurationLabor | FIXED | WarrantyGuarantorParts | ExpectedLife | ReplacementCost | NominalWidth | [10 empty] | 209190 |  |  | 0.025000 | 0.037000 |  |  | 2.300000 | Construction Type
2957 | Curtain Wall:Storefront:379197 |  |  |  | 379216 |  | New Construction |  |  |  |  | 125359 | 119627 | Reference |  | Glazed | Size | 209219 | 201934,201935,201936,205931,209220,209221,209222,209223,209224,209225 | Manufacturer |  | 2j55VthSj3Lu0J6fyrpHlC | 1 | System Panel:Glazed:Glazed:379216 |  | InstallationDate | 2957 | WarrantyGuarantorLabor |  | ModelLabel |  | WarrantyDescription |  |  | ProductionYear | [6 empty] | Finish |  | 2.987413 | SerialNumber | WarrantyStartDate | BarCode | AssetIdentifier | Features | TagNumber |  |  |  |  | 1.298875 |  | WarrantyDurationParts | AccessibilityPerformance | CodePerformance | Color | Constituents | Grade | Glass | ModelReference | NominalHeight | NominalLength | Shape | SustainabilityPerformance | WarrantyDurationLabor | FIXED | WarrantyGuarantorParts | ExpectedLife | ReplacementCost | NominalWidth | [10 empty] | 209190 |  |  | 0.025000 | 0.037000 |  |  | 2.300000 | Construction Type
2958 | Curtain Wall:Storefront:379239 |  |  |  | 379240 |  | New Construction |  |  |  |  | 125383 | 119649 | Reference |  | Glazed | Size | 209219 | 202014,202015,202016,205936,209220,209221,209222,209223,209224,209225 | Manufacturer |  | 2j55VthSj3Lu0J6fyrpHlq | 1 | System Panel:Glazed:Glazed:379240 |  | InstallationDate | 2958 | WarrantyGuarantorLabor |  | ModelLabel |  | WarrantyDescription |  |  | ProductionYear | [6 empty] | Finish |  | 2.639695 | SerialNumber | WarrantyStartDate | BarCode | AssetIdentifier | Features | TagNumber |  |  |  |  | 1.147693 |  | WarrantyDurationParts | AccessibilityPerformance | CodePerformance | Color | Constituents | Grade | Glass | ModelReference | NominalHeight | NominalLength | Shape | SustainabilityPerformance | WarrantyDurationLabor | FIXED | WarrantyGuarantorParts | ExpectedLife | ReplacementCost | NominalWidth | [10 empty] | 209132 |  |  | 0.025000 | 0.037000 |  |  | 2.300000 | Construction Type
2959 | Curtain Wall:Storefront:379239 |  |  |  | 379242 |  | New Construction |  |  |  |  | 125384 | 119650 | Reference |  | Glazed | Size | 209219 | 202017,202018,202019,205937,209220,209221,209222,209223,209224,209225 | Manufacturer |  | 2j55VthSj3Lu0J6fyrpHls | 1 | System Panel:Glazed:Glazed:379242 |  | InstallationDate | 2959 | WarrantyGuarantorLabor |  | ModelLabel |  | WarrantyDescription |  |  | ProductionYear | [6 empty] | Finish |  | 2.697195 | SerialNumber | WarrantyStartDate | BarCode | AssetIdentifier | Features | TagNumber |  |  |  |  | 1.172693 |  | WarrantyDurationParts | AccessibilityPerformance | CodePerformance | Color | Constituents | Grade | Glass | ModelReference | NominalHeight | NominalLength | Shape | SustainabilityPerformance | WarrantyDurationLabor | FIXED | WarrantyGuarantorParts | ExpectedLife | ReplacementCost | NominalWidth | [10 empty] | 209132 |  |  | 0.025000 | 0.037000 |  |  | 2.300000 | Construction Type
2960 | Curtain Wall:Storefront:379239 |  |  |  | 379244 |  | New Construction |  |  |  |  | 125385 | 119651 | Reference |  | Glazed | Size | 209219 | 202020,202021,202022,205937,209220,209221,209222,209223,209224,209225 | Manufacturer |  | 2j55VthSj3Lu0J6fyrpHlm | 1 | System Panel:Glazed:Glazed:379244 |  | InstallationDate | 2960 | WarrantyGuarantorLabor |  | ModelLabel |  | WarrantyDescription |  |  | ProductionYear | [6 empty] | Finish |  | 2.697195 | SerialNumber | WarrantyStartDate | BarCode | AssetIdentifier | Features | TagNumber |  |  |  |  | 1.172693 |  | WarrantyDurationParts | AccessibilityPerformance | CodePerformance | Color | Constituents | Grade | Glass | ModelReference | NominalHeight | NominalLength | Shape | SustainabilityPerformance | WarrantyDurationLabor | FIXED | WarrantyGuarantorParts | ExpectedLife | ReplacementCost | NominalWidth | [10 empty] | 209132 |  |  | 0.025000 | 0.037000 |  |  | 2.300000 | Construction Type
2961 | Curtain Wall:Storefront:379239 |  |  |  | 379246 |  | New Construction |  |  |  |  | 125386 | 119652 | Reference |  | Glazed | Size | 209219 | 202023,202024,202025,205936,209220,209221,209222,209223,209224,209225 | Manufacturer |  | 2j55VthSj3Lu0J6fyrpHlo | 1 | System Panel:Glazed:Glazed:379246 |  | InstallationDate | 2961 | WarrantyGuarantorLabor |  | ModelLabel |  | WarrantyDescription |  |  | ProductionYear | [6 empty] | Finish |  | 2.639695 | SerialNumber | WarrantyStartDate | BarCode | AssetIdentifier | Features | TagNumber |  |  |  |  | 1.147693 |  | WarrantyDurationParts | AccessibilityPerformance | CodePerformance | Color | Constituents | Grade | Glass | ModelReference | NominalHeight | NominalLength | Shape | SustainabilityPerformance | WarrantyDurationLabor | FIXED | WarrantyGuarantorParts | ExpectedLife | ReplacementCost | NominalWidth | [10 empty] | 209132 |  |  | 0.025000 | 0.037000 |  |  | 2.300000 | Construction Type
2824 | Curtain Wall:Storefront:220417 |  |  |  | 281016 |  | New Construction |  |  |  |  | 123875 | 118528 | Reference |  | Glazed | Size | 209219 | 195160,195161,195162,205855,209220,209221,209222,209223,209224,209225 | Manufacturer |  | 0bpfxAz3XBrAx$RjFuHuAE | 1 | System Panel:Glazed:Glazed:281016 |  | InstallationDate | 2824 | WarrantyGuarantorLabor |  | ModelLabel |  | WarrantyDescription |  |  | ProductionYear | [6 empty] | Finish |  | 3.047213 | SerialNumber | WarrantyStartDate | BarCode | AssetIdentifier | Features | TagNumber |  |  |  |  | 1.324875 |  | WarrantyDurationParts | AccessibilityPerformance | CodePerformance | Color | Constituents | Grade | Glass | ModelReference | NominalHeight | NominalLength | Shape | SustainabilityPerformance | WarrantyDurationLabor | FIXED | WarrantyGuarantorParts | ExpectedLife | ReplacementCost | NominalWidth | [10 empty] | 209189 |  |  | 0.025000 | 0.037000 |  |  | 2.300000 | Construction Type
2825 | Curtain Wall:Storefront:220417 |  |  |  | 281023 |  | New Construction |  |  |  |  | 123880 | 118533 | Reference |  | Glazed | Size | 209219 | 195175,195176,195177,209031,209220,209221,209222,209223,209224,209225 | Manufacturer |  | 0bpfxAz3XBrAx$RjFuHuA9 | 1 | System Panel:Glazed:Glazed:281023 |  | InstallationDate | 2825 | WarrantyGuarantorLabor |  | ModelLabel |  | WarrantyDescription |  |  | ProductionYear | [6 empty] | Finish |  | 3.104713 | SerialNumber | WarrantyStartDate | BarCode | AssetIdentifier | Features | TagNumber |  |  |  |  | 1.349875 |  | WarrantyDurationParts | AccessibilityPerformance | CodePerformance | Color | Constituents | Grade | Glass | ModelReference | NominalHeight | NominalLength | Shape | SustainabilityPerformance | WarrantyDurationLabor | FIXED | WarrantyGuarantorParts | ExpectedLife | ReplacementCost | NominalWidth | [10 empty] | 209189 |  |  | 0.025000 | 0.037000 |  |  | 2.300000 | Construction Type
2826 | Curtain Wall:Storefront:220417 |  |  |  | 281025 |  | New Construction |  |  |  |  | 123881 | 118534 | Reference |  | Glazed | Size | 209219 | 195178,195179,195180,209031,209220,209221,209222,209223,209224,209225 | Manufacturer |  | 0bpfxAz3XBrAx$RjFuHuBt | 1 | System Panel:Glazed:Glazed:281025 |  | InstallationDate | 2826 | WarrantyGuarantorLabor |  | ModelLabel |  | WarrantyDescription |  |  | ProductionYear | [6 empty] | Finish |  | 3.104713 | SerialNumber | WarrantyStartDate | BarCode | AssetIdentifier | Features | TagNumber |  |  |  |  | 1.349875 |  | WarrantyDurationParts | AccessibilityPerformance | CodePerformance | Color | Constituents | Grade | Glass | ModelReference | NominalHeight | NominalLength | Shape | SustainabilityPerformance | WarrantyDurationLabor | FIXED | WarrantyGuarantorParts | ExpectedLife | ReplacementCost | NominalWidth | [10 empty] | 209189 |  |  | 0.025000 | 0.037000 |  |  | 2.300000 | Construction Type
2827 | Curtain Wall:Storefront:220417 |  |  |  | 281027 |  | New Construction |  |  |  |  | 123882 | 118535 | Reference |  | Glazed | Size | 209219 | 195181,195182,195183,209031,209220,209221,209222,209223,209224,209225 | Manufacturer |  | 0bpfxAz3XBrAx$RjFuHuBr | 1 | System Panel:Glazed:Glazed:281027 |  | InstallationDate | 2827 | WarrantyGuarantorLabor |  | ModelLabel |  | WarrantyDescription |  |  | ProductionYear | [6 empty] | Finish |  | 3.104713 | SerialNumber | WarrantyStartDate | BarCode | AssetIdentifier | Features | TagNumber |  |  |  |  | 1.349875 |  | WarrantyDurationParts | AccessibilityPerformance | CodePerformance | Color | Constituents | Grade | Glass | ModelReference | NominalHeight | NominalLength | Shape | SustainabilityPerformance | WarrantyDurationLabor | FIXED | WarrantyGuarantorParts | ExpectedLife | ReplacementCost | NominalWidth | [10 empty] | 209189 |  |  | 0.025000 | 0.037000 |  |  | 2.300000 | Construction Type
2828 | Curtain Wall:Storefront:220417 |  |  |  | 281029 |  | New Construction |  |  |  |  | 123883 | 118536 | Reference |  | Glazed | Size | 209219 | 195184,195185,195186,209031,209220,209221,209222,209223,209224,209225 | Manufacturer |  | 0bpfxAz3XBrAx$RjFuHuBp | 1 | System Panel:Glazed:Glazed:281029 |  | InstallationDate | 2828 | WarrantyGuarantorLabor |  | ModelLabel |  | WarrantyDescription |  |  | ProductionYear | [6 empty] | Finish |  | 3.104713 | SerialNumber | WarrantyStartDate | BarCode | AssetIdentifier | Features | TagNumber |  |  |  |  | 1.349875 |  | WarrantyDurationParts | AccessibilityPerformance | CodePerformance | Color | Constituents | Grade | Glass | ModelReference | NominalHeight | NominalLength | Shape | SustainabilityPerformance | WarrantyDurationLabor | FIXED | WarrantyGuarantorParts | ExpectedLife | ReplacementCost | NominalWidth | [10 empty] | 209189 |  |  | 0.025000 | 0.037000 |  |  | 2.300000 | Construction Type
2829 | Curtain Wall:Storefront:220417 |  |  |  | 281031 |  | New Construction |  |  |  |  | 123884 | 118537 | Reference |  | Glazed | Size | 209219 | 195187,195188,195189,209031,209220,209221,209222,209223,209224,209225 | Manufacturer |  | 0bpfxAz3XBrAx$RjFuHuBn | 1 | System Panel:Glazed:Glazed:281031 |  | InstallationDate | 2829 | WarrantyGuarantorLabor |  | ModelLabel |  | WarrantyDescription |  |  | ProductionYear | [6 empty] | Finish |  | 3.104713 | SerialNumber | WarrantyStartDate | BarCode | AssetIdentifier | Features | TagNumber |  |  |  |  | 1.349875 |  | WarrantyDurationParts | AccessibilityPerformance | CodePerformance | Color | Constituents | Grade | Glass | ModelReference | NominalHeight | NominalLength | Shape | SustainabilityPerformance | WarrantyDurationLabor | FIXED | WarrantyGuarantorParts | ExpectedLife | ReplacementCost | NominalWidth | [10 empty] | 209189 |  |  | 0.025000 | 0.037000 |  |  | 2.300000 | Construction Type
2830 | Curtain Wall:Storefront:220417 |  |  |  | 281033 |  | New Construction |  |  |  |  | 123885 | 118538 | Reference |  | Glazed | Size | 209219 | 195190,195191,195192,209031,209220,209221,209222,209223,209224,209225 | Manufacturer |  | 0bpfxAz3XBrAx$RjFuHuB$ | 1 | System Panel:Glazed:Glazed:281033 |  | InstallationDate | 2830 | WarrantyGuarantorLabor |  | ModelLabel |  | WarrantyDescription |  |  | ProductionYear | [6 empty] | Finish |  | 3.104713 | SerialNumber | WarrantyStartDate | BarCode | AssetIdentifier | Features | TagNumber |  |  |  |  | 1.349875 |  | WarrantyDurationParts | AccessibilityPerformance | CodePerformance | Color | Constituents | Grade | Glass | ModelReference | NominalHeight | NominalLength | Shape | SustainabilityPerformance | WarrantyDurationLabor | FIXED | WarrantyGuarantorParts | ExpectedLife | ReplacementCost | NominalWidth | [10 empty] | 209189 |  |  | 0.025000 | 0.037000 |  |  | 2.300000 | Construction Type
2831 | Curtain Wall:Storefront:220417 |  |  |  | 281035 |  | New Construction |  |  |  |  | 123886 | 118539 | Reference |  | Glazed | Size | 209219 | 195193,195194,195195,205855,209220,209221,209222,209223,209224,209225 | Manufacturer |  | 0bpfxAz3XBrAx$RjFuHuBz | 1 | System Panel:Glazed:Glazed:281035 |  | InstallationDate | 2831 | WarrantyGuarantorLabor |  | ModelLabel |  | WarrantyDescription |  |  | ProductionYear | [6 empty] | Finish |  | 3.047213 | SerialNumber | WarrantyStartDate | BarCode | AssetIdentifier | Features | TagNumber |  |  |  |  | 1.324875 |  | WarrantyDurationParts | AccessibilityPerformance | CodePerformance | Color | Constituents | Grade | Glass | ModelReference | NominalHeight | NominalLength | Shape | SustainabilityPerformance | WarrantyDurationLabor | FIXED | WarrantyGuarantorParts | ExpectedLife | ReplacementCost | NominalWidth | [10 empty] | 209189 |  |  | 0.025000 | 0.037000 |  |  | 2.300000 | Construction Type
2896 | Curtain Wall:Storefront:300135 |  |  |  | 300136 |  | New Construction |  |  |  |  | 124746 | 119332 | Reference |  | Glazed | Size | 209219 | 199173,199174,199175,204253,209220,209221,209222,209223,209224,209225 | Manufacturer |  | 2cDwFtdqL6M96IeSv7p8ha | 1 | System Panel:Glazed:Glazed:300136 |  | InstallationDate | 2896 | WarrantyGuarantorLabor |  | ModelLabel |  | WarrantyDescription |  |  | ProductionYear | [6 empty] | Finish |  | 1.912251 | SerialNumber | WarrantyStartDate | BarCode | AssetIdentifier | Features | TagNumber | [6 empty] | WarrantyDurationParts | AccessibilityPerformance | CodePerformance | Color | Constituents | Grade | Glass | ModelReference | NominalHeight | NominalLength | Shape | SustainabilityPerformance | WarrantyDurationLabor | FIXED | WarrantyGuarantorParts | ExpectedLife | ReplacementCost | NominalWidth | [10 empty] | 209183 |  |  | 0.025000 | 0.037000 |  |  |  | Construction Type
2897 | Curtain Wall:Storefront:300135 |  |  |  | 300142 |  | New Construction |  |  |  |  | 124747 | 119333 | Reference |  | Glazed | Size | 209219 | 199176,199177,199178,204254,209220,209221,209222,209223,209224,209225 | Manufacturer |  | 2cDwFtdqL6M96IeSv7p8hY | 1 | System Panel:Glazed:Glazed:300142 |  | InstallationDate | 2897 | WarrantyGuarantorLabor |  | ModelLabel |  | WarrantyDescription |  |  | ProductionYear | [6 empty] | Finish |  | 1.865067 | SerialNumber | WarrantyStartDate | BarCode | AssetIdentifier | Features | TagNumber | [6 empty] | WarrantyDurationParts | AccessibilityPerformance | CodePerformance | Color | Constituents | Grade | Glass | ModelReference | NominalHeight | NominalLength | Shape | SustainabilityPerformance | WarrantyDurationLabor | FIXED | WarrantyGuarantorParts | ExpectedLife | ReplacementCost | NominalWidth | [10 empty] | 209183 |  |  | 0.025000 | 0.037000 |  |  |  | Construction Type
2898 | Curtain Wall:Storefront:300135 |  |  |  | 300148 |  | New Construction |  |  |  |  | 124748 | 119334 | Reference |  | Glazed | Size | 209219 | 199179,199180,199181,204255,209220,209221,209222,209223,209224,209225 | Manufacturer |  | 2cDwFtdqL6M96IeSv7p8hu | 1 | System Panel:Glazed:Glazed:300148 |  | InstallationDate | 2898 | WarrantyGuarantorLabor |  | ModelLabel |  | WarrantyDescription |  |  | ProductionYear | [6 empty] | Finish |  | 1.865052 | SerialNumber | WarrantyStartDate | BarCode | AssetIdentifier | Features | TagNumber | [6 empty] | WarrantyDurationParts | AccessibilityPerformance | CodePerformance | Color | Constituents | Grade | Glass | ModelReference | NominalHeight | NominalLength | Shape | SustainabilityPerformance | WarrantyDurationLabor | FIXED | WarrantyGuarantorParts | ExpectedLife | ReplacementCost | NominalWidth | [10 empty] | 209183 |  |  | 0.025000 | 0.037000 |  |  |  | Construction Type
2899 | Curtain Wall:Storefront:300135 |  |  |  | 300150 |  | New Construction |  |  |  |  | 124749 | 119335 | Reference |  | Glazed | Size | 209219 | 199182,199183,199184,204256,209220,209221,209222,209223,209224,209225 | Manufacturer |  | 2cDwFtdqL6M96IeSv7p8hw | 1 | System Panel:Glazed:Glazed:300150 |  | InstallationDate | 2899 | WarrantyGuarantorLabor |  | ModelLabel |  | WarrantyDescription |  |  | ProductionYear | [6 empty] | Finish |  | 1.912223 | SerialNumber | WarrantyStartDate | BarCode | AssetIdentifier | Features | TagNumber | [6 empty] | WarrantyDurationParts | AccessibilityPerformance | CodePerformance | Color | Constituents | Grade | Glass | ModelReference | NominalHeight | NominalLength | Shape | SustainabilityPerformance | WarrantyDurationLabor | FIXED | WarrantyGuarantorParts | ExpectedLife | ReplacementCost | NominalWidth | [10 empty] | 209183 |  |  | 0.025000 | 0.037000 |  |  |  | Construction Type
2900 | Curtain Wall:Storefront:300135 |  |  |  | 304459 |  | New Construction |  |  |  |  | 124769 | 119355 | Reference |  | Glazed | Size | 209219 | 199242,199243,199244,204276,209220,209221,209222,209223,209224,209225 | Manufacturer |  | 2cDwFtdqL6M96IeSv7pBl7 | 1 | System Panel:Glazed:Glazed:304459 |  | InstallationDate | 2900 | WarrantyGuarantorLabor |  | ModelLabel |  | WarrantyDescription |  |  | ProductionYear | [6 empty] | Finish |  | 1.826118 | SerialNumber | WarrantyStartDate | BarCode | AssetIdentifier | Features | TagNumber | [6 empty] | WarrantyDurationParts | AccessibilityPerformance | CodePerformance | Color | Constituents | Grade | Glass | ModelReference | NominalHeight | NominalLength | Shape | SustainabilityPerformance | WarrantyDurationLabor | FIXED | WarrantyGuarantorParts | ExpectedLife | ReplacementCost | NominalWidth | [10 empty] | 209183 |  |  | 0.025000 | 0.037000 |  |  |  | Construction Type
2901 | Curtain Wall:Storefront:300135 |  |  |  | 304460 |  | New Construction |  |  |  |  | 124770 | 119356 | Reference |  | Glazed | Size | 209219 | 199245,199246,199247,204277,209220,209221,209222,209223,209224,209225 | Manufacturer |  | 2cDwFtdqL6M96IeSv7pBl0 | 1 | System Panel:Glazed:Glazed:304460 |  | InstallationDate | 2901 | WarrantyGuarantorLabor |  | ModelLabel |  | WarrantyDescription |  |  | ProductionYear | [6 empty] | Finish |  | 1.826114 | SerialNumber | WarrantyStartDate | BarCode | AssetIdentifier | Features | TagNumber | [6 empty] | WarrantyDurationParts | AccessibilityPerformance | CodePerformance | Color | Constituents | Grade | Glass | ModelReference | NominalHeight | NominalLength | Shape | SustainabilityPerformance | WarrantyDurationLabor | FIXED | WarrantyGuarantorParts | ExpectedLife | ReplacementCost | NominalWidth | [10 empty] | 209183 |  |  | 0.025000 | 0.037000 |  |  |  | Construction Type
2920 | Curtain Wall:Storefront:303219 |  |  |  | 303220 |  | New Construction |  |  |  |  | 124842 | 119426 | Reference |  | Glazed | Size | 209219 | 199471,199472,199473,205904,209220,209221,209222,209223,209224,209225 | Manufacturer |  | 2cDwFtdqL6M96IeSv7pBxu | 1 | System Panel:Glazed:Glazed:303220 |  | InstallationDate | 2920 | WarrantyGuarantorLabor |  | ModelLabel |  | WarrantyDescription |  |  | ProductionYear | [6 empty] | Finish |  | 1.112511 | SerialNumber | WarrantyStartDate | BarCode | AssetIdentifier | Features | TagNumber |  |  |  |  | 1.220000 |  | WarrantyDurationParts | AccessibilityPerformance | CodePerformance | Color | Constituents | Grade | Glass | ModelReference | NominalHeight | NominalLength | Shape | SustainabilityPerformance | WarrantyDurationLabor | FIXED | WarrantyGuarantorParts | ExpectedLife | ReplacementCost | NominalWidth | [10 empty] | 209177 |  |  | 0.025000 | 0.037000 |  |  | 0.911894 | Construction Type
2921 | Curtain Wall:Storefront:303219 |  |  |  | 303225 |  | New Construction |  |  |  |  | 124843 | 119427 | Reference |  | Glazed | Size | 209219 | 199474,199475,199476,205905,209220,209221,209222,209223,209224,209225 | Manufacturer |  | 2cDwFtdqL6M96IeSv7pBxr | 1 | System Panel:Glazed:Glazed:303225 |  | InstallationDate | 2921 | WarrantyGuarantorLabor |  | ModelLabel |  | WarrantyDescription |  |  | ProductionYear | [6 empty] | Finish |  | 1.135309 | SerialNumber | WarrantyStartDate | BarCode | AssetIdentifier | Features | TagNumber |  |  |  |  | 1.245000 |  | WarrantyDurationParts | AccessibilityPerformance | CodePerformance | Color | Constituents | Grade | Glass | ModelReference | NominalHeight | NominalLength | Shape | SustainabilityPerformance | WarrantyDurationLabor | FIXED | WarrantyGuarantorParts | ExpectedLife | ReplacementCost | NominalWidth | [10 empty] | 209177 |  |  | 0.025000 | 0.037000 |  |  | 0.911894 | Construction Type
2922 | Curtain Wall:Storefront:303219 |  |  |  | 303227 |  | New Construction |  |  |  |  | 124844 | 119428 | Reference |  | Glazed | Size | 209219 | 199477,199478,199479,205905,209220,209221,209222,209223,209224,209225 | Manufacturer |  | 2cDwFtdqL6M96IeSv7pBxt | 1 | System Panel:Glazed:Glazed:303227 |  | InstallationDate | 2922 | WarrantyGuarantorLabor |  | ModelLabel |  | WarrantyDescription |  |  | ProductionYear | [6 empty] | Finish |  | 1.135309 | SerialNumber | WarrantyStartDate | BarCode | AssetIdentifier | Features | TagNumber |  |  |  |  | 1.245000 |  | WarrantyDurationParts | AccessibilityPerformance | CodePerformance | Color | Constituents | Grade | Glass | ModelReference | NominalHeight | NominalLength | Shape | SustainabilityPerformance | WarrantyDurationLabor | FIXED | WarrantyGuarantorParts | ExpectedLife | ReplacementCost | NominalWidth | [10 empty] | 209177 |  |  | 0.025000 | 0.037000 |  |  | 0.911894 | Construction Type
2923 | Curtain Wall:Storefront:303219 |  |  |  | 303229 |  | New Construction |  |  |  |  | 124845 | 119429 | Reference |  | Glazed | Size | 209219 | 199480,199481,199482,205904,209220,209221,209222,209223,209224,209225 | Manufacturer |  | 2cDwFtdqL6M96IeSv7pBxn | 1 | System Panel:Glazed:Glazed:303229 |  | InstallationDate | 2923 | WarrantyGuarantorLabor |  | ModelLabel |  | WarrantyDescription |  |  | ProductionYear | [6 empty] | Finish |  | 1.112511 | SerialNumber | WarrantyStartDate | BarCode | AssetIdentifier | Features | TagNumber |  |  |  |  | 1.220000 |  | WarrantyDurationParts | AccessibilityPerformance | CodePerformance | Color | Constituents | Grade | Glass | ModelReference | NominalHeight | NominalLength | Shape | SustainabilityPerformance | WarrantyDurationLabor | FIXED | WarrantyGuarantorParts | ExpectedLife | ReplacementCost | NominalWidth | [10 empty] | 209177 |  |  | 0.025000 | 0.037000 |  |  | 0.911894 | Construction Type
2924 | Curtain Wall:Storefront:303219 |  |  |  | 303245 |  | New Construction |  |  |  |  | 124846 | 119430 | Reference |  | Glazed | Size | 209219 | 199483,199484,199485,205906,209220,209221,209222,209223,209224,209225 | Manufacturer |  | 2cDwFtdqL6M96IeSv7pBu1 | 1 | System Panel:Glazed:Glazed:303245 |  | InstallationDate | 2924 | WarrantyGuarantorLabor |  | ModelLabel |  | WarrantyDescription |  |  | ProductionYear | [6 empty] | Finish |  | 0.900489 | SerialNumber | WarrantyStartDate | BarCode | AssetIdentifier | Features | TagNumber |  |  |  |  | 1.220000 |  | WarrantyDurationParts | AccessibilityPerformance | CodePerformance | Color | Constituents | Grade | Glass | ModelReference | NominalHeight | NominalLength | Shape | SustainabilityPerformance | WarrantyDurationLabor | FIXED | WarrantyGuarantorParts | ExpectedLife | ReplacementCost | NominalWidth | [10 empty] | 209177 |  |  | 0.025000 | 0.037000 |  |  | 0.738106 | Construction Type
2925 | Curtain Wall:Storefront:303219 |  |  |  | 303246 |  | New Construction |  |  |  |  | 124847 | 119431 | Reference |  | Glazed | Size | 209219 | 199486,199487,199488,205907,209220,209221,209222,209223,209224,209225 | Manufacturer |  | 2cDwFtdqL6M96IeSv7pBu2 | 1 | System Panel:Glazed:Glazed:303246 |  | InstallationDate | 2925 | WarrantyGuarantorLabor |  | ModelLabel |  | WarrantyDescription |  |  | ProductionYear | [6 empty] | Finish |  | 0.918941 | SerialNumber | WarrantyStartDate | BarCode | AssetIdentifier | Features | TagNumber |  |  |  |  | 1.245000 |  | WarrantyDurationParts | AccessibilityPerformance | CodePerformance | Color | Constituents | Grade | Glass | ModelReference | NominalHeight | NominalLength | Shape | SustainabilityPerformance | WarrantyDurationLabor | FIXED | WarrantyGuarantorParts | ExpectedLife | ReplacementCost | NominalWidth | [10 empty] | 209177 |  |  | 0.025000 | 0.037000 |  |  | 0.738106 | Construction Type
2926 | Curtain Wall:Storefront:303219 |  |  |  | 303247 |  | New Construction |  |  |  |  | 124848 | 119432 | Reference |  | Glazed | Size | 209219 | 199489,199490,199491,205907,209220,209221,209222,209223,209224,209225 | Manufacturer |  | 2cDwFtdqL6M96IeSv7pBu3 | 1 | System Panel:Glazed:Glazed:303247 |  | InstallationDate | 2926 | WarrantyGuarantorLabor |  | ModelLabel |  | WarrantyDescription |  |  | ProductionYear | [6 empty] | Finish |  | 0.918941 | SerialNumber | WarrantyStartDate | BarCode | AssetIdentifier | Features | TagNumber |  |  |  |  | 1.245000 |  | WarrantyDurationParts | AccessibilityPerformance | CodePerformance | Color | Constituents | Grade | Glass | ModelReference | NominalHeight | NominalLength | Shape | SustainabilityPerformance | WarrantyDurationLabor | FIXED | WarrantyGuarantorParts | ExpectedLife | ReplacementCost | NominalWidth | [10 empty] | 209177 |  |  | 0.025000 | 0.037000 |  |  | 0.738106 | Construction Type
2927 | Curtain Wall:Storefront:303219 |  |  |  | 303248 |  | New Construction |  |  |  |  | 124849 | 119433 | Reference |  | Glazed | Size | 209219 | 199492,199493,199494,205906,209220,209221,209222,209223,209224,209225 | Manufacturer |  | 2cDwFtdqL6M96IeSv7pBuS | 1 | System Panel:Glazed:Glazed:303248 |  | InstallationDate | 2927 | WarrantyGuarantorLabor |  | ModelLabel |  | WarrantyDescription |  |  | ProductionYear | [6 empty] | Finish |  | 0.900489 | SerialNumber | WarrantyStartDate | BarCode | AssetIdentifier | Features | TagNumber |  |  |  |  | 1.220000 |  | WarrantyDurationParts | AccessibilityPerformance | CodePerformance | Color | Constituents | Grade | Glass | ModelReference | NominalHeight | NominalLength | Shape | SustainabilityPerformance | WarrantyDurationLabor | FIXED | WarrantyGuarantorParts | ExpectedLife | ReplacementCost | NominalWidth | [10 empty] | 209177 |  |  | 0.025000 | 0.037000 |  |  | 0.738106 | Construction Type
2968 | Curtain Wall:Storefront:381859 |  |  |  | 381860 |  | New Construction |  |  |  |  | 125439 | 119697 | Reference |  | Glazed | Size | 209219 | 202198,202199,202200,205942,209220,209221,209222,209223,209224,209225 | Manufacturer |  | 2j55VthSj3Lu0J6fyrpG4u | 1 | System Panel:Glazed:Glazed:381860 |  | InstallationDate | 2968 | WarrantyGuarantorLabor |  | ModelLabel |  | WarrantyDescription |  |  | ProductionYear | [6 empty] | Finish |  | 1.112511 | SerialNumber | WarrantyStartDate | BarCode | AssetIdentifier | Features | TagNumber |  |  |  |  | 1.220000 |  | WarrantyDurationParts | AccessibilityPerformance | CodePerformance | Color | Constituents | Grade | Glass | ModelReference | NominalHeight | NominalLength | Shape | SustainabilityPerformance | WarrantyDurationLabor | FIXED | WarrantyGuarantorParts | ExpectedLife | ReplacementCost | NominalWidth | [10 empty] | 209178 |  |  | 0.025000 | 0.037000 |  |  | 0.911894 | Construction Type
2969 | Curtain Wall:Storefront:381859 |  |  |  | 381862 |  | New Construction |  |  |  |  | 125440 | 119698 | Reference |  | Glazed | Size | 209219 | 202201,202202,202203,205943,209220,209221,209222,209223,209224,209225 | Manufacturer |  | 2j55VthSj3Lu0J6fyrpG4w | 1 | System Panel:Glazed:Glazed:381862 |  | InstallationDate | 2969 | WarrantyGuarantorLabor |  | ModelLabel |  | WarrantyDescription |  |  | ProductionYear | [6 empty] | Finish |  | 1.135309 | SerialNumber | WarrantyStartDate | BarCode | AssetIdentifier | Features | TagNumber |  |  |  |  | 1.245000 |  | WarrantyDurationParts | AccessibilityPerformance | CodePerformance | Color | Constituents | Grade | Glass | ModelReference | NominalHeight | NominalLength | Shape | SustainabilityPerformance | WarrantyDurationLabor | FIXED | WarrantyGuarantorParts | ExpectedLife | ReplacementCost | NominalWidth | [10 empty] | 209178 |  |  | 0.025000 | 0.037000 |  |  | 0.911894 | Construction Type
2970 | Curtain Wall:Storefront:381859 |  |  |  | 381864 |  | New Construction |  |  |  |  | 125441 | 119699 | Reference |  | Glazed | Size | 209219 | 202204,202205,202206,205943,209220,209221,209222,209223,209224,209225 | Manufacturer |  | 2j55VthSj3Lu0J6fyrpG4q | 1 | System Panel:Glazed:Glazed:381864 |  | InstallationDate | 2970 | WarrantyGuarantorLabor |  | ModelLabel |  | WarrantyDescription |  |  | ProductionYear | [6 empty] | Finish |  | 1.135309 | SerialNumber | WarrantyStartDate | BarCode | AssetIdentifier | Features | TagNumber |  |  |  |  | 1.245000 |  | WarrantyDurationParts | AccessibilityPerformance | CodePerformance | Color | Constituents | Grade | Glass | ModelReference | NominalHeight | NominalLength | Shape | SustainabilityPerformance | WarrantyDurationLabor | FIXED | WarrantyGuarantorParts | ExpectedLife | ReplacementCost | NominalWidth | [10 empty] | 209178 |  |  | 0.025000 | 0.037000 |  |  | 0.911894 | Construction Type
2971 | Curtain Wall:Storefront:381859 |  |  |  | 381866 |  | New Construction |  |  |  |  | 125442 | 119700 | Reference |  | Glazed | Size | 209219 | 202207,202208,202209,205942,209220,209221,209222,209223,209224,209225 | Manufacturer |  | 2j55VthSj3Lu0J6fyrpG4s | 1 | System Panel:Glazed:Glazed:381866 |  | InstallationDate | 2971 | WarrantyGuarantorLabor |  | ModelLabel |  | WarrantyDescription |  |  | ProductionYear | [6 empty] | Finish |  | 1.112511 | SerialNumber | WarrantyStartDate | BarCode | AssetIdentifier | Features | TagNumber |  |  |  |  | 1.220000 |  | WarrantyDurationParts | AccessibilityPerformance | CodePerformance | Color | Constituents | Grade | Glass | ModelReference | NominalHeight | NominalLength | Shape | SustainabilityPerformance | WarrantyDurationLabor | FIXED | WarrantyGuarantorParts | ExpectedLife | ReplacementCost | NominalWidth | [10 empty] | 209178 |  |  | 0.025000 | 0.037000 |  |  | 0.911894 | Construction Type
2972 | Curtain Wall:Storefront:381859 |  |  |  | 381880 |  | New Construction |  |  |  |  | 125443 | 119701 | Reference |  | Glazed | Size | 209219 | 202210,202211,202212,205944,209220,209221,209222,209223,209224,209225 | Manufacturer |  | 2j55VthSj3Lu0J6fyrpG4a | 1 | System Panel:Glazed:Glazed:381880 |  | InstallationDate | 2972 | WarrantyGuarantorLabor |  | ModelLabel |  | WarrantyDescription |  |  | ProductionYear | [6 empty] | Finish |  | 0.900489 | SerialNumber | WarrantyStartDate | BarCode | AssetIdentifier | Features | TagNumber |  |  |  |  | 1.220000 |  | WarrantyDurationParts | AccessibilityPerformance | CodePerformance | Color | Constituents | Grade | Glass | ModelReference | NominalHeight | NominalLength | Shape | SustainabilityPerformance | WarrantyDurationLabor | FIXED | WarrantyGuarantorParts | ExpectedLife | ReplacementCost | NominalWidth | [10 empty] | 209178 |  |  | 0.025000 | 0.037000 |  |  | 0.738106 | Construction Type
2973 | Curtain Wall:Storefront:381859 |  |  |  | 381881 |  | New Construction |  |  |  |  | 125444 | 119702 | Reference |  | Glazed | Size | 209219 | 202213,202214,202215,205945,209220,209221,209222,209223,209224,209225 | Manufacturer |  | 2j55VthSj3Lu0J6fyrpG4b | 1 | System Panel:Glazed:Glazed:381881 |  | InstallationDate | 2973 | WarrantyGuarantorLabor |  | ModelLabel |  | WarrantyDescription |  |  | ProductionYear | [6 empty] | Finish |  | 0.918941 | SerialNumber | WarrantyStartDate | BarCode | AssetIdentifier | Features | TagNumber |  |  |  |  | 1.245000 |  | WarrantyDurationParts | AccessibilityPerformance | CodePerformance | Color | Constituents | Grade | Glass | ModelReference | NominalHeight | NominalLength | Shape | SustainabilityPerformance | WarrantyDurationLabor | FIXED | WarrantyGuarantorParts | ExpectedLife | ReplacementCost | NominalWidth | [10 empty] | 209178 |  |  | 0.025000 | 0.037000 |  |  | 0.738106 | Construction Type
2974 | Curtain Wall:Storefront:381859 |  |  |  | 381882 |  | New Construction |  |  |  |  | 125445 | 119703 | Reference |  | Glazed | Size | 209219 | 202216,202217,202218,205945,209220,209221,209222,209223,209224,209225 | Manufacturer |  | 2j55VthSj3Lu0J6fyrpG4c | 1 | System Panel:Glazed:Glazed:381882 |  | InstallationDate | 2974 | WarrantyGuarantorLabor |  | ModelLabel |  | WarrantyDescription |  |  | ProductionYear | [6 empty] | Finish |  | 0.918941 | SerialNumber | WarrantyStartDate | BarCode | AssetIdentifier | Features | TagNumber |  |  |  |  | 1.245000 |  | WarrantyDurationParts | AccessibilityPerformance | CodePerformance | Color | Constituents | Grade | Glass | ModelReference | NominalHeight | NominalLength | Shape | SustainabilityPerformance | WarrantyDurationLabor | FIXED | WarrantyGuarantorParts | ExpectedLife | ReplacementCost | NominalWidth | [10 empty] | 209178 |  |  | 0.025000 | 0.037000 |  |  | 0.738106 | Construction Type
2975 | Curtain Wall:Storefront:381859 |  |  |  | 381883 |  | New Construction |  |  |  |  | 125446 | 119704 | Reference |  | Glazed | Size | 209219 | 202219,202220,202221,205944,209220,209221,209222,209223,209224,209225 | Manufacturer |  | 2j55VthSj3Lu0J6fyrpG4d | 1 | System Panel:Glazed:Glazed:381883 |  | InstallationDate | 2975 | WarrantyGuarantorLabor |  | ModelLabel |  | WarrantyDescription |  |  | ProductionYear | [6 empty] | Finish |  | 0.900489 | SerialNumber | WarrantyStartDate | BarCode | AssetIdentifier | Features | TagNumber |  |  |  |  | 1.220000 |  | WarrantyDurationParts | AccessibilityPerformance | CodePerformance | Color | Constituents | Grade | Glass | ModelReference | NominalHeight | NominalLength | Shape | SustainabilityPerformance | WarrantyDurationLabor | FIXED | WarrantyGuarantorParts | ExpectedLife | ReplacementCost | NominalWidth | [10 empty] | 209178 |  |  | 0.025000 | 0.037000 |  |  | 0.738106 | Construction Type
2902 | Curtain Wall:Storefront:301675 |  |  |  | 301676 |  | New Construction |  |  |  |  | 124778 | 119363 | Reference |  | Glazed | Size | 209219 | 199274,199275,199276,205901,209220,209221,209222,209223,209224,209225 | Manufacturer |  | 2cDwFtdqL6M96IeSv7p8JW | 1 | System Panel:Glazed:Glazed:301676 |  | InstallationDate | 2902 | WarrantyGuarantorLabor |  | ModelLabel |  | WarrantyDescription |  |  | ProductionYear | [6 empty] | Finish |  | 1.134757 | SerialNumber | WarrantyStartDate | BarCode | AssetIdentifier | Features | TagNumber |  |  |  |  | 1.244395 |  | WarrantyDurationParts | AccessibilityPerformance | CodePerformance | Color | Constituents | Grade | Glass | ModelReference | NominalHeight | NominalLength | Shape | SustainabilityPerformance | WarrantyDurationLabor | FIXED | WarrantyGuarantorParts | ExpectedLife | ReplacementCost | NominalWidth | [10 empty] | 209205 |  |  | 0.025000 | 0.037000 |  |  | 0.911894 | Construction Type
2903 | Curtain Wall:Storefront:301675 |  |  |  | 301680 |  | New Construction |  |  |  |  | 124779 | 119364 | Reference |  | Glazed | Size | 209219 | 199277,199278,199279,208990,209220,209221,209222,209223,209224,209225 | Manufacturer |  | 2cDwFtdqL6M96IeSv7p8Jy | 1 | System Panel:Glazed:Glazed:301680 |  | InstallationDate | 2903 | WarrantyGuarantorLabor |  | ModelLabel |  | WarrantyDescription |  |  | ProductionYear | [6 empty] | Finish |  | 1.157555 | SerialNumber | WarrantyStartDate | BarCode | AssetIdentifier | Features | TagNumber |  |  |  |  | 1.269395 |  | WarrantyDurationParts | AccessibilityPerformance | CodePerformance | Color | Constituents | Grade | Glass | ModelReference | NominalHeight | NominalLength | Shape | SustainabilityPerformance | WarrantyDurationLabor | FIXED | WarrantyGuarantorParts | ExpectedLife | ReplacementCost | NominalWidth | [10 empty] | 209205 |  |  | 0.025000 | 0.037000 |  |  | 0.911894 | Construction Type
2904 | Curtain Wall:Storefront:301675 |  |  |  | 301682 |  | New Construction |  |  |  |  | 124780 | 119365 | Reference |  | Glazed | Size | 209219 | 199280,199281,199282,208990,209220,209221,209222,209223,209224,209225 | Manufacturer |  | 2cDwFtdqL6M96IeSv7p8J_ | 1 | System Panel:Glazed:Glazed:301682 |  | InstallationDate | 2904 | WarrantyGuarantorLabor |  | ModelLabel |  | WarrantyDescription |  |  | ProductionYear | [6 empty] | Finish |  | 1.157555 | SerialNumber | WarrantyStartDate | BarCode | AssetIdentifier | Features | TagNumber |  |  |  |  | 1.269395 |  | WarrantyDurationParts | AccessibilityPerformance | CodePerformance | Color | Constituents | Grade | Glass | ModelReference | NominalHeight | NominalLength | Shape | SustainabilityPerformance | WarrantyDurationLabor | FIXED | WarrantyGuarantorParts | ExpectedLife | ReplacementCost | NominalWidth | [10 empty] | 209205 |  |  | 0.025000 | 0.037000 |  |  | 0.911894 | Construction Type
2905 | Curtain Wall:Storefront:301675 |  |  |  | 301684 |  | New Construction |  |  |  |  | 124781 | 119366 | Reference |  | Glazed | Size | 209219 | 199283,199284,199285,208990,209220,209221,209222,209223,209224,209225 | Manufacturer |  | 2cDwFtdqL6M96IeSv7p8Ju | 1 | System Panel:Glazed:Glazed:301684 |  | InstallationDate | 2905 | WarrantyGuarantorLabor |  | ModelLabel |  | WarrantyDescription |  |  | ProductionYear | [6 empty] | Finish |  | 1.157555 | SerialNumber | WarrantyStartDate | BarCode | AssetIdentifier | Features | TagNumber |  |  |  |  | 1.269395 |  | WarrantyDurationParts | AccessibilityPerformance | CodePerformance | Color | Constituents | Grade | Glass | ModelReference | NominalHeight | NominalLength | Shape | SustainabilityPerformance | WarrantyDurationLabor | FIXED | WarrantyGuarantorParts | ExpectedLife | ReplacementCost | NominalWidth | [10 empty] | 209205 |  |  | 0.025000 | 0.037000 |  |  | 0.911894 | Construction Type
2906 | Curtain Wall:Storefront:301675 |  |  |  | 301686 |  | New Construction |  |  |  |  | 124782 | 119367 | Reference |  | Glazed | Size | 209219 | 199286,199287,199288,208990,209220,209221,209222,209223,209224,209225 | Manufacturer |  | 2cDwFtdqL6M96IeSv7p8Jw | 1 | System Panel:Glazed:Glazed:301686 |  | InstallationDate | 2906 | WarrantyGuarantorLabor |  | ModelLabel |  | WarrantyDescription |  |  | ProductionYear | [6 empty] | Finish |  | 1.157555 | SerialNumber | WarrantyStartDate | BarCode | AssetIdentifier | Features | TagNumber |  |  |  |  | 1.269395 |  | WarrantyDurationParts | AccessibilityPerformance | CodePerformance | Color | Constituents | Grade | Glass | ModelReference | NominalHeight | NominalLength | Shape | SustainabilityPerformance | WarrantyDurationLabor | FIXED | WarrantyGuarantorParts | ExpectedLife | ReplacementCost | NominalWidth | [10 empty] | 209205 |  |  | 0.025000 | 0.037000 |  |  | 0.911894 | Construction Type
2907 | Curtain Wall:Storefront:301675 |  |  |  | 301688 |  | New Construction |  |  |  |  | 124783 | 119368 | Reference |  | Glazed | Size | 209219 | 199289,199290,199291,205901,209220,209221,209222,209223,209224,209225 | Manufacturer |  | 2cDwFtdqL6M96IeSv7p8Jq | 1 | System Panel:Glazed:Glazed:301688 |  | InstallationDate | 2907 | WarrantyGuarantorLabor |  | ModelLabel |  | WarrantyDescription |  |  | ProductionYear | [6 empty] | Finish |  | 1.134757 | SerialNumber | WarrantyStartDate | BarCode | AssetIdentifier | Features | TagNumber |  |  |  |  | 1.244395 |  | WarrantyDurationParts | AccessibilityPerformance | CodePerformance | Color | Constituents | Grade | Glass | ModelReference | NominalHeight | NominalLength | Shape | SustainabilityPerformance | WarrantyDurationLabor | FIXED | WarrantyGuarantorParts | ExpectedLife | ReplacementCost | NominalWidth | [10 empty] | 209205 |  |  | 0.025000 | 0.037000 |  |  | 0.911894 | Construction Type
2908 | Curtain Wall:Storefront:301675 |  |  |  | 301690 |  | New Construction |  |  |  |  | 124784 | 119369 | Reference |  | Glazed | Size | 209219 | 199292,199293,199294,204284,209220,209221,209222,209223,209224,209225 | Manufacturer |  | 2cDwFtdqL6M96IeSv7p8Js | 1 | System Panel:Glazed:Glazed:301690 |  | InstallationDate | 2908 | WarrantyGuarantorLabor |  | ModelLabel |  | WarrantyDescription |  |  | ProductionYear | [6 empty] | Finish |  | 1.693942 | SerialNumber | WarrantyStartDate | BarCode | AssetIdentifier | Features | TagNumber | [6 empty] | WarrantyDurationParts | AccessibilityPerformance | CodePerformance | Color | Constituents | Grade | Glass | ModelReference | NominalHeight | NominalLength | Shape | SustainabilityPerformance | WarrantyDurationLabor | FIXED | WarrantyGuarantorParts | ExpectedLife | ReplacementCost | NominalWidth | [10 empty] | 209205 |  |  | 0.025000 | 0.037000 |  |  |  | Construction Type
2909 | Curtain Wall:Storefront:301675 |  |  |  | 301691 |  | New Construction |  |  |  |  | 124785 | 119370 | Reference |  | Glazed | Size | 209219 | 199295,199296,199297,208991,209220,209221,209222,209223,209224,209225 | Manufacturer |  | 2cDwFtdqL6M96IeSv7p8Jt | 1 | System Panel:Glazed:Glazed:301691 |  | InstallationDate | 2909 | WarrantyGuarantorLabor |  | ModelLabel |  | WarrantyDescription |  |  | ProductionYear | [6 empty] | Finish |  | 1.730320 | SerialNumber | WarrantyStartDate | BarCode | AssetIdentifier | Features | TagNumber |  |  |  |  | 1.269395 |  | WarrantyDurationParts | AccessibilityPerformance | CodePerformance | Color | Constituents | Grade | Glass | ModelReference | NominalHeight | NominalLength | Shape | SustainabilityPerformance | WarrantyDurationLabor | FIXED | WarrantyGuarantorParts | ExpectedLife | ReplacementCost | NominalWidth | [10 empty] | 209205 |  |  | 0.025000 | 0.037000 |  |  | 1.363106 | Construction Type
2910 | Curtain Wall:Storefront:301675 |  |  |  | 301692 |  | New Construction |  |  |  |  | 124786 | 119371 | Reference |  | Glazed | Size | 209219 | 199298,199299,199300,208991,209220,209221,209222,209223,209224,209225 | Manufacturer |  | 2cDwFtdqL6M96IeSv7p8Jm | 1 | System Panel:Glazed:Glazed:301692 |  | InstallationDate | 2910 | WarrantyGuarantorLabor |  | ModelLabel |  | WarrantyDescription |  |  | ProductionYear | [6 empty] | Finish |  | 1.730320 | SerialNumber | WarrantyStartDate | BarCode | AssetIdentifier | Features | TagNumber |  |  |  |  | 1.269395 |  | WarrantyDurationParts | AccessibilityPerformance | CodePerformance | Color | Constituents | Grade | Glass | ModelReference | NominalHeight | NominalLength | Shape | SustainabilityPerformance | WarrantyDurationLabor | FIXED | WarrantyGuarantorParts | ExpectedLife | ReplacementCost | NominalWidth | [10 empty] | 209205 |  |  | 0.025000 | 0.037000 |  |  | 1.363106 | Construction Type
2911 | Curtain Wall:Storefront:301675 |  |  |  | 301693 |  | New Construction |  |  |  |  | 124787 | 119372 | Reference |  | Glazed | Size | 209219 | 199301,199302,199303,208991,209220,209221,209222,209223,209224,209225 | Manufacturer |  | 2cDwFtdqL6M96IeSv7p8Jn | 1 | System Panel:Glazed:Glazed:301693 |  | InstallationDate | 2911 | WarrantyGuarantorLabor |  | ModelLabel |  | WarrantyDescription |  |  | ProductionYear | [6 empty] | Finish |  | 1.730320 | SerialNumber | WarrantyStartDate | BarCode | AssetIdentifier | Features | TagNumber |  |  |  |  | 1.269395 |  | WarrantyDurationParts | AccessibilityPerformance | CodePerformance | Color | Constituents | Grade | Glass | ModelReference | NominalHeight | NominalLength | Shape | SustainabilityPerformance | WarrantyDurationLabor | FIXED | WarrantyGuarantorParts | ExpectedLife | ReplacementCost | NominalWidth | [10 empty] | 209205 |  |  | 0.025000 | 0.037000 |  |  | 1.363106 | Construction Type
2912 | Curtain Wall:Storefront:301675 |  |  |  | 301694 |  | New Construction |  |  |  |  | 124788 | 119373 | Reference |  | Glazed | Size | 209219 | 199304,199305,199306,208991,209220,209221,209222,209223,209224,209225 | Manufacturer |  | 2cDwFtdqL6M96IeSv7p8Jo | 1 | System Panel:Glazed:Glazed:301694 |  | InstallationDate | 2912 | WarrantyGuarantorLabor |  | ModelLabel |  | WarrantyDescription |  |  | ProductionYear | [6 empty] | Finish |  | 1.730320 | SerialNumber | WarrantyStartDate | BarCode | AssetIdentifier | Features | TagNumber |  |  |  |  | 1.269395 |  | WarrantyDurationParts | AccessibilityPerformance | CodePerformance | Color | Constituents | Grade | Glass | ModelReference | NominalHeight | NominalLength | Shape | SustainabilityPerformance | WarrantyDurationLabor | FIXED | WarrantyGuarantorParts | ExpectedLife | ReplacementCost | NominalWidth | [10 empty] | 209205 |  |  | 0.025000 | 0.037000 |  |  | 1.363106 | Construction Type
2913 | Curtain Wall:Storefront:301675 |  |  |  | 301695 |  | New Construction |  |  |  |  | 124789 | 119374 | Reference |  | Glazed | Size | 209219 | 199307,199308,199309,204285,209220,209221,209222,209223,209224,209225 | Manufacturer |  | 2cDwFtdqL6M96IeSv7p8Jp | 1 | System Panel:Glazed:Glazed:301695 |  | InstallationDate | 2913 | WarrantyGuarantorLabor |  | ModelLabel |  | WarrantyDescription |  |  | ProductionYear | [6 empty] | Finish |  | 1.693942 | SerialNumber | WarrantyStartDate | BarCode | AssetIdentifier | Features | TagNumber | [6 empty] | WarrantyDurationParts | AccessibilityPerformance | CodePerformance | Color | Constituents | Grade | Glass | ModelReference | NominalHeight | NominalLength | Shape | SustainabilityPerformance | WarrantyDurationLabor | FIXED | WarrantyGuarantorParts | ExpectedLife | ReplacementCost | NominalWidth | [10 empty] | 209205 |  |  | 0.025000 | 0.037000 |  |  |  | Construction Type
2914 | Curtain Wall:Storefront:301675 |  |  |  | 307707 |  | New Construction |  |  |  |  | 124816 | 119401 | Reference |  | Glazed | Size | 209219 | 199388,199389,199390,204288,209220,209221,209222,209223,209224,209225 | Manufacturer |  | 0ayGa9swL6Jvmb9DQx3wjo | 1 | System Panel:Glazed:Glazed:307707 |  | InstallationDate | 2914 | WarrantyGuarantorLabor |  | ModelLabel |  | WarrantyDescription |  |  | ProductionYear | [6 empty] | Finish |  | 0.171878 | SerialNumber | WarrantyStartDate | BarCode | AssetIdentifier | Features | TagNumber | [6 empty] | WarrantyDurationParts | AccessibilityPerformance | CodePerformance | Color | Constituents | Grade | Glass | ModelReference | NominalHeight | NominalLength | Shape | SustainabilityPerformance | WarrantyDurationLabor | FIXED | WarrantyGuarantorParts | ExpectedLife | ReplacementCost | NominalWidth | [10 empty] | 209205 |  |  | 0.025000 | 0.037000 |  |  |  | Construction Type
2915 | Curtain Wall:Storefront:301675 |  |  |  | 307708 |  | New Construction |  |  |  |  | 124817 | 119402 | Reference |  | Glazed | Size | 209219 | 199391,199392,199393,204289,209220,209221,209222,209223,209224,209225 | Manufacturer |  | 0ayGa9swL6Jvmb9DQx3wjr | 1 | System Panel:Glazed:Glazed:307708 |  | InstallationDate | 2915 | WarrantyGuarantorLabor |  | ModelLabel |  | WarrantyDescription |  |  | ProductionYear | [6 empty] | Finish |  | 0.609917 | SerialNumber | WarrantyStartDate | BarCode | AssetIdentifier | Features | TagNumber | [6 empty] | WarrantyDurationParts | AccessibilityPerformance | CodePerformance | Color | Constituents | Grade | Glass | ModelReference | NominalHeight | NominalLength | Shape | SustainabilityPerformance | WarrantyDurationLabor | FIXED | WarrantyGuarantorParts | ExpectedLife | ReplacementCost | NominalWidth | [10 empty] | 209205 |  |  | 0.025000 | 0.037000 |  |  |  | Construction Type
2916 | Curtain Wall:Storefront:301675 |  |  |  | 307709 |  | New Construction |  |  |  |  | 124818 | 119403 | Reference |  | Glazed | Size | 209219 | 199394,199395,199396,204290,209220,209221,209222,209223,209224,209225 | Manufacturer |  | 0ayGa9swL6Jvmb9DQx3wjq | 1 | System Panel:Glazed:Glazed:307709 |  | InstallationDate | 2916 | WarrantyGuarantorLabor |  | ModelLabel |  | WarrantyDescription |  |  | ProductionYear | [6 empty] | Finish |  | 0.830402 | SerialNumber | WarrantyStartDate | BarCode | AssetIdentifier | Features | TagNumber | [6 empty] | WarrantyDurationParts | AccessibilityPerformance | CodePerformance | Color | Constituents | Grade | Glass | ModelReference | NominalHeight | NominalLength | Shape | SustainabilityPerformance | WarrantyDurationLabor | FIXED | WarrantyGuarantorParts | ExpectedLife | ReplacementCost | NominalWidth | [10 empty] | 209205 |  |  | 0.025000 | 0.037000 |  |  |  | Construction Type
2917 | Curtain Wall:Storefront:301675 |  |  |  | 307710 |  | New Construction |  |  |  |  | 124819 | 119404 | Reference |  | Glazed | Size | 209219 | 199397,199398,199399,204291,209220,209221,209222,209223,209224,209225 | Manufacturer |  | 0ayGa9swL6Jvmb9DQx3wjt | 1 | System Panel:Glazed:Glazed:307710 |  | InstallationDate | 2917 | WarrantyGuarantorLabor |  | ModelLabel |  | WarrantyDescription |  |  | ProductionYear | [6 empty] | Finish |  | 0.830402 | SerialNumber | WarrantyStartDate | BarCode | AssetIdentifier | Features | TagNumber | [6 empty] | WarrantyDurationParts | AccessibilityPerformance | CodePerformance | Color | Constituents | Grade | Glass | ModelReference | NominalHeight | NominalLength | Shape | SustainabilityPerformance | WarrantyDurationLabor | FIXED | WarrantyGuarantorParts | ExpectedLife | ReplacementCost | NominalWidth | [10 empty] | 209205 |  |  | 0.025000 | 0.037000 |  |  |  | Construction Type
2918 | Curtain Wall:Storefront:301675 |  |  |  | 307711 |  | New Construction |  |  |  |  | 124820 | 119405 | Reference |  | Glazed | Size | 209219 | 199400,199401,199402,204292,209220,209221,209222,209223,209224,209225 | Manufacturer |  | 0ayGa9swL6Jvmb9DQx3wjs | 1 | System Panel:Glazed:Glazed:307711 |  | InstallationDate | 2918 | WarrantyGuarantorLabor |  | ModelLabel |  | WarrantyDescription |  |  | ProductionYear | [6 empty] | Finish |  | 0.609917 | SerialNumber | WarrantyStartDate | BarCode | AssetIdentifier | Features | TagNumber | [6 empty] | WarrantyDurationParts | AccessibilityPerformance | CodePerformance | Color | Constituents | Grade | Glass | ModelReference | NominalHeight | NominalLength | Shape | SustainabilityPerformance | WarrantyDurationLabor | FIXED | WarrantyGuarantorParts | ExpectedLife | ReplacementCost | NominalWidth | [10 empty] | 209205 |  |  | 0.025000 | 0.037000 |  |  |  | Construction Type
2919 | Curtain Wall:Storefront:301675 |  |  |  | 307712 |  | New Construction |  |  |  |  | 124821 | 119406 | Reference |  | Glazed | Size | 209219 | 199403,199404,199405,204293,209220,209221,209222,209223,209224,209225 | Manufacturer |  | 0ayGa9swL6Jvmb9DQx3wY9 | 1 | System Panel:Glazed:Glazed:307712 |  | InstallationDate | 2919 | WarrantyGuarantorLabor |  | ModelLabel |  | WarrantyDescription |  |  | ProductionYear | [6 empty] | Finish |  | 0.171878 | SerialNumber | WarrantyStartDate | BarCode | AssetIdentifier | Features | TagNumber | [6 empty] | WarrantyDurationParts | AccessibilityPerformance | CodePerformance | Color | Constituents | Grade | Glass | ModelReference | NominalHeight | NominalLength | Shape | SustainabilityPerformance | WarrantyDurationLabor | FIXED | WarrantyGuarantorParts | ExpectedLife | ReplacementCost | NominalWidth | [10 empty] | 209205 |  |  | 0.025000 | 0.037000 |  |  |  | Construction Type
2934 | Curtain Wall:Storefront:374952 |  |  |  | 303241 |  | New Construction |  |  |  |  | 125264 | 119546 | Reference |  | Glazed | Size | 209219 | 201593,201594,201595,204350,209220,209221,209222,209223,209224,209225 | Manufacturer |  | 2cDwFtdqL6M96IeSv7pBu5 | 1 | System Panel:Glazed:Glazed:303241 |  | InstallationDate | 2934 | WarrantyGuarantorLabor |  | ModelLabel |  | WarrantyDescription |  |  | ProductionYear | [6 empty] | Finish |  | 1.136828 | SerialNumber | WarrantyStartDate | BarCode | AssetIdentifier | Features | TagNumber |  |  |  |  | 1.246667 |  | WarrantyDurationParts | AccessibilityPerformance | CodePerformance | Color | Constituents | Grade | Glass | ModelReference | NominalHeight | NominalLength | Shape | SustainabilityPerformance | WarrantyDurationLabor | FIXED | WarrantyGuarantorParts | ExpectedLife | ReplacementCost | NominalWidth | [10 empty] | 209173 |  |  | 0.025000 | 0.037000 |  |  | 0.911894 | Construction Type
2935 | Curtain Wall:Storefront:374952 |  |  |  | 303243 |  | New Construction |  |  |  |  | 125265 | 119547 | Reference |  | Glazed | Size | 209219 | 201596,201597,201598,205921,209220,209221,209222,209223,209224,209225 | Manufacturer |  | 2cDwFtdqL6M96IeSv7pBu7 | 1 | System Panel:Glazed:Glazed:303243 |  | InstallationDate | 2935 | WarrantyGuarantorLabor |  | ModelLabel |  | WarrantyDescription |  |  | ProductionYear | [6 empty] | Finish |  | 1.114031 | SerialNumber | WarrantyStartDate | BarCode | AssetIdentifier | Features | TagNumber |  |  |  |  | 1.221667 |  | WarrantyDurationParts | AccessibilityPerformance | CodePerformance | Color | Constituents | Grade | Glass | ModelReference | NominalHeight | NominalLength | Shape | SustainabilityPerformance | WarrantyDurationLabor | FIXED | WarrantyGuarantorParts | ExpectedLife | ReplacementCost | NominalWidth | [10 empty] | 209173 |  |  | 0.025000 | 0.037000 |  |  | 0.911894 | Construction Type
2936 | Curtain Wall:Storefront:374952 |  |  |  | 303254 |  | New Construction |  |  |  |  | 125266 | 119548 | Reference |  | Glazed | Size | 209219 | 201599,201600,201601,204351,209220,209221,209222,209223,209224,209225 | Manufacturer |  | 2cDwFtdqL6M96IeSv7pBuQ | 1 | System Panel:Glazed:Glazed:303254 |  | InstallationDate | 2936 | WarrantyGuarantorLabor |  | ModelLabel |  | WarrantyDescription |  |  | ProductionYear | [6 empty] | Finish |  | 0.920172 | SerialNumber | WarrantyStartDate | BarCode | AssetIdentifier | Features | TagNumber |  |  |  |  | 1.246667 |  | WarrantyDurationParts | AccessibilityPerformance | CodePerformance | Color | Constituents | Grade | Glass | ModelReference | NominalHeight | NominalLength | Shape | SustainabilityPerformance | WarrantyDurationLabor | FIXED | WarrantyGuarantorParts | ExpectedLife | ReplacementCost | NominalWidth | [10 empty] | 209173 |  |  | 0.025000 | 0.037000 |  |  | 0.738106 | Construction Type
2937 | Curtain Wall:Storefront:374952 |  |  |  | 303255 |  | New Construction |  |  |  |  | 125267 | 119549 | Reference |  | Glazed | Size | 209219 | 201602,201603,201604,205922,209220,209221,209222,209223,209224,209225 | Manufacturer |  | 2cDwFtdqL6M96IeSv7pBuR | 1 | System Panel:Glazed:Glazed:303255 |  | InstallationDate | 2937 | WarrantyGuarantorLabor |  | ModelLabel |  | WarrantyDescription |  |  | ProductionYear | [6 empty] | Finish |  | 0.901719 | SerialNumber | WarrantyStartDate | BarCode | AssetIdentifier | Features | TagNumber |  |  |  |  | 1.221667 |  | WarrantyDurationParts | AccessibilityPerformance | CodePerformance | Color | Constituents | Grade | Glass | ModelReference | NominalHeight | NominalLength | Shape | SustainabilityPerformance | WarrantyDurationLabor | FIXED | WarrantyGuarantorParts | ExpectedLife | ReplacementCost | NominalWidth | [10 empty] | 209173 |  |  | 0.025000 | 0.037000 |  |  | 0.738106 | Construction Type
2938 | Curtain Wall:Storefront:374952 |  |  |  | 374931 |  | New Construction |  |  |  |  | 125281 | 119563 | Reference |  | Glazed | Size | 209219 | 201644,201645,201646,205921,209220,209221,209222,209223,209224,209225 | Manufacturer |  | 2j55VthSj3Lu0J6fyrpMeF | 1 | System Panel:Glazed:Glazed:374931 |  | InstallationDate | 2938 | WarrantyGuarantorLabor |  | ModelLabel |  | WarrantyDescription |  |  | ProductionYear | [6 empty] | Finish |  | 1.114031 | SerialNumber | WarrantyStartDate | BarCode | AssetIdentifier | Features | TagNumber |  |  |  |  | 1.221667 |  | WarrantyDurationParts | AccessibilityPerformance | CodePerformance | Color | Constituents | Grade | Glass | ModelReference | NominalHeight | NominalLength | Shape | SustainabilityPerformance | WarrantyDurationLabor | FIXED | WarrantyGuarantorParts | ExpectedLife | ReplacementCost | NominalWidth | [10 empty] | 209173 |  |  | 0.025000 | 0.037000 |  |  | 0.911894 | Construction Type
2939 | Curtain Wall:Storefront:374952 |  |  |  | 374932 |  | New Construction |  |  |  |  | 125282 | 119564 | Reference |  | Glazed | Size | 209219 | 201647,201648,201649,205922,209220,209221,209222,209223,209224,209225 | Manufacturer |  | 2j55VthSj3Lu0J6fyrpMe8 | 1 | System Panel:Glazed:Glazed:374932 |  | InstallationDate | 2939 | WarrantyGuarantorLabor |  | ModelLabel |  | WarrantyDescription |  |  | ProductionYear | [6 empty] | Finish |  | 0.901719 | SerialNumber | WarrantyStartDate | BarCode | AssetIdentifier | Features | TagNumber |  |  |  |  | 1.221667 |  | WarrantyDurationParts | AccessibilityPerformance | CodePerformance | Color | Constituents | Grade | Glass | ModelReference | NominalHeight | NominalLength | Shape | SustainabilityPerformance | WarrantyDurationLabor | FIXED | WarrantyGuarantorParts | ExpectedLife | ReplacementCost | NominalWidth | [10 empty] | 209173 |  |  | 0.025000 | 0.037000 |  |  | 0.738106 | Construction Type
2940 | Curtain Wall:Storefront:375176 |  |  |  | 303231 |  | New Construction |  |  |  |  | 125288 | 119569 | Reference |  | Glazed | Size | 209219 | 201670,201671,201672,208917,209220,209221,209222,209223,209224,209225 | Manufacturer |  | 2cDwFtdqL6M96IeSv7pBxp | 1 | System Panel:Glazed:Glazed:303231 |  | InstallationDate | 2940 | WarrantyGuarantorLabor |  | ModelLabel |  | WarrantyDescription |  |  | ProductionYear | [6 empty] | Finish |  | 1.213732 | SerialNumber | WarrantyStartDate | BarCode | AssetIdentifier | Features | TagNumber |  |  |  |  | 1.331000 |  | WarrantyDurationParts | AccessibilityPerformance | CodePerformance | Color | Constituents | Grade | Glass | ModelReference | NominalHeight | NominalLength | Shape | SustainabilityPerformance | WarrantyDurationLabor | FIXED | WarrantyGuarantorParts | ExpectedLife | ReplacementCost | NominalWidth | [10 empty] | 209196 |  |  | 0.025000 | 0.037000 |  |  | 0.911894 | Construction Type
2941 | Curtain Wall:Storefront:375176 |  |  |  | 303233 |  | New Construction |  |  |  |  | 125289 | 119570 | Reference |  | Glazed | Size | 209219 | 201673,201674,201675,208917,209220,209221,209222,209223,209224,209225 | Manufacturer |  | 2cDwFtdqL6M96IeSv7pBuD | 1 | System Panel:Glazed:Glazed:303233 |  | InstallationDate | 2941 | WarrantyGuarantorLabor |  | ModelLabel |  | WarrantyDescription |  |  | ProductionYear | [6 empty] | Finish |  | 1.213732 | SerialNumber | WarrantyStartDate | BarCode | AssetIdentifier | Features | TagNumber |  |  |  |  | 1.331000 |  | WarrantyDurationParts | AccessibilityPerformance | CodePerformance | Color | Constituents | Grade | Glass | ModelReference | NominalHeight | NominalLength | Shape | SustainabilityPerformance | WarrantyDurationLabor | FIXED | WarrantyGuarantorParts | ExpectedLife | ReplacementCost | NominalWidth | [10 empty] | 209196 |  |  | 0.025000 | 0.037000 |  |  | 0.911894 | Construction Type
2942 | Curtain Wall:Storefront:375176 |  |  |  | 303235 |  | New Construction |  |  |  |  | 125290 | 119571 | Reference |  | Glazed | Size | 209219 | 201676,201677,201678,208917,209220,209221,209222,209223,209224,209225 | Manufacturer |  | 2cDwFtdqL6M96IeSv7pBuF | 1 | System Panel:Glazed:Glazed:303235 |  | InstallationDate | 2942 | WarrantyGuarantorLabor |  | ModelLabel |  | WarrantyDescription |  |  | ProductionYear | [6 empty] | Finish |  | 1.213732 | SerialNumber | WarrantyStartDate | BarCode | AssetIdentifier | Features | TagNumber |  |  |  |  | 1.331000 |  | WarrantyDurationParts | AccessibilityPerformance | CodePerformance | Color | Constituents | Grade | Glass | ModelReference | NominalHeight | NominalLength | Shape | SustainabilityPerformance | WarrantyDurationLabor | FIXED | WarrantyGuarantorParts | ExpectedLife | ReplacementCost | NominalWidth | [10 empty] | 209196 |  |  | 0.025000 | 0.037000 |  |  | 0.911894 | Construction Type
2943 | Curtain Wall:Storefront:375176 |  |  |  | 303237 |  | New Construction |  |  |  |  | 125291 | 119572 | Reference |  | Glazed | Size | 209219 | 201679,201680,201681,205926,209220,209221,209222,209223,209224,209225 | Manufacturer |  | 2cDwFtdqL6M96IeSv7pBu9 | 1 | System Panel:Glazed:Glazed:303237 |  | InstallationDate | 2943 | WarrantyGuarantorLabor |  | ModelLabel |  | WarrantyDescription |  |  | ProductionYear | [6 empty] | Finish |  | 1.190934 | SerialNumber | WarrantyStartDate | BarCode | AssetIdentifier | Features | TagNumber |  |  |  |  | 1.306000 |  | WarrantyDurationParts | AccessibilityPerformance | CodePerformance | Color | Constituents | Grade | Glass | ModelReference | NominalHeight | NominalLength | Shape | SustainabilityPerformance | WarrantyDurationLabor | FIXED | WarrantyGuarantorParts | ExpectedLife | ReplacementCost | NominalWidth | [10 empty] | 209196 |  |  | 0.025000 | 0.037000 |  |  | 0.911894 | Construction Type
2944 | Curtain Wall:Storefront:375176 |  |  |  | 303249 |  | New Construction |  |  |  |  | 125292 | 119573 | Reference |  | Glazed | Size | 209219 | 201682,201683,201684,208918,209220,209221,209222,209223,209224,209225 | Manufacturer |  | 2cDwFtdqL6M96IeSv7pBuT | 1 | System Panel:Glazed:Glazed:303249 |  | InstallationDate | 2944 | WarrantyGuarantorLabor |  | ModelLabel |  | WarrantyDescription |  |  | ProductionYear | [6 empty] | Finish |  | 0.982418 | SerialNumber | WarrantyStartDate | BarCode | AssetIdentifier | Features | TagNumber |  |  |  |  | 1.331000 |  | WarrantyDurationParts | AccessibilityPerformance | CodePerformance | Color | Constituents | Grade | Glass | ModelReference | NominalHeight | NominalLength | Shape | SustainabilityPerformance | WarrantyDurationLabor | FIXED | WarrantyGuarantorParts | ExpectedLife | ReplacementCost | NominalWidth | [10 empty] | 209196 |  |  | 0.025000 | 0.037000 |  |  | 0.738106 | Construction Type
2945 | Curtain Wall:Storefront:375176 |  |  |  | 303250 |  | New Construction |  |  |  |  | 125293 | 119574 | Reference |  | Glazed | Size | 209219 | 201685,201686,201687,208918,209220,209221,209222,209223,209224,209225 | Manufacturer |  | 2cDwFtdqL6M96IeSv7pBuU | 1 | System Panel:Glazed:Glazed:303250 |  | InstallationDate | 2945 | WarrantyGuarantorLabor |  | ModelLabel |  | WarrantyDescription |  |  | ProductionYear | [6 empty] | Finish |  | 0.982418 | SerialNumber | WarrantyStartDate | BarCode | AssetIdentifier | Features | TagNumber |  |  |  |  | 1.331000 |  | WarrantyDurationParts | AccessibilityPerformance | CodePerformance | Color | Constituents | Grade | Glass | ModelReference | NominalHeight | NominalLength | Shape | SustainabilityPerformance | WarrantyDurationLabor | FIXED | WarrantyGuarantorParts | ExpectedLife | ReplacementCost | NominalWidth | [10 empty] | 209196 |  |  | 0.025000 | 0.037000 |  |  | 0.738106 | Construction Type
2946 | Curtain Wall:Storefront:375176 |  |  |  | 303251 |  | New Construction |  |  |  |  | 125294 | 119575 | Reference |  | Glazed | Size | 209219 | 201688,201689,201690,208918,209220,209221,209222,209223,209224,209225 | Manufacturer |  | 2cDwFtdqL6M96IeSv7pBuV | 1 | System Panel:Glazed:Glazed:303251 |  | InstallationDate | 2946 | WarrantyGuarantorLabor |  | ModelLabel |  | WarrantyDescription |  |  | ProductionYear | [6 empty] | Finish |  | 0.982418 | SerialNumber | WarrantyStartDate | BarCode | AssetIdentifier | Features | TagNumber |  |  |  |  | 1.331000 |  | WarrantyDurationParts | AccessibilityPerformance | CodePerformance | Color | Constituents | Grade | Glass | ModelReference | NominalHeight | NominalLength | Shape | SustainabilityPerformance | WarrantyDurationLabor | FIXED | WarrantyGuarantorParts | ExpectedLife | ReplacementCost | NominalWidth | [10 empty] | 209196 |  |  | 0.025000 | 0.037000 |  |  | 0.738106 | Construction Type
2947 | Curtain Wall:Storefront:375176 |  |  |  | 303252 |  | New Construction |  |  |  |  | 125295 | 119576 | Reference |  | Glazed | Size | 209219 | 201691,201692,201693,205927,209220,209221,209222,209223,209224,209225 | Manufacturer |  | 2cDwFtdqL6M96IeSv7pBuO | 1 | System Panel:Glazed:Glazed:303252 |  | InstallationDate | 2947 | WarrantyGuarantorLabor |  | ModelLabel |  | WarrantyDescription |  |  | ProductionYear | [6 empty] | Finish |  | 0.963966 | SerialNumber | WarrantyStartDate | BarCode | AssetIdentifier | Features | TagNumber |  |  |  |  | 1.306000 |  | WarrantyDurationParts | AccessibilityPerformance | CodePerformance | Color | Constituents | Grade | Glass | ModelReference | NominalHeight | NominalLength | Shape | SustainabilityPerformance | WarrantyDurationLabor | FIXED | WarrantyGuarantorParts | ExpectedLife | ReplacementCost | NominalWidth | [10 empty] | 209196 |  |  | 0.025000 | 0.037000 |  |  | 0.738106 | Construction Type
2948 | Curtain Wall:Storefront:375176 |  |  |  | 375155 |  | New Construction |  |  |  |  | 125319 | 119600 | Reference |  | Glazed | Size | 209219 | 201763,201764,201765,205926,209220,209221,209222,209223,209224,209225 | Manufacturer |  | 2j55VthSj3Lu0J6fyrpMll | 1 | System Panel:Glazed:Glazed:375155 |  | InstallationDate | 2948 | WarrantyGuarantorLabor |  | ModelLabel |  | WarrantyDescription |  |  | ProductionYear | [6 empty] | Finish |  | 1.190934 | SerialNumber | WarrantyStartDate | BarCode | AssetIdentifier | Features | TagNumber |  |  |  |  | 1.306000 |  | WarrantyDurationParts | AccessibilityPerformance | CodePerformance | Color | Constituents | Grade | Glass | ModelReference | NominalHeight | NominalLength | Shape | SustainabilityPerformance | WarrantyDurationLabor | FIXED | WarrantyGuarantorParts | ExpectedLife | ReplacementCost | NominalWidth | [10 empty] | 209196 |  |  | 0.025000 | 0.037000 |  |  | 0.911894 | Construction Type
2949 | Curtain Wall:Storefront:375176 |  |  |  | 375156 |  | New Construction |  |  |  |  | 125320 | 119601 | Reference |  | Glazed | Size | 209219 | 201766,201767,201768,205927,209220,209221,209222,209223,209224,209225 | Manufacturer |  | 2j55VthSj3Lu0J6fyrpMle | 1 | System Panel:Glazed:Glazed:375156 |  | InstallationDate | 2949 | WarrantyGuarantorLabor |  | ModelLabel |  | WarrantyDescription |  |  | ProductionYear | [6 empty] | Finish |  | 0.963966 | SerialNumber | WarrantyStartDate | BarCode | AssetIdentifier | Features | TagNumber |  |  |  |  | 1.306000 |  | WarrantyDurationParts | AccessibilityPerformance | CodePerformance | Color | Constituents | Grade | Glass | ModelReference | NominalHeight | NominalLength | Shape | SustainabilityPerformance | WarrantyDurationLabor | FIXED | WarrantyGuarantorParts | ExpectedLife | ReplacementCost | NominalWidth | [10 empty] | 209196 |  |  | 0.025000 | 0.037000 |  |  | 0.738106 | Construction Type
2976 | Curtain Wall:Storefront:381965 |  |  |  | 381876 |  | New Construction |  |  |  |  | 125474 | 119731 | Reference |  | Glazed | Size | 209219 | 202296,202297,202298,204382,209220,209221,209222,209223,209224,209225 | Manufacturer |  | 2j55VthSj3Lu0J6fyrpG4e | 1 | System Panel:Glazed:Glazed:381876 |  | InstallationDate | 2976 | WarrantyGuarantorLabor |  | ModelLabel |  | WarrantyDescription |  |  | ProductionYear | [6 empty] | Finish |  | 1.136828 | SerialNumber | WarrantyStartDate | BarCode | AssetIdentifier | Features | TagNumber |  |  |  |  | 1.246667 |  | WarrantyDurationParts | AccessibilityPerformance | CodePerformance | Color | Constituents | Grade | Glass | ModelReference | NominalHeight | NominalLength | Shape | SustainabilityPerformance | WarrantyDurationLabor | FIXED | WarrantyGuarantorParts | ExpectedLife | ReplacementCost | NominalWidth | [10 empty] | 209174 |  |  | 0.025000 | 0.037000 |  |  | 0.911894 | Construction Type
2977 | Curtain Wall:Storefront:381965 |  |  |  | 381878 |  | New Construction |  |  |  |  | 125475 | 119732 | Reference |  | Glazed | Size | 209219 | 202299,202300,202301,205952,209220,209221,209222,209223,209224,209225 | Manufacturer |  | 2j55VthSj3Lu0J6fyrpG4g | 1 | System Panel:Glazed:Glazed:381878 |  | InstallationDate | 2977 | WarrantyGuarantorLabor |  | ModelLabel |  | WarrantyDescription |  |  | ProductionYear | [6 empty] | Finish |  | 1.114031 | SerialNumber | WarrantyStartDate | BarCode | AssetIdentifier | Features | TagNumber |  |  |  |  | 1.221667 |  | WarrantyDurationParts | AccessibilityPerformance | CodePerformance | Color | Constituents | Grade | Glass | ModelReference | NominalHeight | NominalLength | Shape | SustainabilityPerformance | WarrantyDurationLabor | FIXED | WarrantyGuarantorParts | ExpectedLife | ReplacementCost | NominalWidth | [10 empty] | 209174 |  |  | 0.025000 | 0.037000 |  |  | 0.911894 | Construction Type
2978 | Curtain Wall:Storefront:381965 |  |  |  | 381888 |  | New Construction |  |  |  |  | 125476 | 119733 | Reference |  | Glazed | Size | 209219 | 202302,202303,202304,204383,209220,209221,209222,209223,209224,209225 | Manufacturer |  | 2j55VthSj3Lu0J6fyrpG5S | 1 | System Panel:Glazed:Glazed:381888 |  | InstallationDate | 2978 | WarrantyGuarantorLabor |  | ModelLabel |  | WarrantyDescription |  |  | ProductionYear | [6 empty] | Finish |  | 0.920172 | SerialNumber | WarrantyStartDate | BarCode | AssetIdentifier | Features | TagNumber |  |  |  |  | 1.246667 |  | WarrantyDurationParts | AccessibilityPerformance | CodePerformance | Color | Constituents | Grade | Glass | ModelReference | NominalHeight | NominalLength | Shape | SustainabilityPerformance | WarrantyDurationLabor | FIXED | WarrantyGuarantorParts | ExpectedLife | ReplacementCost | NominalWidth | [10 empty] | 209174 |  |  | 0.025000 | 0.037000 |  |  | 0.738106 | Construction Type
2979 | Curtain Wall:Storefront:381965 |  |  |  | 381889 |  | New Construction |  |  |  |  | 125477 | 119734 | Reference |  | Glazed | Size | 209219 | 202305,202306,202307,205953,209220,209221,209222,209223,209224,209225 | Manufacturer |  | 2j55VthSj3Lu0J6fyrpG5T | 1 | System Panel:Glazed:Glazed:381889 |  | InstallationDate | 2979 | WarrantyGuarantorLabor |  | ModelLabel |  | WarrantyDescription |  |  | ProductionYear | [6 empty] | Finish |  | 0.901719 | SerialNumber | WarrantyStartDate | BarCode | AssetIdentifier | Features | TagNumber |  |  |  |  | 1.221667 |  | WarrantyDurationParts | AccessibilityPerformance | CodePerformance | Color | Constituents | Grade | Glass | ModelReference | NominalHeight | NominalLength | Shape | SustainabilityPerformance | WarrantyDurationLabor | FIXED | WarrantyGuarantorParts | ExpectedLife | ReplacementCost | NominalWidth | [10 empty] | 209174 |  |  | 0.025000 | 0.037000 |  |  | 0.738106 | Construction Type
2980 | Curtain Wall:Storefront:381965 |  |  |  | 381960 |  | New Construction |  |  |  |  | 125491 | 119748 | Reference |  | Glazed | Size | 209219 | 202347,202348,202349,205952,209220,209221,209222,209223,209224,209225 | Manufacturer |  | 2j55VthSj3Lu0J6fyrpGQK | 1 | System Panel:Glazed:Glazed:381960 |  | InstallationDate | 2980 | WarrantyGuarantorLabor |  | ModelLabel |  | WarrantyDescription |  |  | ProductionYear | [6 empty] | Finish |  | 1.114031 | SerialNumber | WarrantyStartDate | BarCode | AssetIdentifier | Features | TagNumber |  |  |  |  | 1.221667 |  | WarrantyDurationParts | AccessibilityPerformance | CodePerformance | Color | Constituents | Grade | Glass | ModelReference | NominalHeight | NominalLength | Shape | SustainabilityPerformance | WarrantyDurationLabor | FIXED | WarrantyGuarantorParts | ExpectedLife | ReplacementCost | NominalWidth | [10 empty] | 209174 |  |  | 0.025000 | 0.037000 |  |  | 0.911894 | Construction Type
2981 | Curtain Wall:Storefront:381965 |  |  |  | 381961 |  | New Construction |  |  |  |  | 125492 | 119749 | Reference |  | Glazed | Size | 209219 | 202350,202351,202352,205953,209220,209221,209222,209223,209224,209225 | Manufacturer |  | 2j55VthSj3Lu0J6fyrpGQL | 1 | System Panel:Glazed:Glazed:381961 |  | InstallationDate | 2981 | WarrantyGuarantorLabor |  | ModelLabel |  | WarrantyDescription |  |  | ProductionYear | [6 empty] | Finish |  | 0.901719 | SerialNumber | WarrantyStartDate | BarCode | AssetIdentifier | Features | TagNumber |  |  |  |  | 1.221667 |  | WarrantyDurationParts | AccessibilityPerformance | CodePerformance | Color | Constituents | Grade | Glass | ModelReference | NominalHeight | NominalLength | Shape | SustainabilityPerformance | WarrantyDurationLabor | FIXED | WarrantyGuarantorParts | ExpectedLife | ReplacementCost | NominalWidth | [10 empty] | 209174 |  |  | 0.025000 | 0.037000 |  |  | 0.738106 | Construction Type
2982 | Curtain Wall:Storefront:381976 |  |  |  | 381868 |  | New Construction |  |  |  |  | 125498 | 119754 | Reference |  | Glazed | Size | 209219 | 202373,202374,202375,208926,209220,209221,209222,209223,209224,209225 | Manufacturer |  | 2j55VthSj3Lu0J6fyrpG4m | 1 | System Panel:Glazed:Glazed:381868 |  | InstallationDate | 2982 | WarrantyGuarantorLabor |  | ModelLabel |  | WarrantyDescription |  |  | ProductionYear | [6 empty] | Finish |  | 1.213732 | SerialNumber | WarrantyStartDate | BarCode | AssetIdentifier | Features | TagNumber |  |  |  |  | 1.331000 |  | WarrantyDurationParts | AccessibilityPerformance | CodePerformance | Color | Constituents | Grade | Glass | ModelReference | NominalHeight | NominalLength | Shape | SustainabilityPerformance | WarrantyDurationLabor | FIXED | WarrantyGuarantorParts | ExpectedLife | ReplacementCost | NominalWidth | [10 empty] | 209197 |  |  | 0.025000 | 0.037000 |  |  | 0.911894 | Construction Type
2983 | Curtain Wall:Storefront:381976 |  |  |  | 381870 |  | New Construction |  |  |  |  | 125499 | 119755 | Reference |  | Glazed | Size | 209219 | 202376,202377,202378,208926,209220,209221,209222,209223,209224,209225 | Manufacturer |  | 2j55VthSj3Lu0J6fyrpG4o | 1 | System Panel:Glazed:Glazed:381870 |  | InstallationDate | 2983 | WarrantyGuarantorLabor |  | ModelLabel |  | WarrantyDescription |  |  | ProductionYear | [6 empty] | Finish |  | 1.213732 | SerialNumber | WarrantyStartDate | BarCode | AssetIdentifier | Features | TagNumber |  |  |  |  | 1.331000 |  | WarrantyDurationParts | AccessibilityPerformance | CodePerformance | Color | Constituents | Grade | Glass | ModelReference | NominalHeight | NominalLength | Shape | SustainabilityPerformance | WarrantyDurationLabor | FIXED | WarrantyGuarantorParts | ExpectedLife | ReplacementCost | NominalWidth | [10 empty] | 209197 |  |  | 0.025000 | 0.037000 |  |  | 0.911894 | Construction Type
2984 | Curtain Wall:Storefront:381976 |  |  |  | 381872 |  | New Construction |  |  |  |  | 125500 | 119756 | Reference |  | Glazed | Size | 209219 | 202379,202380,202381,208926,209220,209221,209222,209223,209224,209225 | Manufacturer |  | 2j55VthSj3Lu0J6fyrpG4i | 1 | System Panel:Glazed:Glazed:381872 |  | InstallationDate | 2984 | WarrantyGuarantorLabor |  | ModelLabel |  | WarrantyDescription |  |  | ProductionYear | [6 empty] | Finish |  | 1.213732 | SerialNumber | WarrantyStartDate | BarCode | AssetIdentifier | Features | TagNumber |  |  |  |  | 1.331000 |  | WarrantyDurationParts | AccessibilityPerformance | CodePerformance | Color | Constituents | Grade | Glass | ModelReference | NominalHeight | NominalLength | Shape | SustainabilityPerformance | WarrantyDurationLabor | FIXED | WarrantyGuarantorParts | ExpectedLife | ReplacementCost | NominalWidth | [10 empty] | 209197 |  |  | 0.025000 | 0.037000 |  |  | 0.911894 | Construction Type
2985 | Curtain Wall:Storefront:381976 |  |  |  | 381874 |  | New Construction |  |  |  |  | 125501 | 119757 | Reference |  | Glazed | Size | 209219 | 202382,202383,202384,205957,209220,209221,209222,209223,209224,209225 | Manufacturer |  | 2j55VthSj3Lu0J6fyrpG4k | 1 | System Panel:Glazed:Glazed:381874 |  | InstallationDate | 2985 | WarrantyGuarantorLabor |  | ModelLabel |  | WarrantyDescription |  |  | ProductionYear | [6 empty] | Finish |  | 1.190934 | SerialNumber | WarrantyStartDate | BarCode | AssetIdentifier | Features | TagNumber |  |  |  |  | 1.306000 |  | WarrantyDurationParts | AccessibilityPerformance | CodePerformance | Color | Constituents | Grade | Glass | ModelReference | NominalHeight | NominalLength | Shape | SustainabilityPerformance | WarrantyDurationLabor | FIXED | WarrantyGuarantorParts | ExpectedLife | ReplacementCost | NominalWidth | [10 empty] | 209197 |  |  | 0.025000 | 0.037000 |  |  | 0.911894 | Construction Type
2986 | Curtain Wall:Storefront:381976 |  |  |  | 381884 |  | New Construction |  |  |  |  | 125502 | 119758 | Reference |  | Glazed | Size | 209219 | 202385,202386,202387,208927,209220,209221,209222,209223,209224,209225 | Manufacturer |  | 2j55VthSj3Lu0J6fyrpG4W | 1 | System Panel:Glazed:Glazed:381884 |  | InstallationDate | 2986 | WarrantyGuarantorLabor |  | ModelLabel |  | WarrantyDescription |  |  | ProductionYear | [6 empty] | Finish |  | 0.982418 | SerialNumber | WarrantyStartDate | BarCode | AssetIdentifier | Features | TagNumber |  |  |  |  | 1.331000 |  | WarrantyDurationParts | AccessibilityPerformance | CodePerformance | Color | Constituents | Grade | Glass | ModelReference | NominalHeight | NominalLength | Shape | SustainabilityPerformance | WarrantyDurationLabor | FIXED | WarrantyGuarantorParts | ExpectedLife | ReplacementCost | NominalWidth | [10 empty] | 209197 |  |  | 0.025000 | 0.037000 |  |  | 0.738106 | Construction Type
2987 | Curtain Wall:Storefront:381976 |  |  |  | 381885 |  | New Construction |  |  |  |  | 125503 | 119759 | Reference |  | Glazed | Size | 209219 | 202388,202389,202390,208927,209220,209221,209222,209223,209224,209225 | Manufacturer |  | 2j55VthSj3Lu0J6fyrpG4X | 1 | System Panel:Glazed:Glazed:381885 |  | InstallationDate | 2987 | WarrantyGuarantorLabor |  | ModelLabel |  | WarrantyDescription |  |  | ProductionYear | [6 empty] | Finish |  | 0.982418 | SerialNumber | WarrantyStartDate | BarCode | AssetIdentifier | Features | TagNumber |  |  |  |  | 1.331000 |  | WarrantyDurationParts | AccessibilityPerformance | CodePerformance | Color | Constituents | Grade | Glass | ModelReference | NominalHeight | NominalLength | Shape | SustainabilityPerformance | WarrantyDurationLabor | FIXED | WarrantyGuarantorParts | ExpectedLife | ReplacementCost | NominalWidth | [10 empty] | 209197 |  |  | 0.025000 | 0.037000 |  |  | 0.738106 | Construction Type
2988 | Curtain Wall:Storefront:381976 |  |  |  | 381886 |  | New Construction |  |  |  |  | 125504 | 119760 | Reference |  | Glazed | Size | 209219 | 202391,202392,202393,208927,209220,209221,209222,209223,209224,209225 | Manufacturer |  | 2j55VthSj3Lu0J6fyrpG4Y | 1 | System Panel:Glazed:Glazed:381886 |  | InstallationDate | 2988 | WarrantyGuarantorLabor |  | ModelLabel |  | WarrantyDescription |  |  | ProductionYear | [6 empty] | Finish |  | 0.982418 | SerialNumber | WarrantyStartDate | BarCode | AssetIdentifier | Features | TagNumber |  |  |  |  | 1.331000 |  | WarrantyDurationParts | AccessibilityPerformance | CodePerformance | Color | Constituents | Grade | Glass | ModelReference | NominalHeight | NominalLength | Shape | SustainabilityPerformance | WarrantyDurationLabor | FIXED | WarrantyGuarantorParts | ExpectedLife | ReplacementCost | NominalWidth | [10 empty] | 209197 |  |  | 0.025000 | 0.037000 |  |  | 0.738106 | Construction Type
2989 | Curtain Wall:Storefront:381976 |  |  |  | 381887 |  | New Construction |  |  |  |  | 125505 | 119761 | Reference |  | Glazed | Size | 209219 | 202394,202395,202396,205958,209220,209221,209222,209223,209224,209225 | Manufacturer |  | 2j55VthSj3Lu0J6fyrpG4Z | 1 | System Panel:Glazed:Glazed:381887 |  | InstallationDate | 2989 | WarrantyGuarantorLabor |  | ModelLabel |  | WarrantyDescription |  |  | ProductionYear | [6 empty] | Finish |  | 0.963966 | SerialNumber | WarrantyStartDate | BarCode | AssetIdentifier | Features | TagNumber |  |  |  |  | 1.306000 |  | WarrantyDurationParts | AccessibilityPerformance | CodePerformance | Color | Constituents | Grade | Glass | ModelReference | NominalHeight | NominalLength | Shape | SustainabilityPerformance | WarrantyDurationLabor | FIXED | WarrantyGuarantorParts | ExpectedLife | ReplacementCost | NominalWidth | [10 empty] | 209197 |  |  | 0.025000 | 0.037000 |  |  | 0.738106 | Construction Type
2990 | Curtain Wall:Storefront:381976 |  |  |  | 381971 |  | New Construction |  |  |  |  | 125529 | 119785 | Reference |  | Glazed | Size | 209219 | 202466,202467,202468,205957,209220,209221,209222,209223,209224,209225 | Manufacturer |  | 2j55VthSj3Lu0J6fyrpGQF | 1 | System Panel:Glazed:Glazed:381971 |  | InstallationDate | 2990 | WarrantyGuarantorLabor |  | ModelLabel |  | WarrantyDescription |  |  | ProductionYear | [6 empty] | Finish |  | 1.190934 | SerialNumber | WarrantyStartDate | BarCode | AssetIdentifier | Features | TagNumber |  |  |  |  | 1.306000 |  | WarrantyDurationParts | AccessibilityPerformance | CodePerformance | Color | Constituents | Grade | Glass | ModelReference | NominalHeight | NominalLength | Shape | SustainabilityPerformance | WarrantyDurationLabor | FIXED | WarrantyGuarantorParts | ExpectedLife | ReplacementCost | NominalWidth | [10 empty] | 209197 |  |  | 0.025000 | 0.037000 |  |  | 0.911894 | Construction Type
2991 | Curtain Wall:Storefront:381976 |  |  |  | 381972 |  | New Construction |  |  |  |  | 125530 | 119786 | Reference |  | Glazed | Size | 209219 | 202469,202470,202471,205958,209220,209221,209222,209223,209224,209225 | Manufacturer |  | 2j55VthSj3Lu0J6fyrpGQ8 | 1 | System Panel:Glazed:Glazed:381972 |  | InstallationDate | 2991 | WarrantyGuarantorLabor |  | ModelLabel |  | WarrantyDescription |  |  | ProductionYear | [6 empty] | Finish |  | 0.963966 | SerialNumber | WarrantyStartDate | BarCode | AssetIdentifier | Features | TagNumber |  |  |  |  | 1.306000 |  | WarrantyDurationParts | AccessibilityPerformance | CodePerformance | Color | Constituents | Grade | Glass | ModelReference | NominalHeight | NominalLength | Shape | SustainabilityPerformance | WarrantyDurationLabor | FIXED | WarrantyGuarantorParts | ExpectedLife | ReplacementCost | NominalWidth | [10 empty] | 209197 |  |  | 0.025000 | 0.037000 |  |  | 0.738106 | Construction Type
2890 | Curtain Wall:Storefront:298261 |  |  |  | 298262 |  | New Construction |  |  |  |  | 124718 | 119305 | Reference |  | Glazed | Size | 209219 | 199084,199085,199086,204226,209220,209221,209222,209223,209224,209225 | Manufacturer |  | 2cDwFtdqL6M96IeSv7p9EQ | 1 | System Panel:Glazed:Glazed:298262 |  | InstallationDate | 2890 | WarrantyGuarantorLabor |  | ModelLabel |  | WarrantyDescription |  |  | ProductionYear | [6 empty] | Finish |  | 1.858957 | SerialNumber | WarrantyStartDate | BarCode | AssetIdentifier | Features | TagNumber | [6 empty] | WarrantyDurationParts | AccessibilityPerformance | CodePerformance | Color | Constituents | Grade | Glass | ModelReference | NominalHeight | NominalLength | Shape | SustainabilityPerformance | WarrantyDurationLabor | FIXED | WarrantyGuarantorParts | ExpectedLife | ReplacementCost | NominalWidth | [10 empty] | 209175 |  |  | 0.025000 | 0.037000 |  |  |  | Construction Type
2891 | Curtain Wall:Storefront:298261 |  |  |  | 298267 |  | New Construction |  |  |  |  | 124719 | 119306 | Reference |  | Glazed | Size | 209219 | 199087,199088,199089,204227,209220,209221,209222,209223,209224,209225 | Manufacturer |  | 2cDwFtdqL6M96IeSv7p9EN | 1 | System Panel:Glazed:Glazed:298267 |  | InstallationDate | 2891 | WarrantyGuarantorLabor |  | ModelLabel |  | WarrantyDescription |  |  | ProductionYear | [6 empty] | Finish |  | 1.848287 | SerialNumber | WarrantyStartDate | BarCode | AssetIdentifier | Features | TagNumber | [6 empty] | WarrantyDurationParts | AccessibilityPerformance | CodePerformance | Color | Constituents | Grade | Glass | ModelReference | NominalHeight | NominalLength | Shape | SustainabilityPerformance | WarrantyDurationLabor | FIXED | WarrantyGuarantorParts | ExpectedLife | ReplacementCost | NominalWidth | [10 empty] | 209175 |  |  | 0.025000 | 0.037000 |  |  |  | Construction Type
2892 | Curtain Wall:Storefront:298261 |  |  |  | 298269 |  | New Construction |  |  |  |  | 124720 | 119307 | Reference |  | Glazed | Size | 209219 | 199090,199091,199092,204228,209220,209221,209222,209223,209224,209225 | Manufacturer |  | 2cDwFtdqL6M96IeSv7p9EH | 1 | System Panel:Glazed:Glazed:298269 |  | InstallationDate | 2892 | WarrantyGuarantorLabor |  | ModelLabel |  | WarrantyDescription |  |  | ProductionYear | [6 empty] | Finish |  | 1.788431 | SerialNumber | WarrantyStartDate | BarCode | AssetIdentifier | Features | TagNumber | [6 empty] | WarrantyDurationParts | AccessibilityPerformance | CodePerformance | Color | Constituents | Grade | Glass | ModelReference | NominalHeight | NominalLength | Shape | SustainabilityPerformance | WarrantyDurationLabor | FIXED | WarrantyGuarantorParts | ExpectedLife | ReplacementCost | NominalWidth | [10 empty] | 209175 |  |  | 0.025000 | 0.037000 |  |  |  | Construction Type
2893 | Curtain Wall:Storefront:298261 |  |  |  | 298271 |  | New Construction |  |  |  |  | 124721 | 119308 | Reference |  | Glazed | Size | 209219 | 199093,199094,199095,204229,209220,209221,209222,209223,209224,209225 | Manufacturer |  | 2cDwFtdqL6M96IeSv7p9EJ | 1 | System Panel:Glazed:Glazed:298271 |  | InstallationDate | 2893 | WarrantyGuarantorLabor |  | ModelLabel |  | WarrantyDescription |  |  | ProductionYear | [6 empty] | Finish |  | 1.787929 | SerialNumber | WarrantyStartDate | BarCode | AssetIdentifier | Features | TagNumber | [6 empty] | WarrantyDurationParts | AccessibilityPerformance | CodePerformance | Color | Constituents | Grade | Glass | ModelReference | NominalHeight | NominalLength | Shape | SustainabilityPerformance | WarrantyDurationLabor | FIXED | WarrantyGuarantorParts | ExpectedLife | ReplacementCost | NominalWidth | [10 empty] | 209175 |  |  | 0.025000 | 0.037000 |  |  |  | Construction Type
2894 | Curtain Wall:Storefront:298261 |  |  |  | 298273 |  | New Construction |  |  |  |  | 124722 | 119309 | Reference |  | Glazed | Size | 209219 | 199096,199097,199098,204230,209220,209221,209222,209223,209224,209225 | Manufacturer |  | 2cDwFtdqL6M96IeSv7p9Ej | 1 | System Panel:Glazed:Glazed:298273 |  | InstallationDate | 2894 | WarrantyGuarantorLabor |  | ModelLabel |  | WarrantyDescription |  |  | ProductionYear | [6 empty] | Finish |  | 1.846720 | SerialNumber | WarrantyStartDate | BarCode | AssetIdentifier | Features | TagNumber | [6 empty] | WarrantyDurationParts | AccessibilityPerformance | CodePerformance | Color | Constituents | Grade | Glass | ModelReference | NominalHeight | NominalLength | Shape | SustainabilityPerformance | WarrantyDurationLabor | FIXED | WarrantyGuarantorParts | ExpectedLife | ReplacementCost | NominalWidth | [10 empty] | 209175 |  |  | 0.025000 | 0.037000 |  |  |  | Construction Type
2895 | Curtain Wall:Storefront:298261 |  |  |  | 298275 |  | New Construction |  |  |  |  | 124723 | 119310 | Reference |  | Glazed | Size | 209219 | 199099,199100,199101,204231,209220,209221,209222,209223,209224,209225 | Manufacturer |  | 2cDwFtdqL6M96IeSv7p9El | 1 | System Panel:Glazed:Glazed:298275 |  | InstallationDate | 2895 | WarrantyGuarantorLabor |  | ModelLabel |  | WarrantyDescription |  |  | ProductionYear | [6 empty] | Finish |  | 1.857551 | SerialNumber | WarrantyStartDate | BarCode | AssetIdentifier | Features | TagNumber | [6 empty] | WarrantyDurationParts | AccessibilityPerformance | CodePerformance | Color | Constituents | Grade | Glass | ModelReference | NominalHeight | NominalLength | Shape | SustainabilityPerformance | WarrantyDurationLabor | FIXED | WarrantyGuarantorParts | ExpectedLife | ReplacementCost | NominalWidth | [10 empty] | 209175 |  |  | 0.025000 | 0.037000 |  |  |  | Construction Type
2962 | Curtain Wall:Storefront:381804 |  |  |  | 381805 |  | New Construction |  |  |  |  | 125411 | 119670 | Reference |  | Glazed | Size | 209219 | 202109,202110,202111,204355,209220,209221,209222,209223,209224,209225 | Manufacturer |  | 2j55VthSj3Lu0J6fyrpG7n | 1 | System Panel:Glazed:Glazed:381805 |  | InstallationDate | 2962 | WarrantyGuarantorLabor |  | ModelLabel |  | WarrantyDescription |  |  | ProductionYear | [6 empty] | Finish |  | 1.858957 | SerialNumber | WarrantyStartDate | BarCode | AssetIdentifier | Features | TagNumber | [6 empty] | WarrantyDurationParts | AccessibilityPerformance | CodePerformance | Color | Constituents | Grade | Glass | ModelReference | NominalHeight | NominalLength | Shape | SustainabilityPerformance | WarrantyDurationLabor | FIXED | WarrantyGuarantorParts | ExpectedLife | ReplacementCost | NominalWidth | [10 empty] | 209176 |  |  | 0.025000 | 0.037000 |  |  |  | Construction Type
2963 | Curtain Wall:Storefront:381804 |  |  |  | 381807 |  | New Construction |  |  |  |  | 125412 | 119671 | Reference |  | Glazed | Size | 209219 | 202112,202113,202114,204356,209220,209221,209222,209223,209224,209225 | Manufacturer |  | 2j55VthSj3Lu0J6fyrpG7p | 1 | System Panel:Glazed:Glazed:381807 |  | InstallationDate | 2963 | WarrantyGuarantorLabor |  | ModelLabel |  | WarrantyDescription |  |  | ProductionYear | [6 empty] | Finish |  | 1.848287 | SerialNumber | WarrantyStartDate | BarCode | AssetIdentifier | Features | TagNumber | [6 empty] | WarrantyDurationParts | AccessibilityPerformance | CodePerformance | Color | Constituents | Grade | Glass | ModelReference | NominalHeight | NominalLength | Shape | SustainabilityPerformance | WarrantyDurationLabor | FIXED | WarrantyGuarantorParts | ExpectedLife | ReplacementCost | NominalWidth | [10 empty] | 209176 |  |  | 0.025000 | 0.037000 |  |  |  | Construction Type
2964 | Curtain Wall:Storefront:381804 |  |  |  | 381809 |  | New Construction |  |  |  |  | 125413 | 119672 | Reference |  | Glazed | Size | 209219 | 202115,202116,202117,204357,209220,209221,209222,209223,209224,209225 | Manufacturer |  | 2j55VthSj3Lu0J6fyrpG7j | 1 | System Panel:Glazed:Glazed:381809 |  | InstallationDate | 2964 | WarrantyGuarantorLabor |  | ModelLabel |  | WarrantyDescription |  |  | ProductionYear | [6 empty] | Finish |  | 1.788431 | SerialNumber | WarrantyStartDate | BarCode | AssetIdentifier | Features | TagNumber | [6 empty] | WarrantyDurationParts | AccessibilityPerformance | CodePerformance | Color | Constituents | Grade | Glass | ModelReference | NominalHeight | NominalLength | Shape | SustainabilityPerformance | WarrantyDurationLabor | FIXED | WarrantyGuarantorParts | ExpectedLife | ReplacementCost | NominalWidth | [10 empty] | 209176 |  |  | 0.025000 | 0.037000 |  |  |  | Construction Type
2965 | Curtain Wall:Storefront:381804 |  |  |  | 381811 |  | New Construction |  |  |  |  | 125414 | 119673 | Reference |  | Glazed | Size | 209219 | 202118,202119,202120,204358,209220,209221,209222,209223,209224,209225 | Manufacturer |  | 2j55VthSj3Lu0J6fyrpG7l | 1 | System Panel:Glazed:Glazed:381811 |  | InstallationDate | 2965 | WarrantyGuarantorLabor |  | ModelLabel |  | WarrantyDescription |  |  | ProductionYear | [6 empty] | Finish |  | 1.787929 | SerialNumber | WarrantyStartDate | BarCode | AssetIdentifier | Features | TagNumber | [6 empty] | WarrantyDurationParts | AccessibilityPerformance | CodePerformance | Color | Constituents | Grade | Glass | ModelReference | NominalHeight | NominalLength | Shape | SustainabilityPerformance | WarrantyDurationLabor | FIXED | WarrantyGuarantorParts | ExpectedLife | ReplacementCost | NominalWidth | [10 empty] | 209176 |  |  | 0.025000 | 0.037000 |  |  |  | Construction Type
2966 | Curtain Wall:Storefront:381804 |  |  |  | 381813 |  | New Construction |  |  |  |  | 125415 | 119674 | Reference |  | Glazed | Size | 209219 | 202121,202122,202123,204359,209220,209221,209222,209223,209224,209225 | Manufacturer |  | 2j55VthSj3Lu0J6fyrpG7f | 1 | System Panel:Glazed:Glazed:381813 |  | InstallationDate | 2966 | WarrantyGuarantorLabor |  | ModelLabel |  | WarrantyDescription |  |  | ProductionYear | [6 empty] | Finish |  | 1.846720 | SerialNumber | WarrantyStartDate | BarCode | AssetIdentifier | Features | TagNumber | [6 empty] | WarrantyDurationParts | AccessibilityPerformance | CodePerformance | Color | Constituents | Grade | Glass | ModelReference | NominalHeight | NominalLength | Shape | SustainabilityPerformance | WarrantyDurationLabor | FIXED | WarrantyGuarantorParts | ExpectedLife | ReplacementCost | NominalWidth | [10 empty] | 209176 |  |  | 0.025000 | 0.037000 |  |  |  | Construction Type
2967 | Curtain Wall:Storefront:381804 |  |  |  | 381815 |  | New Construction |  |  |  |  | 125416 | 119675 | Reference |  | Glazed | Size | 209219 | 202124,202125,202126,204360,209220,209221,209222,209223,209224,209225 | Manufacturer |  | 2j55VthSj3Lu0J6fyrpG7h | 1 | System Panel:Glazed:Glazed:381815 |  | InstallationDate | 2967 | WarrantyGuarantorLabor |  | ModelLabel |  | WarrantyDescription |  |  | ProductionYear | [6 empty] | Finish |  | 1.857551 | SerialNumber | WarrantyStartDate | BarCode | AssetIdentifier | Features | TagNumber | [6 empty] | WarrantyDurationParts | AccessibilityPerformance | CodePerformance | Color | Constituents | Grade | Glass | ModelReference | NominalHeight | NominalLength | Shape | SustainabilityPerformance | WarrantyDurationLabor | FIXED | WarrantyGuarantorParts | ExpectedLife | ReplacementCost | NominalWidth | [10 empty] | 209176 |  |  | 0.025000 | 0.037000 |  |  |  | Construction Type
467 | First Floor | 205983,207609 | 188646,189073,189079,190042 | 2 | 314431 |  | New Construction | First Floor | 0.000000 | F | 209258 | 124890 | 133711 | Basic Wall:Interior - Partition (92mm Stud) | 0 | Basic Wall:Interior - Partition (92mm Stud):128360 | Size | 187529 | 199647,199648,199649,199650,199651,199652,209244,209245,209246,209247 | Manufacturer | -0.102000 | 2$FBrUmUz2c9e1OcADYmIu | 1 | Basic Wall:Interior - Partition (92mm Stud):314431 |  | InstallationDate | 467 | WarrantyGuarantorLabor | F | ModelLabel | F | WarrantyDescription | F | F | ProductionYear | 0.890000 | F | 3.578000 | T | 0.000000 | Up to level: Second Floor | Finish | 2 | 2.167044 | SerialNumber | WarrantyStartDate | BarCode | AssetIdentifier | Features | TagNumber | 0 | 1.135000 | 0.268713 | 0 | 0.124000 | 0 | WarrantyDurationParts | AccessibilityPerformance | CodePerformance | Color | Constituents | Grade | Material | ModelReference | NominalHeight | NominalLength | Shape | SustainabilityPerformance | WarrantyDurationLabor | FIXED | WarrantyGuarantorParts | ExpectedLife | ReplacementCost | NominalWidth | 23-25 40 11 11 11 | Metal-Framed Gypsum Board Fixed Partitions | 189017,189037,189381,190017
501 | First Floor | 208707 | 188661,188675,189699,190094 | 2 | 314078 |  | New Construction | First Floor | 0.000000 | F | 209258 | 124888 | 133709 | Basic Wall:Interior - Partition (92mm Stud) | 0 | Basic Wall:Interior - Partition (92mm Stud):128360 | Size | 187527 | 199635,199636,199637,199638,199639,199640,209244,209245,209246,209247 | Manufacturer | -0.120000 | 2$FBrUmUz2c9e1OcADYm9P | 1 | Basic Wall:Interior - Partition (92mm Stud):314078 |  | InstallationDate | 501 | WarrantyGuarantorLabor | F | ModelLabel | F | WarrantyDescription | F | F | ProductionYear | 3.800000 | F | 0.650000 | T | 0.000000 | Up to level: Second Floor | Finish | 2 | 5.434611 | SerialNumber | WarrantyStartDate | BarCode | AssetIdentifier | Features | TagNumber | 0 | 4.147000 | 0.673638 | 0 | 0.124000 | 0 | WarrantyDurationParts | AccessibilityPerformance | CodePerformance | Color | Constituents | Grade | Material | ModelReference | NominalHeight | NominalLength | Shape | SustainabilityPerformance | WarrantyDurationLabor | FIXED | WarrantyGuarantorParts | ExpectedLife | ReplacementCost | NominalWidth | 23-25 40 11 11 11 | Metal-Framed Gypsum Board Fixed Partitions | 189031,189036,189577,189584
502 | First Floor | 208510,208704,208705 | 188581,189138,189864,189928,189976 | 2 | 379018 |  | New Construction | First Floor | 0.000000 | F | 209258 | 125346 | 134026 | Basic Wall:Interior - Partition (92mm Stud) | 0 | Basic Wall:Interior - Partition (92mm Stud):128360 | Size | 187816 | 201889,201890,201891,201892,201893,201894,209244,209245,209246,209247 | Manufacturer | 3.000000 | 2j55VthSj3Lu0J6fyrpHeM | 1 | Basic Wall:Interior - Partition (92mm Stud):379018 |  | InstallationDate | 502 | WarrantyGuarantorLabor | F | ModelLabel | F | WarrantyDescription | F | F | ProductionYear | 3.800000 | F | 3.770000 | T | 0.000000 | Up to level: Second Floor | Finish | 2 | 4.984432 | SerialNumber | WarrantyStartDate | BarCode | AssetIdentifier | Features | TagNumber | 0 | 1.079802 | 0.618070 | 0 | 0.124000 | 0 | WarrantyDurationParts | AccessibilityPerformance | CodePerformance | Color | Constituents | Grade | Material | ModelReference | NominalHeight | NominalLength | Shape | SustainabilityPerformance | WarrantyDurationLabor | FIXED | WarrantyGuarantorParts | ExpectedLife | ReplacementCost | NominalWidth | 23-25 40 11 11 11 | Metal-Framed Gypsum Board Fixed Partitions | 188322
652 | First Floor | 208696 | 188568,188874,189576 | 2 | 287145 |  | New Construction | First Floor | 0.000000 | F | 209258 | 124665 | 133689 | Basic Wall:Interior - Partition (92mm Stud) | 0 | Basic Wall:Interior - Partition (92mm Stud):128360 | Size | 187507 | 198902,198903,198904,198905,198906,198907,209244,209245,209246,209247 | Manufacturer | 3.000000 | 0bpfxAz3XBrAx$RjFuHwgV | 1 | Basic Wall:Interior - Partition (92mm Stud):287145 |  | InstallationDate | 652 | WarrantyGuarantorLabor | F | ModelLabel | F | WarrantyDescription | F | F | ProductionYear | 3.800000 | F | 3.770000 | T | 0.000000 | Up to level: Second Floor | Finish | 2 | 4.632086 | SerialNumber | WarrantyStartDate | BarCode | AssetIdentifier | Features | TagNumber | 0 | 1.079802 | 0.574379 | 0 | 0.124000 | 0 | WarrantyDurationParts | AccessibilityPerformance | CodePerformance | Color | Constituents | Grade | Material | ModelReference | NominalHeight | NominalLength | Shape | SustainabilityPerformance | WarrantyDurationLabor | FIXED | WarrantyGuarantorParts | ExpectedLife | ReplacementCost | NominalWidth | 23-25 40 11 11 11 | Metal-Framed Gypsum Board Fixed Partitions | 188277,189029,189572
566 | Second Floor | 208513,208514,208528 | 188569,189033 | 2 | 287660 |  | New Construction | Second Floor | 0.000000 | F | 209256 | 124667 | 133691 | Basic Wall:Interior - Partition (92mm Stud) | 0 | Basic Wall:Interior - Partition (92mm Stud):128360 | Size | 187509 | 198908,198909,198910,198911,198912,198913,209244,209245,209246,209247 | Manufacturer | -0.102000 | 0bpfxAz3XBrAx$RjFuHwYQ | 1 | Basic Wall:Interior - Partition (92mm Stud):287660 |  | InstallationDate | 566 | WarrantyGuarantorLabor | F | ModelLabel | F | WarrantyDescription | F | F | ProductionYear | 0.000000 | F | 4.578000 | T | 0.000000 | Up to level: Roof - Main | Finish | 2 | 16.000791 | SerialNumber | WarrantyStartDate | BarCode | AssetIdentifier | Features | TagNumber | 0 | 3.836000 | 1.984098 | 0 | 0.124000 | 0 | WarrantyDurationParts | AccessibilityPerformance | CodePerformance | Color | Constituents | Grade | Material | ModelReference | NominalHeight | NominalLength | Shape | SustainabilityPerformance | WarrantyDurationLabor | FIXED | WarrantyGuarantorParts | ExpectedLife | ReplacementCost | NominalWidth | 23-25 40 11 11 11 | Metal-Framed Gypsum Board Fixed Partitions | 188040,188828,189575
1927 | Second Floor |  |  | 0 | 396777 |  | New Construction | Second Floor | 0.000000 | F | 209256 | 125684 | 134189 | Basic Wall:Interior - Furring (38 mm Stud) | 0 | Basic Wall:Interior - Furring (38 mm Stud):128404 | Size | 187979 | 203379,203380,203381,203382,203383,203384,209240,209241,209242,209243 | Manufacturer | -1.313500 | 3lmrkmjnnA7OcfIKaqMV6S | 1 | Basic Wall:Interior - Furring (38 mm Stud):396777 |  | InstallationDate | 1927 | WarrantyGuarantorLabor | F | ModelLabel | F | WarrantyDescription | F | F | ProductionYear | 1.550000 | F | 1.816500 | T | 0.000000 | Up to level: Roof - Main | Finish | 3 | 7.113414 | SerialNumber | WarrantyStartDate | BarCode | AssetIdentifier | Features | TagNumber | 0 | 4.005000 | 0.374752 | 0 | 0.054000 | 0 | WarrantyDurationParts | AccessibilityPerformance | CodePerformance | Color | Constituents | Grade | Material | ModelReference | NominalHeight | NominalLength | Shape | SustainabilityPerformance | WarrantyDurationLabor | FIXED | WarrantyGuarantorParts | ExpectedLife | ReplacementCost | NominalWidth | 23-25 40 11 11 11 | Metal-Framed Gypsum Board Fixed Partitions | 188508,188890
2084 | Second Floor |  |  | 1 | 290055 |  | New Construction | Second Floor | 0.000000 | F | 209256 | 124669 | 133693 | Basic Wall:Exterior - Insul Panel on Mtl. Stud | 0 | Basic Wall:Exterior - Insul Panel on Mtl. Stud:130954 | Size | 187511 | 198924,198925,198926,198927,198928,198929,209211,209212,209213,209214 | Manufacturer | -0.791500 | 2rYzycbvf66xRydQGFbjyk | 1 | Basic Wall:Exterior - Insul Panel on Mtl. Stud:290055 |  | InstallationDate | 2084 | WarrantyGuarantorLabor | F | ModelLabel | T | WarrantyDescription | F | F | ProductionYear | 2.191500 | F | 1.697000 | T | 0.000000 | Up to level: Roof - Main | Finish | 2 | 16.749579 | SerialNumber | WarrantyStartDate | BarCode | AssetIdentifier | Features | TagNumber | 0 | 9.104227 | 4.472138 | 1 | 0.267000 | 0 | WarrantyDurationParts | AccessibilityPerformance | CodePerformance | Color | Constituents | Grade | Material | ModelReference | NominalHeight | NominalLength | Shape | SustainabilityPerformance | WarrantyDurationLabor | FIXED | WarrantyGuarantorParts | ExpectedLife | ReplacementCost | NominalWidth | 23-25 30 24 21 | Metal Framed Structural Walls | 188082
653 | Roof - Main | 208721,208733,208734,208856,208858 | 188633,189578 | 1 | 307047 |  | New Construction | Roof - Main | 0.000000 | F | 209184 | 124874 | 133699 | Basic Wall:Exterior - Insul Panel on Mtl. Stud | 0 | Basic Wall:Exterior - Insul Panel on Mtl. Stud:130954 | Size | 187516 | 199574,199575,199576,199577,199578,199579,209211,209212,209213,209214 | Manufacturer | -0.102000 | 0ayGa9swL6Jvmb9DQx3xNk | 1 | Basic Wall:Exterior - Insul Panel on Mtl. Stud:307047 |  | InstallationDate | 653 | WarrantyGuarantorLabor | F | ModelLabel | T | WarrantyDescription | F | F | ProductionYear | 0.120000 | F | 2.908196 | T | 0.000000 |  | Finish | 2 | 15.326876 | SerialNumber | WarrantyStartDate | BarCode | AssetIdentifier | Features | TagNumber | 0 | 10.311980 | 4.092309 | 1 | 0.267000 | 0 | WarrantyDurationParts | AccessibilityPerformance | CodePerformance | Color | Constituents | Grade | Material | ModelReference | NominalHeight | NominalLength | Shape | SustainabilityPerformance | WarrantyDurationLabor | FIXED | WarrantyGuarantorParts | ExpectedLife | ReplacementCost | NominalWidth | 23-25 30 24 21 | Metal Framed Structural Walls
780 | Roof - Main | 208871 | 190082 | 1 | 375598 |  | New Construction | Roof - Main | 0.000000 | F | 209184 | 125328 | 134016 | Basic Wall:Exterior - Insul Panel on Mtl. Stud | 0 | Basic Wall:Exterior - Insul Panel on Mtl. Stud:130954 | Size | 187798 | 201801,201802,201803,201804,201805,201806,209211,209212,209213,209214 | Manufacturer | -0.102000 | 2j55VthSj3Lu0J6fyrpMco | 1 | Basic Wall:Exterior - Insul Panel on Mtl. Stud:375598 |  | InstallationDate | 780 | WarrantyGuarantorLabor | F | ModelLabel | T | WarrantyDescription | F | F | ProductionYear | 0.120000 | F | 2.908196 | T | 0.000000 |  | Finish | 2 | 2.681805 | SerialNumber | WarrantyStartDate | BarCode | AssetIdentifier | Features | TagNumber | 0 | 1.034445 | 0.716042 | 1 | 0.267000 | 0 | WarrantyDurationParts | AccessibilityPerformance | CodePerformance | Color | Constituents | Grade | Material | ModelReference | NominalHeight | NominalLength | Shape | SustainabilityPerformance | WarrantyDurationLabor | FIXED | WarrantyGuarantorParts | ExpectedLife | ReplacementCost | NominalWidth | 23-25 30 24 21 | Metal Framed Structural Walls | 189131,189697,189856,190080
920 | Roof - Main | 208843 | 190093 | 1 | 381984 |  | New Construction | Roof - Main | 0.000000 | F | 209184 | 125538 | 134042 | Basic Wall:Exterior - Insul Panel on Mtl. Stud | 0 | Basic Wall:Exterior - Insul Panel on Mtl. Stud:130954 | Size | 187832 | 202504,202505,202506,202507,202508,202509,209211,209212,209213,209214 | Manufacturer | -0.102000 | 2j55VthSj3Lu0J6fyrpGQy | 1 | Basic Wall:Exterior - Insul Panel on Mtl. Stud:381984 |  | InstallationDate | 920 | WarrantyGuarantorLabor | F | ModelLabel | T | WarrantyDescription | F | F | ProductionYear | 0.120000 | F | 2.908196 | T | 0.000000 |  | Finish | 2 | 2.681805 | SerialNumber | WarrantyStartDate | BarCode | AssetIdentifier | Features | TagNumber | 0 | 1.034445 | 0.716042 | 1 | 0.267000 | 0 | WarrantyDurationParts | AccessibilityPerformance | CodePerformance | Color | Constituents | Grade | Material | ModelReference | NominalHeight | NominalLength | Shape | SustainabilityPerformance | WarrantyDurationLabor | FIXED | WarrantyGuarantorParts | ExpectedLife | ReplacementCost | NominalWidth | 23-25 30 24 21 | Metal Framed Structural Walls | 189146,189876,190091
1160 | Roof - Main | 208731,208860 | 189580 | 1 | 307184 |  | New Construction | Roof - Main | 0.000000 | F | 209184 | 124876 | 133701 | Basic Wall:Exterior - Insul Panel on Mtl. Stud | 0 | Basic Wall:Exterior - Insul Panel on Mtl. Stud:130954 | Size | 187518 | 199586,199587,199588,199589,199590,199591,209211,209212,209213,209214 | Manufacturer | -0.102000 | 0ayGa9swL6Jvmb9DQx3xLv | 1 | Basic Wall:Exterior - Insul Panel on Mtl. Stud:307184 |  | InstallationDate | 1160 | WarrantyGuarantorLabor | F | ModelLabel | T | WarrantyDescription | F | F | ProductionYear | 0.120000 | F | 2.908196 | T | 0.000000 |  | Finish | 2 | 2.176866 | SerialNumber | WarrantyStartDate | BarCode | AssetIdentifier | Features | TagNumber | 0 | 1.000000 | 0.581223 | 1 | 0.267000 | 0 | WarrantyDurationParts | AccessibilityPerformance | CodePerformance | Color | Constituents | Grade | Material | ModelReference | NominalHeight | NominalLength | Shape | SustainabilityPerformance | WarrantyDurationLabor | FIXED | WarrantyGuarantorParts | ExpectedLife | ReplacementCost | NominalWidth | 23-25 30 24 21 | Metal Framed Structural Walls | 189579
1161 | Roof - Main | 208723,208854 | 189582 | 1 | 307686 |  | New Construction | Roof - Main | 0.000000 | F | 209184 | 124879 | 133704 | Basic Wall:Exterior - Insul Panel on Mtl. Stud | 0 | Basic Wall:Exterior - Insul Panel on Mtl. Stud:130954 | Size | 187521 | 199604,199605,199606,199607,199608,199609,209211,209212,209213,209214 | Manufacturer | -0.102000 | 0ayGa9swL6Jvmb9DQx3wjl | 1 | Basic Wall:Exterior - Insul Panel on Mtl. Stud:307686 |  | InstallationDate | 1161 | WarrantyGuarantorLabor | F | ModelLabel | T | WarrantyDescription | F | F | ProductionYear | 0.120000 | F | 2.908196 | T | 0.000000 |  | Finish | 2 | 2.176866 | SerialNumber | WarrantyStartDate | BarCode | AssetIdentifier | Features | TagNumber | 0 | 1.000000 | 0.581223 | 1 | 0.267000 | 0 | WarrantyDurationParts | AccessibilityPerformance | CodePerformance | Color | Constituents | Grade | Material | ModelReference | NominalHeight | NominalLength | Shape | SustainabilityPerformance | WarrantyDurationLabor | FIXED | WarrantyGuarantorParts | ExpectedLife | ReplacementCost | NominalWidth | 23-25 30 24 21 | Metal Framed Structural Walls | 189581
1162 | Roof - Main | 208727,208742 |  | 2 | 399407 |  | New Construction | Roof - Main | 0.000000 | F | 209184 | 125691 | 134196 | Basic Wall:Interior - Partition (92mm Stud) | 0 | Basic Wall:Interior - Partition (92mm Stud):128360 | Size | 187986 | 203421,203422,203423,203424,203425,203426,209244,209245,209246,209247 | Manufacturer | 4.221258 | 0lHL5LPIr3RuynIxjjrPON | 1 | Basic Wall:Interior - Partition (92mm Stud):399407 |  | InstallationDate | 1162 | WarrantyGuarantorLabor | F | ModelLabel | F | WarrantyDescription | F | F | ProductionYear | 0.000000 | F | 4.221258 | T | 0.000000 | Up to level: Roof - Main | Finish | 2 | 31.798842 | SerialNumber | WarrantyStartDate | BarCode | AssetIdentifier | Features | TagNumber | 0 | 8.311480 | 3.943020 | 0 | 0.124000 | 0 | WarrantyDurationParts | AccessibilityPerformance | CodePerformance | Color | Constituents | Grade | Material | ModelReference | NominalHeight | NominalLength | Shape | SustainabilityPerformance | WarrantyDurationLabor | FIXED | WarrantyGuarantorParts | ExpectedLife | ReplacementCost | NominalWidth | 23-25 40 11 11 11 | Metal-Framed Gypsum Board Fixed Partitions | 188585,188877
1591 | Roof - Main | 208869 | 189855 | 1 | 375596 |  | New Construction | Roof - Main | 0.000000 | F | 209184 | 125326 | 134014 | Basic Wall:Exterior - Insul Panel on Mtl. Stud | 0 | Basic Wall:Exterior - Insul Panel on Mtl. Stud:130954 | Size | 187796 | 201789,201790,201791,201792,201793,201794,209211,209212,209213,209214 | Manufacturer | -0.102000 | 2j55VthSj3Lu0J6fyrpMcm | 1 | Basic Wall:Exterior - Insul Panel on Mtl. Stud:375596 |  | InstallationDate | 1591 | WarrantyGuarantorLabor | F | ModelLabel | T | WarrantyDescription | F | F | ProductionYear | 0.120000 | F | 2.908196 | T | 0.000000 |  | Finish | 2 | 2.967303 | SerialNumber | WarrantyStartDate | BarCode | AssetIdentifier | Features | TagNumber | 0 | 1.000000 | 0.792270 | 1 | 0.267000 | 0 | WarrantyDurationParts | AccessibilityPerformance | CodePerformance | Color | Constituents | Grade | Material | ModelReference | NominalHeight | NominalLength | Shape | SustainabilityPerformance | WarrantyDurationLabor | FIXED | WarrantyGuarantorParts | ExpectedLife | ReplacementCost | NominalWidth | 23-25 30 24 21 | Metal Framed Structural Walls | 188570
1592 | Roof - Main | 208845 | 189875 | 1 | 381982 |  | New Construction | Roof - Main | 0.000000 | F | 209184 | 125536 | 134040 | Basic Wall:Exterior - Insul Panel on Mtl. Stud | 0 | Basic Wall:Exterior - Insul Panel on Mtl. Stud:130954 | Size | 187830 | 202492,202493,202494,202495,202496,202497,209211,209212,209213,209214 | Manufacturer | -0.102000 | 2j55VthSj3Lu0J6fyrpGQ2 | 1 | Basic Wall:Exterior - Insul Panel on Mtl. Stud:381982 |  | InstallationDate | 1592 | WarrantyGuarantorLabor | F | ModelLabel | T | WarrantyDescription | F | F | ProductionYear | 0.120000 | F | 2.908196 | T | 0.000000 |  | Finish | 2 | 2.967303 | SerialNumber | WarrantyStartDate | BarCode | AssetIdentifier | Features | TagNumber | 0 | 1.000000 | 0.792270 | 1 | 0.267000 | 0 | WarrantyDurationParts | AccessibilityPerformance | CodePerformance | Color | Constituents | Grade | Material | ModelReference | NominalHeight | NominalLength | Shape | SustainabilityPerformance | WarrantyDurationLabor | FIXED | WarrantyGuarantorParts | ExpectedLife | ReplacementCost | NominalWidth | 23-25 30 24 21 | Metal Framed Structural Walls | 188583
635 | First Floor | 206408,206410,206412,206965,206967,206970 |  |  | 367888 |  | New Construction |  |  |  | 209258 | 125240 | 133992 | M_Double-Flush:1730 x 2134mm |  | 1730 x 2134mm | Size |  | 201442,201443,201444,201445,201446,204098,204099,204100,204101,204102,204349 | Manufacturer |  | 1qc5HjZvrCsga38tqxQ3VC | 1 | M_Double-Flush:1730 x 2134mm:1730 x 2134mm:367888 |  | InstallationDate | 635 | WarrantyGuarantorLabor |  | ModelLabel | F | WarrantyDescription |  |  | ProductionYear | [6 empty] | Finish |  | Area | SerialNumber | WarrantyStartDate | BarCode | AssetIdentifier | Features | 1C11 |  |  |  | 0 | 1.730000 |  | WarrantyDurationParts | AccessibilityPerformance | CodePerformance | Color | Constituents | Grade | Material | ModelReference | NominalHeight | NominalLength | Shape | SustainabilityPerformance | WarrantyDurationLabor | FIXED | WarrantyGuarantorParts | ExpectedLife | ReplacementCost | NominalWidth |  |  |  | Fire Rating |  | Fire Rating | [7 empty] | 0.051000 |  |  |  | 2.134000 | Construction Type | 1.730000 | 2.134000 | 0.025000 | 204675 | First Floor | 0.076000 | Door - Panel | 40 | 0.000000 | 2.134000 | 1C11 | 23.30.10.00 | 0.025000 | 0 | Door - Frame | Doors | GlazingAreaFraction | OperationType | IsFireExit
2251 | Curtain Wall:Storefront:263355 |  |  |  | 263359 |  | New Construction |  |  |  |  | 125940 | 133656 | M_Curtain Wall Dbl Glass:M_Curtain Wall Dbl Glass |  | M_Curtain Wall Dbl Glass | Size |  | 197081,197082,197083,197084,197085,205814,205815,205816,205817,205818,205871 | Manufacturer |  | 0otfaO0qPDAhynjJ6DnLXx | 1 | M_Curtain Wall Dbl Glass:M_Curtain Wall Dbl Glass:M_Curtain Wall Dbl Glass:263359 |  | InstallationDate | 2251 | WarrantyGuarantorLabor |  | ModelLabel | T | WarrantyDescription |  |  | ProductionYear | [6 empty] | Finish |  | Area | SerialNumber | WarrantyStartDate | BarCode | AssetIdentifier | Features | 1CA1 |  |  |  | 1 | 1.800000 |  | WarrantyDurationParts | AccessibilityPerformance | CodePerformance | Color | Constituents | Grade | Material | ModelReference | NominalHeight | NominalLength | Shape | SustainabilityPerformance | WarrantyDurationLabor | FIXED | WarrantyGuarantorParts | ExpectedLife | ReplacementCost | NominalWidth |  |  |  | Fire Rating |  | Fire Rating |  |  |  |  | 209198 |  |  |  | 0.050000 |  |  | 2.325000 | Construction Type | 1.800000 | 2.326855 | [5 empty] | 36 |  |  | 1CA1 | 23.30.10.00 |  |  |  | Doors | GlazingAreaFraction | OperationType | IsFireExit | Glass
2253 | Curtain Wall:Storefront - Interior:283067 |  |  |  | 283068 |  | New Construction |  |  |  |  | 125938 | 133683 | M_Curtain Wall Sgl Glass:M_Curtain Wall Sgl Glass |  | M_Curtain Wall Sgl Glass | Size |  | 198458,198459,198460,198461,198462,205878,208966,208967,208968,208969,208970 | Manufacturer |  | 0bpfxAz3XBrAx$RjFuHvgA | 1 | M_Curtain Wall Sgl Glass:M_Curtain Wall Sgl Glass:M_Curtain Wall Sgl Glass:283068 |  | InstallationDate | 2253 | WarrantyGuarantorLabor |  | ModelLabel | F | WarrantyDescription |  |  | ProductionYear | [6 empty] | Finish |  | Area | SerialNumber | WarrantyStartDate | BarCode | AssetIdentifier | Features | 1DC5a |  |  |  | 0 | 0.901001 |  | WarrantyDurationParts | AccessibilityPerformance | CodePerformance | Color | Constituents | Grade | Material | ModelReference | NominalHeight | NominalLength | Shape | SustainabilityPerformance | WarrantyDurationLabor | FIXED | WarrantyGuarantorParts | ExpectedLife | ReplacementCost | NominalWidth |  |  |  | Fire Rating |  | Fire Rating |  |  |  |  | 209104 |  |  |  | 0.051000 |  |  | 2.325000 | Construction Type | 0.901001 | 2.325000 | [5 empty] | 37 |  |  | 1DC5a | 23.30.10.00 |  |  |  | Doors | GlazingAreaFraction | OperationType | IsFireExit | Glass
2255 | Curtain Wall:Storefront - Interior:283882 |  |  |  | 285186 |  | New Construction |  |  |  |  | 125936 | 133685 | M_Curtain Wall Sgl Glass:M_Curtain Wall Sgl Glass |  | M_Curtain Wall Sgl Glass | Size |  | 198689,198690,198691,198692,198693,205890,208966,208967,208968,208969,208970 | Manufacturer |  | 0bpfxAz3XBrAx$RjFuHv4q | 1 | M_Curtain Wall Sgl Glass:M_Curtain Wall Sgl Glass:M_Curtain Wall Sgl Glass:285186 |  | InstallationDate | 2255 | WarrantyGuarantorLabor |  | ModelLabel | F | WarrantyDescription |  |  | ProductionYear | [6 empty] | Finish |  | Area | SerialNumber | WarrantyStartDate | BarCode | AssetIdentifier | Features | 1DC5b |  |  |  | 0 | 0.899549 |  | WarrantyDurationParts | AccessibilityPerformance | CodePerformance | Color | Constituents | Grade | Material | ModelReference | NominalHeight | NominalLength | Shape | SustainabilityPerformance | WarrantyDurationLabor | FIXED | WarrantyGuarantorParts | ExpectedLife | ReplacementCost | NominalWidth |  |  |  | Fire Rating |  | Fire Rating |  |  |  |  | 209105 |  |  |  | 0.051000 |  |  | 2.325000 | Construction Type | 0.899549 | 2.325000 | [5 empty] | 37 |  |  | 1DC5b | 23.30.10.00 |  |  |  | Doors | GlazingAreaFraction | OperationType | IsFireExit | Glass
2257 | Curtain Wall:Chain Link Fence:346963 |  |  |  | 346969 |  | New Construction |  |  |  |  | 125932 | 133755 | M_Curtain Wall Dbl Chain Link:M_Curtain Wall Dbl Chain Link |  | M_Curtain Wall Dbl Chain Link | Size |  | 199961,199962,199963,199964,199965,208961,208962,208963,208964,208965,208997 | Manufacturer |  | 1I_Rp6d3j27fE7zFUMgaqf | 1 | M_Curtain Wall Dbl Chain Link:M_Curtain Wall Dbl Chain Link:M_Curtain Wall Dbl Chain Link:346969 |  | InstallationDate | 2257 | WarrantyGuarantorLabor |  | ModelLabel | T | WarrantyDescription |  |  | ProductionYear | [6 empty] | Finish |  | Area | SerialNumber | WarrantyStartDate | BarCode | AssetIdentifier | Features | 1F01a |  |  |  | 1 | 2.702000 |  | WarrantyDurationParts | AccessibilityPerformance | CodePerformance | Color | Constituents | Grade | Material | ModelReference | NominalHeight | NominalLength | Shape | SustainabilityPerformance | WarrantyDurationLabor | FIXED | WarrantyGuarantorParts | ExpectedLife | ReplacementCost | NominalWidth |  |  |  | Fire Rating |  | Fire Rating |  |  |  |  | 209122 | [6 empty] | 1.962000 | Construction Type | 2.702000 | 1.963855 | [5 empty] | 35 |  |  | 1F01a | 23.30.10.00 |  |  | Metal - Aluminum | Doors | GlazingAreaFraction | OperationType | IsFireExit | Metal - Chain Link | 0.019000
2258 | Curtain Wall:Chain Link Fence:346963 |  |  |  | 346973 |  | New Construction |  |  |  |  | 125931 | 133756 | M_Curtain Wall Dbl Chain Link:M_Curtain Wall Dbl Chain Link |  | M_Curtain Wall Dbl Chain Link | Size |  | 199969,199970,199971,199972,199973,208961,208962,208963,208964,208965,208997 | Manufacturer |  | 1I_Rp6d3j27fE7zFUMgaqj | 1 | M_Curtain Wall Dbl Chain Link:M_Curtain Wall Dbl Chain Link:M_Curtain Wall Dbl Chain Link:346973 |  | InstallationDate | 2258 | WarrantyGuarantorLabor |  | ModelLabel | T | WarrantyDescription |  |  | ProductionYear | [6 empty] | Finish |  | Area | SerialNumber | WarrantyStartDate | BarCode | AssetIdentifier | Features | 1F01b |  |  |  | 1 | 2.702000 |  | WarrantyDurationParts | AccessibilityPerformance | CodePerformance | Color | Constituents | Grade | Material | ModelReference | NominalHeight | NominalLength | Shape | SustainabilityPerformance | WarrantyDurationLabor | FIXED | WarrantyGuarantorParts | ExpectedLife | ReplacementCost | NominalWidth |  |  |  | Fire Rating |  | Fire Rating |  |  |  |  | 209122 | [6 empty] | 1.962000 | Construction Type | 2.702000 | 1.963855 | [5 empty] | 35 |  |  | 1F01b | 23.30.10.00 |  |  | Metal - Aluminum | Doors | GlazingAreaFraction | OperationType | IsFireExit | Metal - Chain Link | 0.019000
882 | First Floor | 206089,206191,206193,207597 |  |  | 223704 |  | New Construction |  |  |  | 209258 | 123936 | 133360 | M_Single-Flush:0915 x 2134mm |  | 0915 x 2134mm | Size |  | 195381,195382,195383,195384,195385,209217,209227,209228,209229,209230,209231 | Manufacturer |  | 1byTDaqS91rBnWJlv$nnIo | 1 | M_Single-Flush:0915 x 2134mm:0915 x 2134mm:223704 |  | InstallationDate | 882 | WarrantyGuarantorLabor |  | ModelLabel | F | WarrantyDescription |  |  | ProductionYear | [6 empty] | Finish |  | Area | SerialNumber | WarrantyStartDate | BarCode | AssetIdentifier | Features | 1A10 |  |  |  | 0 | 0.915000 |  | WarrantyDurationParts | AccessibilityPerformance | CodePerformance | Color | Constituents | Grade | Material | ModelReference | NominalHeight | NominalLength | Shape | SustainabilityPerformance | WarrantyDurationLabor | FIXED | WarrantyGuarantorParts | ExpectedLife | ReplacementCost | NominalWidth |  |  |  | Fire Rating |  | Fire Rating | [7 empty] | 0.051000 |  |  |  | 2.134000 | Construction Type | 0.915000 | 2.134000 | 0.025000 | 204440 | First Floor | 0.076000 | Door - Panel | 20 | 0.000000 | 2.134000 | 1A10 | 23.30.10.00 | 0.025000 | 0 | Door - Frame | Doors | GlazingAreaFraction | OperationType | IsFireExit
883 | First Floor | 206057,206230,206232,207619 |  |  | 224424 |  | New Construction |  |  |  | 209258 | 123946 | 133370 | M_Single-Flush:0915 x 2134mm |  | 0915 x 2134mm | Size |  | 195431,195432,195433,195434,195435,209215,209227,209228,209229,209230,209231 | Manufacturer |  | 1byTDaqS91rBnWJlv$nn72 | 1 | M_Single-Flush:0915 x 2134mm:0915 x 2134mm:224424 |  | InstallationDate | 883 | WarrantyGuarantorLabor |  | ModelLabel | F | WarrantyDescription |  |  | ProductionYear | [6 empty] | Finish |  | Area | SerialNumber | WarrantyStartDate | BarCode | AssetIdentifier | Features | 1A15 |  |  |  | 0 | 0.915000 |  | WarrantyDurationParts | AccessibilityPerformance | CodePerformance | Color | Constituents | Grade | Material | ModelReference | NominalHeight | NominalLength | Shape | SustainabilityPerformance | WarrantyDurationLabor | FIXED | WarrantyGuarantorParts | ExpectedLife | ReplacementCost | NominalWidth |  |  |  | Fire Rating |  | Fire Rating | [7 empty] | 0.051000 |  |  |  | 2.134000 | Construction Type | 0.915000 | 2.134000 | 0.025000 | 204450 | First Floor | 0.076000 | Door - Panel | 20 | 0.000000 | 2.134000 | 1A15 | 23.30.10.00 | 0.025000 | 0 | Door - Frame | Doors | GlazingAreaFraction | OperationType | IsFireExit
886 | First Floor | 207349,207369,207534,207536 |  |  | 229736 |  | New Construction |  |  |  | 209258 | 125902 | 133435 | M_Single-Flush:0915 x 2134mm |  | 0915 x 2134mm | Size |  | 195759,195760,195761,195762,195763,209215,209227,209228,209229,209230,209231 | Manufacturer |  | 1byTDaqS91rBnWJlv$n$m2 | 1 | M_Single-Flush:0915 x 2134mm:0915 x 2134mm:229736 |  | InstallationDate | 886 | WarrantyGuarantorLabor |  | ModelLabel | F | WarrantyDescription |  |  | ProductionYear | [6 empty] | Finish |  | Area | SerialNumber | WarrantyStartDate | BarCode | AssetIdentifier | Features | 1B14 |  |  |  | 0 | 0.915000 |  | WarrantyDurationParts | AccessibilityPerformance | CodePerformance | Color | Constituents | Grade | Material | ModelReference | NominalHeight | NominalLength | Shape | SustainabilityPerformance | WarrantyDurationLabor | FIXED | WarrantyGuarantorParts | ExpectedLife | ReplacementCost | NominalWidth |  |  |  | Fire Rating |  | Fire Rating | [7 empty] | 0.051000 |  |  |  | 2.134000 | Construction Type | 0.915000 | 2.134000 | 0.025000 | 204697 | First Floor | 0.076000 | Door - Panel | 20 | 0.000000 | 2.134000 | 1B14 | 23.30.10.00 | 0.025000 | 0 | Door - Frame | Doors | GlazingAreaFraction | OperationType | IsFireExit
1122 | First Floor | 206385,206473,206475 |  |  | 222929 |  | New Construction |  |  |  | 209258 | 123926 | 133350 | M_Single-Flush:0915 x 2134mm |  | 0915 x 2134mm | Size |  | 195331,195332,195333,195334,195335,209215,209227,209228,209229,209230,209231 | Manufacturer |  | 1byTDaqS91rBnWJlv$nnkx | 1 | M_Single-Flush:0915 x 2134mm:0915 x 2134mm:222929 |  | InstallationDate | 1122 | WarrantyGuarantorLabor |  | ModelLabel | F | WarrantyDescription |  |  | ProductionYear | [6 empty] | Finish |  | Area | SerialNumber | WarrantyStartDate | BarCode | AssetIdentifier | Features | 1C08 |  |  |  | 0 | 0.915000 |  | WarrantyDurationParts | AccessibilityPerformance | CodePerformance | Color | Constituents | Grade | Material | ModelReference | NominalHeight | NominalLength | Shape | SustainabilityPerformance | WarrantyDurationLabor | FIXED | WarrantyGuarantorParts | ExpectedLife | ReplacementCost | NominalWidth |  |  |  | Fire Rating |  | Fire Rating | [7 empty] | 0.051000 |  |  |  | 2.134000 | Construction Type | 0.915000 | 2.134000 | 0.025000 | 204430 | First Floor | 0.076000 | Door - Panel | 20 | 0.000000 | 2.134000 | 1C08 | 23.30.10.00 | 0.025000 | 0 | Door - Frame | Doors | GlazingAreaFraction | OperationType | IsFireExit
1123 | First Floor | 205973,206102,206104 |  |  | 224302 |  | New Construction |  |  |  | 209258 | 123944 | 133368 | M_Single-Flush:0915 x 2134mm |  | 0915 x 2134mm | Size |  | 195421,195422,195423,195424,195425,209217,209227,209228,209229,209230,209231 | Manufacturer |  | 1byTDaqS91rBnWJlv$nn54 | 1 | M_Single-Flush:0915 x 2134mm:0915 x 2134mm:224302 |  | InstallationDate | 1123 | WarrantyGuarantorLabor |  | ModelLabel | F | WarrantyDescription |  |  | ProductionYear | [6 empty] | Finish |  | Area | SerialNumber | WarrantyStartDate | BarCode | AssetIdentifier | Features | 1AC5 |  |  |  | 0 | 0.915000 |  | WarrantyDurationParts | AccessibilityPerformance | CodePerformance | Color | Constituents | Grade | Material | ModelReference | NominalHeight | NominalLength | Shape | SustainabilityPerformance | WarrantyDurationLabor | FIXED | WarrantyGuarantorParts | ExpectedLife | ReplacementCost | NominalWidth |  |  |  | Fire Rating |  | Fire Rating | [7 empty] | 0.051000 |  |  |  | 2.134000 | Construction Type | 0.915000 | 2.134000 | 0.025000 | 204448 | First Floor | 0.076000 | Door - Panel | 20 | 0.000000 | 2.134000 | 1AC5 | 23.30.10.00 | 0.025000 | 0 | Door - Frame | Doors | GlazingAreaFraction | OperationType | IsFireExit
1124 | First Floor | 207363,207489,207491 |  |  | 229319 |  | New Construction |  |  |  | 209258 | 123992 | 133428 | M_Single-Flush:0915 x 2134mm |  | 0915 x 2134mm | Size |  | 195724,195725,195726,195727,195728,209215,209227,209228,209229,209230,209231 | Manufacturer |  | 1byTDaqS91rBnWJlv$nmAj | 1 | M_Single-Flush:0915 x 2134mm:0915 x 2134mm:229319 |  | InstallationDate | 1124 | WarrantyGuarantorLabor |  | ModelLabel | F | WarrantyDescription |  |  | ProductionYear | [6 empty] | Finish |  | Area | SerialNumber | WarrantyStartDate | BarCode | AssetIdentifier | Features | 1B09 |  |  |  | 0 | 0.915000 |  | WarrantyDurationParts | AccessibilityPerformance | CodePerformance | Color | Constituents | Grade | Material | ModelReference | NominalHeight | NominalLength | Shape | SustainabilityPerformance | WarrantyDurationLabor | FIXED | WarrantyGuarantorParts | ExpectedLife | ReplacementCost | NominalWidth |  |  |  | Fire Rating |  | Fire Rating | [7 empty] | 0.051000 |  |  |  | 2.134000 | Construction Type | 0.915000 | 2.134000 | 0.025000 | 204496 | First Floor | 0.076000 | Door - Panel | 20 | 0.000000 | 2.134000 | 1B09 | 23.30.10.00 | 0.025000 | 0 | Door - Frame | Doors | GlazingAreaFraction | OperationType | IsFireExit
1338 | First Floor | 206928,206962 |  |  | 221919 |  | New Construction |  |  |  | 209258 | 123918 | 133342 | M_Single-Flush:0915 x 2134mm |  | 0915 x 2134mm | Size |  | 195291,195292,195293,195294,195295,209217,209227,209228,209229,209230,209231 | Manufacturer |  | 1byTDaqS91rBnWJlv$nn_r | 1 | M_Single-Flush:0915 x 2134mm:0915 x 2134mm:221919 |  | InstallationDate | 1338 | WarrantyGuarantorLabor |  | ModelLabel | F | WarrantyDescription |  |  | ProductionYear | [6 empty] | Finish |  | Area | SerialNumber | WarrantyStartDate | BarCode | AssetIdentifier | Features | 1C19 |  |  |  | 0 | 0.915000 |  | WarrantyDurationParts | AccessibilityPerformance | CodePerformance | Color | Constituents | Grade | Material | ModelReference | NominalHeight | NominalLength | Shape | SustainabilityPerformance | WarrantyDurationLabor | FIXED | WarrantyGuarantorParts | ExpectedLife | ReplacementCost | NominalWidth |  |  |  | Fire Rating |  | Fire Rating | [7 empty] | 0.051000 |  |  |  | 2.134000 | Construction Type | 0.915000 | 2.134000 | 0.025000 | 204422 | First Floor | 0.076000 | Door - Panel | 20 | 0.000000 | 2.134000 | 1C19 | 23.30.10.00 | 0.025000 | 0 | Door - Frame | Doors | GlazingAreaFraction | OperationType | IsFireExit
1339 | First Floor | 206914,206952 |  |  | 221992 |  | New Construction |  |  |  | 209258 | 123919 | 133343 | M_Single-Flush:0915 x 2134mm |  | 0915 x 2134mm | Size |  | 195296,195297,195298,195299,195300,209215,209227,209228,209229,209230,209231 | Manufacturer |  | 1byTDaqS91rBnWJlv$nnv2 | 1 | M_Single-Flush:0915 x 2134mm:0915 x 2134mm:221992 |  | InstallationDate | 1339 | WarrantyGuarantorLabor |  | ModelLabel | F | WarrantyDescription |  |  | ProductionYear | [6 empty] | Finish |  | Area | SerialNumber | WarrantyStartDate | BarCode | AssetIdentifier | Features | 1C16 |  |  |  | 0 | 0.915000 |  | WarrantyDurationParts | AccessibilityPerformance | CodePerformance | Color | Constituents | Grade | Material | ModelReference | NominalHeight | NominalLength | Shape | SustainabilityPerformance | WarrantyDurationLabor | FIXED | WarrantyGuarantorParts | ExpectedLife | ReplacementCost | NominalWidth |  |  |  | Fire Rating |  | Fire Rating | [7 empty] | 0.051000 |  |  |  | 2.134000 | Construction Type | 0.915000 | 2.134000 | 0.025000 | 204423 | First Floor | 0.076000 | Door - Panel | 20 | 0.000000 | 2.134000 | 1C16 | 23.30.10.00 | 0.025000 | 0 | Door - Frame | Doors | GlazingAreaFraction | OperationType | IsFireExit
1340 | First Floor | 206903,206950 |  |  | 222050 |  | New Construction |  |  |  | 209258 | 123920 | 133344 | M_Single-Flush:0915 x 2134mm |  | 0915 x 2134mm | Size |  | 195301,195302,195303,195304,195305,209215,209227,209228,209229,209230,209231 | Manufacturer |  | 1byTDaqS91rBnWJlv$nnu8 | 1 | M_Single-Flush:0915 x 2134mm:0915 x 2134mm:222050 |  | InstallationDate | 1340 | WarrantyGuarantorLabor |  | ModelLabel | F | WarrantyDescription |  |  | ProductionYear | [6 empty] | Finish |  | Area | SerialNumber | WarrantyStartDate | BarCode | AssetIdentifier | Features | 1C14 |  |  |  | 0 | 0.915000 |  | WarrantyDurationParts | AccessibilityPerformance | CodePerformance | Color | Constituents | Grade | Material | ModelReference | NominalHeight | NominalLength | Shape | SustainabilityPerformance | WarrantyDurationLabor | FIXED | WarrantyGuarantorParts | ExpectedLife | ReplacementCost | NominalWidth |  |  |  | Fire Rating |  | Fire Rating | [7 empty] | 0.051000 |  |  |  | 2.134000 | Construction Type | 0.915000 | 2.134000 | 0.025000 | 204424 | First Floor | 0.076000 | Door - Panel | 20 | 0.000000 | 2.134000 | 1C14 | 23.30.10.00 | 0.025000 | 0 | Door - Frame | Doors | GlazingAreaFraction | OperationType | IsFireExit
1341 | First Floor | 206394,206890 |  |  | 222117 |  | New Construction |  |  |  | 209258 | 123921 | 133345 | M_Single-Flush:0915 x 2134mm |  | 0915 x 2134mm | Size |  | 195306,195307,195308,195309,195310,209215,209227,209228,209229,209230,209231 | Manufacturer |  | 1byTDaqS91rBnWJlv$nnxF | 1 | M_Single-Flush:0915 x 2134mm:0915 x 2134mm:222117 |  | InstallationDate | 1341 | WarrantyGuarantorLabor |  | ModelLabel | F | WarrantyDescription |  |  | ProductionYear | [6 empty] | Finish |  | Area | SerialNumber | WarrantyStartDate | BarCode | AssetIdentifier | Features | 1C12 |  |  |  | 0 | 0.915000 |  | WarrantyDurationParts | AccessibilityPerformance | CodePerformance | Color | Constituents | Grade | Material | ModelReference | NominalHeight | NominalLength | Shape | SustainabilityPerformance | WarrantyDurationLabor | FIXED | WarrantyGuarantorParts | ExpectedLife | ReplacementCost | NominalWidth |  |  |  | Fire Rating |  | Fire Rating | [7 empty] | 0.051000 |  |  |  | 2.134000 | Construction Type | 0.915000 | 2.134000 | 0.025000 | 204425 | First Floor | 0.076000 | Door - Panel | 20 | 0.000000 | 2.134000 | 1C12 | 23.30.10.00 | 0.025000 | 0 | Door - Frame | Doors | GlazingAreaFraction | OperationType | IsFireExit
1342 | First Floor | 206396,206947 |  |  | 222344 |  | New Construction |  |  |  | 209258 | 123922 | 133346 | M_Single-Flush:0915 x 2134mm |  | 0915 x 2134mm | Size |  | 195311,195312,195313,195314,195315,209217,209227,209228,209229,209230,209231 | Manufacturer |  | 1byTDaqS91rBnWJlv$nndY | 1 | M_Single-Flush:0915 x 2134mm:0915 x 2134mm:222344 |  | InstallationDate | 1342 | WarrantyGuarantorLabor |  | ModelLabel | F | WarrantyDescription |  |  | ProductionYear | [6 empty] | Finish |  | Area | SerialNumber | WarrantyStartDate | BarCode | AssetIdentifier | Features | 1C18 |  |  |  | 0 | 0.915000 |  | WarrantyDurationParts | AccessibilityPerformance | CodePerformance | Color | Constituents | Grade | Material | ModelReference | NominalHeight | NominalLength | Shape | SustainabilityPerformance | WarrantyDurationLabor | FIXED | WarrantyGuarantorParts | ExpectedLife | ReplacementCost | NominalWidth |  |  |  | Fire Rating |  | Fire Rating | [7 empty] | 0.051000 |  |  |  | 2.134000 | Construction Type | 0.915000 | 2.134000 | 0.025000 | 204426 | First Floor | 0.076000 | Door - Panel | 20 | 0.000000 | 2.134000 | 1C18 | 23.30.10.00 | 0.025000 | 0 | Door - Frame | Doors | GlazingAreaFraction | OperationType | IsFireExit
1343 | First Floor | 206403,206978 |  |  | 222571 |  | New Construction |  |  |  | 209258 | 123924 | 133348 | M_Single-Flush:0915 x 2134mm Rated |  | 0915 x 2134mm Rated | Size |  | 195321,195322,195323,195324,195325,208910,209023,209024,209025,209026,209027 | Manufacturer |  | 1byTDaqS91rBnWJlv$nnW1 | 1 | M_Single-Flush:0915 x 2134mm Rated:0915 x 2134mm Rated:222571 |  | InstallationDate | 1343 | WarrantyGuarantorLabor |  | ModelLabel | F | WarrantyDescription |  |  | ProductionYear | [6 empty] | Finish |  | Area | SerialNumber | WarrantyStartDate | BarCode | AssetIdentifier | Features | 1CS3 |  |  |  | 0 | 0.915000 |  | WarrantyDurationParts | AccessibilityPerformance | CodePerformance | Color | Constituents | Grade | Material | ModelReference | NominalHeight | NominalLength | Shape | SustainabilityPerformance | WarrantyDurationLabor | FIXED | WarrantyGuarantorParts | ExpectedLife | ReplacementCost | NominalWidth |  |  |  | Fire Rating |  | Fire Rating | [7 empty] | 0.051000 |  |  |  | 2.134000 | Construction Type | 0.915000 | 2.134000 | 0.025000 | 204428 | First Floor | 0.076000 | Door - Panel | 61 | 0.000000 | 2.134000 | 1CS3 | 23.30.10.00 | 0.025000 | 0 | Door - Frame | Doors | GlazingAreaFraction | OperationType | IsFireExit
1344 | First Floor | 206383,206483 |  |  | 222740 |  | New Construction |  |  |  | 209258 | 123925 | 133349 | M_Single-Flush:0915 x 2134mm |  | 0915 x 2134mm | Size |  | 195326,195327,195328,195329,195330,209215,209227,209228,209229,209230,209231 | Manufacturer |  | 1byTDaqS91rBnWJlv$nnj_ | 1 | M_Single-Flush:0915 x 2134mm:0915 x 2134mm:222740 |  | InstallationDate | 1344 | WarrantyGuarantorLabor |  | ModelLabel | F | WarrantyDescription |  |  | ProductionYear | [6 empty] | Finish |  | Area | SerialNumber | WarrantyStartDate | BarCode | AssetIdentifier | Features | 1C09 |  |  |  | 0 | 0.915000 |  | WarrantyDurationParts | AccessibilityPerformance | CodePerformance | Color | Constituents | Grade | Material | ModelReference | NominalHeight | NominalLength | Shape | SustainabilityPerformance | WarrantyDurationLabor | FIXED | WarrantyGuarantorParts | ExpectedLife | ReplacementCost | NominalWidth |  |  |  | Fire Rating |  | Fire Rating | [7 empty] | 0.051000 |  |  |  | 2.134000 | Construction Type | 0.915000 | 2.134000 | 0.025000 | 204429 | First Floor | 0.076000 | Door - Panel | 20 | 0.000000 | 2.134000 | 1C09 | 23.30.10.00 | 0.025000 | 0 | Door - Frame | Doors | GlazingAreaFraction | OperationType | IsFireExit
1345 | First Floor | 206388,206445 |  |  | 223030 |  | New Construction |  |  |  | 209258 | 123927 | 133351 | M_Single-Flush:0915 x 2134mm |  | 0915 x 2134mm | Size |  | 195336,195337,195338,195339,195340,209217,209227,209228,209229,209230,209231 | Manufacturer |  | 1byTDaqS91rBnWJlv$nnfS | 1 | M_Single-Flush:0915 x 2134mm:0915 x 2134mm:223030 |  | InstallationDate | 1345 | WarrantyGuarantorLabor |  | ModelLabel | F | WarrantyDescription |  |  | ProductionYear | [6 empty] | Finish |  | Area | SerialNumber | WarrantyStartDate | BarCode | AssetIdentifier | Features | 1C05 |  |  |  | 0 | 0.915000 |  | WarrantyDurationParts | AccessibilityPerformance | CodePerformance | Color | Constituents | Grade | Material | ModelReference | NominalHeight | NominalLength | Shape | SustainabilityPerformance | WarrantyDurationLabor | FIXED | WarrantyGuarantorParts | ExpectedLife | ReplacementCost | NominalWidth |  |  |  | Fire Rating |  | Fire Rating | [7 empty] | 0.051000 |  |  |  | 2.134000 | Construction Type | 0.915000 | 2.134000 | 0.025000 | 204431 | First Floor | 0.076000 | Door - Panel | 20 | 0.000000 | 2.134000 | 1C05 | 23.30.10.00 | 0.025000 | 0 | Door - Frame | Doors | GlazingAreaFraction | OperationType | IsFireExit
1346 | First Floor | 206362,206435 |  |  | 223137 |  | New Construction |  |  |  | 209258 | 123928 | 133352 | M_Single-Flush:0915 x 2134mm |  | 0915 x 2134mm | Size |  | 195341,195342,195343,195344,195345,209217,209227,209228,209229,209230,209231 | Manufacturer |  | 1byTDaqS91rBnWJlv$nnhB | 1 | M_Single-Flush:0915 x 2134mm:0915 x 2134mm:223137 |  | InstallationDate | 1346 | WarrantyGuarantorLabor |  | ModelLabel | F | WarrantyDescription |  |  | ProductionYear | [6 empty] | Finish |  | Area | SerialNumber | WarrantyStartDate | BarCode | AssetIdentifier | Features | 1C04 |  |  |  | 0 | 0.915000 |  | WarrantyDurationParts | AccessibilityPerformance | CodePerformance | Color | Constituents | Grade | Material | ModelReference | NominalHeight | NominalLength | Shape | SustainabilityPerformance | WarrantyDurationLabor | FIXED | WarrantyGuarantorParts | ExpectedLife | ReplacementCost | NominalWidth |  |  |  | Fire Rating |  | Fire Rating | [7 empty] | 0.051000 |  |  |  | 2.134000 | Construction Type | 0.915000 | 2.134000 | 0.025000 | 204432 | First Floor | 0.076000 | Door - Panel | 20 | 0.000000 | 2.134000 | 1C04 | 23.30.10.00 | 0.025000 | 0 | Door - Frame | Doors | GlazingAreaFraction | OperationType | IsFireExit
1347 | First Floor | 206390,206450 |  |  | 223212 |  | New Construction |  |  |  | 209258 | 123929 | 133353 | M_Single-Flush:0915 x 2134mm |  | 0915 x 2134mm | Size |  | 195346,195347,195348,195349,195350,209215,209227,209228,209229,209230,209231 | Manufacturer |  | 1byTDaqS91rBnWJlv$nng6 | 1 | M_Single-Flush:0915 x 2134mm:0915 x 2134mm:223212 |  | InstallationDate | 1347 | WarrantyGuarantorLabor |  | ModelLabel | F | WarrantyDescription |  |  | ProductionYear | [6 empty] | Finish |  | Area | SerialNumber | WarrantyStartDate | BarCode | AssetIdentifier | Features | 1C06 |  |  |  | 0 | 0.915000 |  | WarrantyDurationParts | AccessibilityPerformance | CodePerformance | Color | Constituents | Grade | Material | ModelReference | NominalHeight | NominalLength | Shape | SustainabilityPerformance | WarrantyDurationLabor | FIXED | WarrantyGuarantorParts | ExpectedLife | ReplacementCost | NominalWidth |  |  |  | Fire Rating |  | Fire Rating | [7 empty] | 0.051000 |  |  |  | 2.134000 | Construction Type | 0.915000 | 2.134000 | 0.025000 | 204433 | First Floor | 0.076000 | Door - Panel | 20 | 0.000000 | 2.134000 | 1C06 | 23.30.10.00 | 0.025000 | 0 | Door - Frame | Doors | GlazingAreaFraction | OperationType | IsFireExit
1348 | First Floor | 206372,206421 |  |  | 223301 |  | New Construction |  |  |  | 209258 | 123930 | 133354 | M_Single-Flush:0915 x 2134mm |  | 0915 x 2134mm | Size |  | 195351,195352,195353,195354,195355,209215,209227,209228,209229,209230,209231 | Manufacturer |  | 1byTDaqS91rBnWJlv$nnKl | 1 | M_Single-Flush:0915 x 2134mm:0915 x 2134mm:223301 |  | InstallationDate | 1348 | WarrantyGuarantorLabor |  | ModelLabel | F | WarrantyDescription |  |  | ProductionYear | [6 empty] | Finish |  | Area | SerialNumber | WarrantyStartDate | BarCode | AssetIdentifier | Features | 1C02 |  |  |  | 0 | 0.915000 |  | WarrantyDurationParts | AccessibilityPerformance | CodePerformance | Color | Constituents | Grade | Material | ModelReference | NominalHeight | NominalLength | Shape | SustainabilityPerformance | WarrantyDurationLabor | FIXED | WarrantyGuarantorParts | ExpectedLife | ReplacementCost | NominalWidth |  |  |  | Fire Rating |  | Fire Rating | [7 empty] | 0.051000 |  |  |  | 2.134000 | Construction Type | 0.915000 | 2.134000 | 0.025000 | 204434 | First Floor | 0.076000 | Door - Panel | 20 | 0.000000 | 2.134000 | 1C02 | 23.30.10.00 | 0.025000 | 0 | Door - Frame | Doors | GlazingAreaFraction | OperationType | IsFireExit
1349 | First Floor | 206376,206490 |  |  | 223378 |  | New Construction |  |  |  | 209258 | 123931 | 133355 | M_Single-Flush:0915 x 2134mm |  | 0915 x 2134mm | Size |  | 195356,195357,195358,195359,195360,209215,209227,209228,209229,209230,209231 | Manufacturer |  | 1byTDaqS91rBnWJlv$nnNu | 1 | M_Single-Flush:0915 x 2134mm:0915 x 2134mm:223378 |  | InstallationDate | 1349 | WarrantyGuarantorLabor |  | ModelLabel | F | WarrantyDescription |  |  | ProductionYear | [6 empty] | Finish |  | Area | SerialNumber | WarrantyStartDate | BarCode | AssetIdentifier | Features | 1C10 |  |  |  | 0 | 0.915000 |  | WarrantyDurationParts | AccessibilityPerformance | CodePerformance | Color | Constituents | Grade | Material | ModelReference | NominalHeight | NominalLength | Shape | SustainabilityPerformance | WarrantyDurationLabor | FIXED | WarrantyGuarantorParts | ExpectedLife | ReplacementCost | NominalWidth |  |  |  | Fire Rating |  | Fire Rating | [7 empty] | 0.051000 |  |  |  | 2.134000 | Construction Type | 0.915000 | 2.134000 | 0.025000 | 204435 | First Floor | 0.076000 | Door - Panel | 20 | 0.000000 | 2.134000 | 1C10 | 23.30.10.00 | 0.025000 | 0 | Door - Frame | Doors | GlazingAreaFraction | OperationType | IsFireExit
1350 | First Floor | 206378,206456 |  |  | 223429 |  | New Construction |  |  |  | 209258 | 123932 | 133356 | M_Single-Flush:0915 x 2134mm |  | 0915 x 2134mm | Size |  | 195361,195362,195363,195364,195365,209217,209227,209228,209229,209230,209231 | Manufacturer |  | 1byTDaqS91rBnWJlv$nnMl | 1 | M_Single-Flush:0915 x 2134mm:0915 x 2134mm:223429 |  | InstallationDate | 1350 | WarrantyGuarantorLabor |  | ModelLabel | F | WarrantyDescription |  |  | ProductionYear | [6 empty] | Finish |  | Area | SerialNumber | WarrantyStartDate | BarCode | AssetIdentifier | Features | 1C07 |  |  |  | 0 | 0.915000 |  | WarrantyDurationParts | AccessibilityPerformance | CodePerformance | Color | Constituents | Grade | Material | ModelReference | NominalHeight | NominalLength | Shape | SustainabilityPerformance | WarrantyDurationLabor | FIXED | WarrantyGuarantorParts | ExpectedLife | ReplacementCost | NominalWidth |  |  |  | Fire Rating |  | Fire Rating | [7 empty] | 0.051000 |  |  |  | 2.134000 | Construction Type | 0.915000 | 2.134000 | 0.025000 | 204436 | First Floor | 0.076000 | Door - Panel | 20 | 0.000000 | 2.134000 | 1C07 | 23.30.10.00 | 0.025000 | 0 | Door - Frame | Doors | GlazingAreaFraction | OperationType | IsFireExit
1351 | First Floor | 206068,206380 |  |  | 223457 |  | New Construction |  |  |  | 209258 | 123933 | 133357 | M_Single-Flush:0915 x 2134mm |  | 0915 x 2134mm | Size |  | 195366,195367,195368,195369,195370,209217,209227,209228,209229,209230,209231 | Manufacturer |  | 1byTDaqS91rBnWJlv$nnMB | 1 | M_Single-Flush:0915 x 2134mm:0915 x 2134mm:223457 |  | InstallationDate | 1351 | WarrantyGuarantorLabor |  | ModelLabel | F | WarrantyDescription |  |  | ProductionYear | [6 empty] | Finish |  | Area | SerialNumber | WarrantyStartDate | BarCode | AssetIdentifier | Features | 1CC1 |  |  |  | 0 | 0.915000 |  | WarrantyDurationParts | AccessibilityPerformance | CodePerformance | Color | Constituents | Grade | Material | ModelReference | NominalHeight | NominalLength | Shape | SustainabilityPerformance | WarrantyDurationLabor | FIXED | WarrantyGuarantorParts | ExpectedLife | ReplacementCost | NominalWidth |  |  |  | Fire Rating |  | Fire Rating | [7 empty] | 0.051000 |  |  |  | 2.134000 | Construction Type | 0.915000 | 2.134000 | 0.025000 | 204437 | First Floor | 0.076000 | Door - Panel | 20 | 0.000000 | 2.134000 | 1CC1 | 23.30.10.00 | 0.025000 | 0 | Door - Frame | Doors | GlazingAreaFraction | OperationType | IsFireExit
1352 | First Floor | 206080,206180 |  |  | 223504 |  | New Construction |  |  |  | 209258 | 123934 | 133358 | M_Single-Flush:0915 x 2134mm |  | 0915 x 2134mm | Size |  | 195371,195372,195373,195374,195375,209215,209227,209228,209229,209230,209231 | Manufacturer |  | 1byTDaqS91rBnWJlv$nnHw | 1 | M_Single-Flush:0915 x 2134mm:0915 x 2134mm:223504 |  | InstallationDate | 1352 | WarrantyGuarantorLabor |  | ModelLabel | F | WarrantyDescription |  |  | ProductionYear | [6 empty] | Finish |  | Area | SerialNumber | WarrantyStartDate | BarCode | AssetIdentifier | Features | 1A09 |  |  |  | 0 | 0.915000 |  | WarrantyDurationParts | AccessibilityPerformance | CodePerformance | Color | Constituents | Grade | Material | ModelReference | NominalHeight | NominalLength | Shape | SustainabilityPerformance | WarrantyDurationLabor | FIXED | WarrantyGuarantorParts | ExpectedLife | ReplacementCost | NominalWidth |  |  |  | Fire Rating |  | Fire Rating | [7 empty] | 0.051000 |  |  |  | 2.134000 | Construction Type | 0.915000 | 2.134000 | 0.025000 | 204438 | First Floor | 0.076000 | Door - Panel | 20 | 0.000000 | 2.134000 | 1A09 | 23.30.10.00 | 0.025000 | 0 | Door - Frame | Doors | GlazingAreaFraction | OperationType | IsFireExit
1353 | First Floor | 206078,206204 |  |  | 223667 |  | New Construction |  |  |  | 209258 | 123935 | 133359 | M_Single-Flush:0915 x 2134mm |  | 0915 x 2134mm | Size |  | 195376,195377,195378,195379,195380,209217,209227,209228,209229,209230,209231 | Manufacturer |  | 1byTDaqS91rBnWJlv$nnJP | 1 | M_Single-Flush:0915 x 2134mm:0915 x 2134mm:223667 |  | InstallationDate | 1353 | WarrantyGuarantorLabor |  | ModelLabel | F | WarrantyDescription |  |  | ProductionYear | [6 empty] | Finish |  | Area | SerialNumber | WarrantyStartDate | BarCode | AssetIdentifier | Features | 1A12 |  |  |  | 0 | 0.915000 |  | WarrantyDurationParts | AccessibilityPerformance | CodePerformance | Color | Constituents | Grade | Material | ModelReference | NominalHeight | NominalLength | Shape | SustainabilityPerformance | WarrantyDurationLabor | FIXED | WarrantyGuarantorParts | ExpectedLife | ReplacementCost | NominalWidth |  |  |  | Fire Rating |  | Fire Rating | [7 empty] | 0.051000 |  |  |  | 2.134000 | Construction Type | 0.915000 | 2.134000 | 0.025000 | 204439 | First Floor | 0.076000 | Door - Panel | 20 | 0.000000 | 2.134000 | 1A12 | 23.30.10.00 | 0.025000 | 0 | Door - Frame | Doors | GlazingAreaFraction | OperationType | IsFireExit
1354 | First Floor | 206176,207592 |  |  | 223773 |  | New Construction |  |  |  | 209258 | 123937 | 133361 | M_Single-Flush:0915 x 2134mm |  | 0915 x 2134mm | Size |  | 195386,195387,195388,195389,195390,209215,209227,209228,209229,209230,209231 | Manufacturer |  | 1byTDaqS91rBnWJlv$nnTt | 1 | M_Single-Flush:0915 x 2134mm:0915 x 2134mm:223773 |  | InstallationDate | 1354 | WarrantyGuarantorLabor |  | ModelLabel | F | WarrantyDescription |  |  | ProductionYear | [6 empty] | Finish |  | Area | SerialNumber | WarrantyStartDate | BarCode | AssetIdentifier | Features | 1A08 |  |  |  | 0 | 0.915000 |  | WarrantyDurationParts | AccessibilityPerformance | CodePerformance | Color | Constituents | Grade | Material | ModelReference | NominalHeight | NominalLength | Shape | SustainabilityPerformance | WarrantyDurationLabor | FIXED | WarrantyGuarantorParts | ExpectedLife | ReplacementCost | NominalWidth |  |  |  | Fire Rating |  | Fire Rating | [7 empty] | 0.051000 |  |  |  | 2.134000 | Construction Type | 0.915000 | 2.134000 | 0.025000 | 204441 | First Floor | 0.076000 | Door - Panel | 20 | 0.000000 | 2.134000 | 1A08 | 23.30.10.00 | 0.025000 | 0 | Door - Frame | Doors | GlazingAreaFraction | OperationType | IsFireExit
1355 | First Floor | 206199,207594 |  |  | 223840 |  | New Construction |  |  |  | 209258 | 123938 | 133362 | M_Single-Flush:0915 x 2134mm |  | 0915 x 2134mm | Size |  | 195391,195392,195393,195394,195395,209217,209227,209228,209229,209230,209231 | Manufacturer |  | 1byTDaqS91rBnWJlv$nnSA | 1 | M_Single-Flush:0915 x 2134mm:0915 x 2134mm:223840 |  | InstallationDate | 1355 | WarrantyGuarantorLabor |  | ModelLabel | F | WarrantyDescription |  |  | ProductionYear | [6 empty] | Finish |  | Area | SerialNumber | WarrantyStartDate | BarCode | AssetIdentifier | Features | 1A11 |  |  |  | 0 | 0.915000 |  | WarrantyDurationParts | AccessibilityPerformance | CodePerformance | Color | Constituents | Grade | Material | ModelReference | NominalHeight | NominalLength | Shape | SustainabilityPerformance | WarrantyDurationLabor | FIXED | WarrantyGuarantorParts | ExpectedLife | ReplacementCost | NominalWidth |  |  |  | Fire Rating |  | Fire Rating | [7 empty] | 0.051000 |  |  |  | 2.134000 | Construction Type | 0.915000 | 2.134000 | 0.025000 | 204442 | First Floor | 0.076000 | Door - Panel | 20 | 0.000000 | 2.134000 | 1A11 | 23.30.10.00 | 0.025000 | 0 | Door - Frame | Doors | GlazingAreaFraction | OperationType | IsFireExit
1356 | First Floor | 206095,206166 |  |  | 223957 |  | New Construction |  |  |  | 209258 | 123939 | 133363 | M_Single-Flush:0915 x 2134mm |  | 0915 x 2134mm | Size |  | 195396,195397,195398,195399,195400,209215,209227,209228,209229,209230,209231 | Manufacturer |  | 1byTDaqS91rBnWJlv$nnU$ | 1 | M_Single-Flush:0915 x 2134mm:0915 x 2134mm:223957 |  | InstallationDate | 1356 | WarrantyGuarantorLabor |  | ModelLabel | F | WarrantyDescription |  |  | ProductionYear | [6 empty] | Finish |  | Area | SerialNumber | WarrantyStartDate | BarCode | AssetIdentifier | Features | 1A07 |  |  |  | 0 | 0.915000 |  | WarrantyDurationParts | AccessibilityPerformance | CodePerformance | Color | Constituents | Grade | Material | ModelReference | NominalHeight | NominalLength | Shape | SustainabilityPerformance | WarrantyDurationLabor | FIXED | WarrantyGuarantorParts | ExpectedLife | ReplacementCost | NominalWidth |  |  |  | Fire Rating |  | Fire Rating | [7 empty] | 0.051000 |  |  |  | 2.134000 | Construction Type | 0.915000 | 2.134000 | 0.025000 | 204443 | First Floor | 0.076000 | Door - Panel | 20 | 0.000000 | 2.134000 | 1A07 | 23.30.10.00 | 0.025000 | 0 | Door - Frame | Doors | GlazingAreaFraction | OperationType | IsFireExit
1357 | First Floor | 206108,206158 |  |  | 224018 |  | New Construction |  |  |  | 209258 | 123940 | 133364 | M_Single-Flush:0915 x 2134mm |  | 0915 x 2134mm | Size |  | 195401,195402,195403,195404,195405,209217,209227,209228,209229,209230,209231 | Manufacturer |  | 1byTDaqS91rBnWJlv$nnPu | 1 | M_Single-Flush:0915 x 2134mm:0915 x 2134mm:224018 |  | InstallationDate | 1357 | WarrantyGuarantorLabor |  | ModelLabel | F | WarrantyDescription |  |  | ProductionYear | [6 empty] | Finish |  | Area | SerialNumber | WarrantyStartDate | BarCode | AssetIdentifier | Features | 1A06 |  |  |  | 0 | 0.915000 |  | WarrantyDurationParts | AccessibilityPerformance | CodePerformance | Color | Constituents | Grade | Material | ModelReference | NominalHeight | NominalLength | Shape | SustainabilityPerformance | WarrantyDurationLabor | FIXED | WarrantyGuarantorParts | ExpectedLife | ReplacementCost | NominalWidth |  |  |  | Fire Rating |  | Fire Rating | [7 empty] | 0.051000 |  |  |  | 2.134000 | Construction Type | 0.915000 | 2.134000 | 0.025000 | 204444 | First Floor | 0.076000 | Door - Panel | 20 | 0.000000 | 2.134000 | 1A06 | 23.30.10.00 | 0.025000 | 0 | Door - Frame | Doors | GlazingAreaFraction | OperationType | IsFireExit
1358 | First Floor | 206106,206141 |  |  | 224077 |  | New Construction |  |  |  | 209258 | 123941 | 133365 | M_Single-Flush:0915 x 2134mm |  | 0915 x 2134mm | Size |  | 195406,195407,195408,195409,195410,209217,209227,209228,209229,209230,209231 | Manufacturer |  | 1byTDaqS91rBnWJlv$nnOd | 1 | M_Single-Flush:0915 x 2134mm:0915 x 2134mm:224077 |  | InstallationDate | 1358 | WarrantyGuarantorLabor |  | ModelLabel | F | WarrantyDescription |  |  | ProductionYear | [6 empty] | Finish |  | Area | SerialNumber | WarrantyStartDate | BarCode | AssetIdentifier | Features | 1A04 |  |  |  | 0 | 0.915000 |  | WarrantyDurationParts | AccessibilityPerformance | CodePerformance | Color | Constituents | Grade | Material | ModelReference | NominalHeight | NominalLength | Shape | SustainabilityPerformance | WarrantyDurationLabor | FIXED | WarrantyGuarantorParts | ExpectedLife | ReplacementCost | NominalWidth |  |  |  | Fire Rating |  | Fire Rating | [7 empty] | 0.051000 |  |  |  | 2.134000 | Construction Type | 0.915000 | 2.134000 | 0.025000 | 204445 | First Floor | 0.076000 | Door - Panel | 20 | 0.000000 | 2.134000 | 1A04 | 23.30.10.00 | 0.025000 | 0 | Door - Frame | Doors | GlazingAreaFraction | OperationType | IsFireExit
1359 | First Floor | 206097,206145 |  |  | 224146 |  | New Construction |  |  |  | 209258 | 123942 | 133366 | M_Single-Flush:0915 x 2134mm |  | 0915 x 2134mm | Size |  | 195411,195412,195413,195414,195415,209215,209227,209228,209229,209230,209231 | Manufacturer |  | 1byTDaqS91rBnWJlv$nnRu | 1 | M_Single-Flush:0915 x 2134mm:0915 x 2134mm:224146 |  | InstallationDate | 1359 | WarrantyGuarantorLabor |  | ModelLabel | F | WarrantyDescription |  |  | ProductionYear | [6 empty] | Finish |  | Area | SerialNumber | WarrantyStartDate | BarCode | AssetIdentifier | Features | 1A05 |  |  |  | 0 | 0.915000 |  | WarrantyDurationParts | AccessibilityPerformance | CodePerformance | Color | Constituents | Grade | Material | ModelReference | NominalHeight | NominalLength | Shape | SustainabilityPerformance | WarrantyDurationLabor | FIXED | WarrantyGuarantorParts | ExpectedLife | ReplacementCost | NominalWidth |  |  |  | Fire Rating |  | Fire Rating | [7 empty] | 0.051000 |  |  |  | 2.134000 | Construction Type | 0.915000 | 2.134000 | 0.025000 | 204446 | First Floor | 0.076000 | Door - Panel | 20 | 0.000000 | 2.134000 | 1A05 | 23.30.10.00 | 0.025000 | 0 | Door - Frame | Doors | GlazingAreaFraction | OperationType | IsFireExit
1360 | First Floor | 206100,206133 |  |  | 224207 |  | New Construction |  |  |  | 209258 | 123943 | 133367 | M_Single-Flush:0915 x 2134mm |  | 0915 x 2134mm | Size |  | 195416,195417,195418,195419,195420,209215,209227,209228,209229,209230,209231 | Manufacturer |  | 1byTDaqS91rBnWJlv$nnQb | 1 | M_Single-Flush:0915 x 2134mm:0915 x 2134mm:224207 |  | InstallationDate | 1360 | WarrantyGuarantorLabor |  | ModelLabel | F | WarrantyDescription |  |  | ProductionYear | [6 empty] | Finish |  | Area | SerialNumber | WarrantyStartDate | BarCode | AssetIdentifier | Features | 1A03 |  |  |  | 0 | 0.915000 |  | WarrantyDurationParts | AccessibilityPerformance | CodePerformance | Color | Constituents | Grade | Material | ModelReference | NominalHeight | NominalLength | Shape | SustainabilityPerformance | WarrantyDurationLabor | FIXED | WarrantyGuarantorParts | ExpectedLife | ReplacementCost | NominalWidth |  |  |  | Fire Rating |  | Fire Rating | [7 empty] | 0.051000 |  |  |  | 2.134000 | Construction Type | 0.915000 | 2.134000 | 0.025000 | 204447 | First Floor | 0.076000 | Door - Panel | 20 | 0.000000 | 2.134000 | 1A03 | 23.30.10.00 | 0.025000 | 0 | Door - Frame | Doors | GlazingAreaFraction | OperationType | IsFireExit
1361 | First Floor | 206226,207602 |  |  | 224343 |  | New Construction |  |  |  | 209258 | 123945 | 133369 | M_Single-Flush:0915 x 2134mm |  | 0915 x 2134mm | Size |  | 195426,195427,195428,195429,195430,209217,209227,209228,209229,209230,209231 | Manufacturer |  | 1byTDaqS91rBnWJlv$nn4z | 1 | M_Single-Flush:0915 x 2134mm:0915 x 2134mm:224343 |  | InstallationDate | 1361 | WarrantyGuarantorLabor |  | ModelLabel | F | WarrantyDescription |  |  | ProductionYear | [6 empty] | Finish |  | Area | SerialNumber | WarrantyStartDate | BarCode | AssetIdentifier | Features | 1A15a |  |  |  | 0 | 0.915000 |  | WarrantyDurationParts | AccessibilityPerformance | CodePerformance | Color | Constituents | Grade | Material | ModelReference | NominalHeight | NominalLength | Shape | SustainabilityPerformance | WarrantyDurationLabor | FIXED | WarrantyGuarantorParts | ExpectedLife | ReplacementCost | NominalWidth |  |  |  | Fire Rating |  | Fire Rating | [7 empty] | 0.051000 |  |  |  | 2.134000 | Construction Type | 0.915000 | 2.134000 | 0.025000 | 204449 | First Floor | 0.076000 | Door - Panel | 20 | 0.000000 | 2.134000 | 1A15a | 23.30.10.00 | 0.025000 | 0 | Door - Frame | Doors | GlazingAreaFraction | OperationType | IsFireExit
1362 | First Floor | 206087,206218 |  |  | 224469 |  | New Construction |  |  |  | 209258 | 123947 | 133371 | M_Single-Flush:0915 x 2134mm |  | 0915 x 2134mm | Size |  | 195436,195437,195438,195439,195440,209217,209227,209228,209229,209230,209231 | Manufacturer |  | 1byTDaqS91rBnWJlv$nn6$ | 1 | M_Single-Flush:0915 x 2134mm:0915 x 2134mm:224469 |  | InstallationDate | 1362 | WarrantyGuarantorLabor |  | ModelLabel | F | WarrantyDescription |  |  | ProductionYear | [6 empty] | Finish |  | Area | SerialNumber | WarrantyStartDate | BarCode | AssetIdentifier | Features | 1A13 |  |  |  | 0 | 0.915000 |  | WarrantyDurationParts | AccessibilityPerformance | CodePerformance | Color | Constituents | Grade | Material | ModelReference | NominalHeight | NominalLength | Shape | SustainabilityPerformance | WarrantyDurationLabor | FIXED | WarrantyGuarantorParts | ExpectedLife | ReplacementCost | NominalWidth |  |  |  | Fire Rating |  | Fire Rating | [7 empty] | 0.051000 |  |  |  | 2.134000 | Construction Type | 0.915000 | 2.134000 | 0.025000 | 204451 | First Floor | 0.076000 | Door - Panel | 20 | 0.000000 | 2.134000 | 1A13 | 23.30.10.00 | 0.025000 | 0 | Door - Frame | Doors | GlazingAreaFraction | OperationType | IsFireExit
1363 | First Floor | 206076,206083 |  |  | 224561 |  | New Construction |  |  |  | 209258 | 123948 | 133372 | M_Single-Flush:0915 x 2134mm |  | 0915 x 2134mm | Size |  | 195441,195442,195443,195444,195445,209215,209227,209228,209229,209230,209231 | Manufacturer |  | 1byTDaqS91rBnWJlv$nn1R | 1 | M_Single-Flush:0915 x 2134mm:0915 x 2134mm:224561 |  | InstallationDate | 1363 | WarrantyGuarantorLabor |  | ModelLabel | F | WarrantyDescription |  |  | ProductionYear | [6 empty] | Finish |  | Area | SerialNumber | WarrantyStartDate | BarCode | AssetIdentifier | Features | 1AC4 |  |  |  | 0 | 0.915000 |  | WarrantyDurationParts | AccessibilityPerformance | CodePerformance | Color | Constituents | Grade | Material | ModelReference | NominalHeight | NominalLength | Shape | SustainabilityPerformance | WarrantyDurationLabor | FIXED | WarrantyGuarantorParts | ExpectedLife | ReplacementCost | NominalWidth |  |  |  | Fire Rating |  | Fire Rating | [7 empty] | 0.051000 |  |  |  | 2.134000 | Construction Type | 0.915000 | 2.134000 | 0.025000 | 204452 | First Floor | 0.076000 | Door - Panel | 20 | 0.000000 | 2.134000 | 1AC4 | 23.30.10.00 | 0.025000 | 0 | Door - Frame | Doors | GlazingAreaFraction | OperationType | IsFireExit
1364 | First Floor | 206060,206074 |  |  | 224600 |  | New Construction |  |  |  | 209258 | 123949 | 133373 | M_Single-Flush:0915 x 2134mm |  | 0915 x 2134mm | Size |  | 195446,195447,195448,195449,195450,209215,209227,209228,209229,209230,209231 | Manufacturer |  | 1byTDaqS91rBnWJlv$nn0o | 1 | M_Single-Flush:0915 x 2134mm:0915 x 2134mm:224600 |  | InstallationDate | 1364 | WarrantyGuarantorLabor |  | ModelLabel | F | WarrantyDescription |  |  | ProductionYear | [6 empty] | Finish |  | Area | SerialNumber | WarrantyStartDate | BarCode | AssetIdentifier | Features | 1AC2 |  |  |  | 0 | 0.915000 |  | WarrantyDurationParts | AccessibilityPerformance | CodePerformance | Color | Constituents | Grade | Material | ModelReference | NominalHeight | NominalLength | Shape | SustainabilityPerformance | WarrantyDurationLabor | FIXED | WarrantyGuarantorParts | ExpectedLife | ReplacementCost | NominalWidth |  |  |  | Fire Rating |  | Fire Rating | [7 empty] | 0.051000 |  |  |  | 2.134000 | Construction Type | 0.915000 | 2.134000 | 0.025000 | 204453 | First Floor | 0.076000 | Door - Panel | 20 | 0.000000 | 2.134000 | 1AC2 | 23.30.10.00 | 0.025000 | 0 | Door - Frame | Doors | GlazingAreaFraction | OperationType | IsFireExit
1365 | First Floor | 206311,206513 |  |  | 224653 |  | New Construction |  |  |  | 209258 | 123950 | 133374 | M_Single-Flush:0915 x 2134mm |  | 0915 x 2134mm | Size |  | 195451,195452,195453,195454,195455,209215,209227,209228,209229,209230,209231 | Manufacturer |  | 1byTDaqS91rBnWJlv$nn3d | 1 | M_Single-Flush:0915 x 2134mm:0915 x 2134mm:224653 |  | InstallationDate | 1365 | WarrantyGuarantorLabor |  | ModelLabel | F | WarrantyDescription |  |  | ProductionYear | [6 empty] | Finish |  | Area | SerialNumber | WarrantyStartDate | BarCode | AssetIdentifier | Features | 1D02 |  |  |  | 0 | 0.915000 |  | WarrantyDurationParts | AccessibilityPerformance | CodePerformance | Color | Constituents | Grade | Material | ModelReference | NominalHeight | NominalLength | Shape | SustainabilityPerformance | WarrantyDurationLabor | FIXED | WarrantyGuarantorParts | ExpectedLife | ReplacementCost | NominalWidth |  |  |  | Fire Rating |  | Fire Rating | [7 empty] | 0.051000 |  |  |  | 2.134000 | Construction Type | 0.915000 | 2.134000 | 0.025000 | 204454 | First Floor | 0.076000 | Door - Panel | 20 | 0.000000 | 2.134000 | 1D02 | 23.30.10.00 | 0.025000 | 0 | Door - Frame | Doors | GlazingAreaFraction | OperationType | IsFireExit
1366 | First Floor | 206290,206316 |  |  | 224873 |  | New Construction |  |  |  | 209258 | 123951 | 133376 | M_Single-Flush:0915 x 2134mm |  | 0915 x 2134mm | Size |  | 195462,195463,195464,195465,195466,209215,209227,209228,209229,209230,209231 | Manufacturer |  | 1byTDaqS91rBnWJlv$nnC3 | 1 | M_Single-Flush:0915 x 2134mm:0915 x 2134mm:224873 |  | InstallationDate | 1366 | WarrantyGuarantorLabor |  | ModelLabel | F | WarrantyDescription |  |  | ProductionYear | [6 empty] | Finish |  | Area | SerialNumber | WarrantyStartDate | BarCode | AssetIdentifier | Features | 1DC2 |  |  |  | 0 | 0.915000 |  | WarrantyDurationParts | AccessibilityPerformance | CodePerformance | Color | Constituents | Grade | Material | ModelReference | NominalHeight | NominalLength | Shape | SustainabilityPerformance | WarrantyDurationLabor | FIXED | WarrantyGuarantorParts | ExpectedLife | ReplacementCost | NominalWidth |  |  |  | Fire Rating |  | Fire Rating | [7 empty] | 0.051000 |  |  |  | 2.134000 | Construction Type | 0.915000 | 2.134000 | 0.025000 | 204455 | First Floor | 0.076000 | Door - Panel | 20 | 0.000000 | 2.134000 | 1DC2 | 23.30.10.00 | 0.025000 | 0 | Door - Frame | Doors | GlazingAreaFraction | OperationType | IsFireExit
1367 | First Floor | 206322,206532 |  |  | 224980 |  | New Construction |  |  |  | 209258 | 123952 | 133377 | M_Single-Flush:0915 x 2134mm |  | 0915 x 2134mm | Size |  | 195467,195468,195469,195470,195471,209215,209227,209228,209229,209230,209231 | Manufacturer |  | 1byTDaqS91rBnWJlv$nnE_ | 1 | M_Single-Flush:0915 x 2134mm:0915 x 2134mm:224980 |  | InstallationDate | 1367 | WarrantyGuarantorLabor |  | ModelLabel | F | WarrantyDescription |  |  | ProductionYear | [6 empty] | Finish |  | Area | SerialNumber | WarrantyStartDate | BarCode | AssetIdentifier | Features | 1D05 |  |  |  | 0 | 0.915000 |  | WarrantyDurationParts | AccessibilityPerformance | CodePerformance | Color | Constituents | Grade | Material | ModelReference | NominalHeight | NominalLength | Shape | SustainabilityPerformance | WarrantyDurationLabor | FIXED | WarrantyGuarantorParts | ExpectedLife | ReplacementCost | NominalWidth |  |  |  | Fire Rating |  | Fire Rating | [7 empty] | 0.051000 |  |  |  | 2.134000 | Construction Type | 0.915000 | 2.134000 | 0.025000 | 204456 | First Floor | 0.076000 | Door - Panel | 20 | 0.000000 | 2.134000 | 1D05 | 23.30.10.00 | 0.025000 | 0 | Door - Frame | Doors | GlazingAreaFraction | OperationType | IsFireExit
1368 | First Floor | 206324,206534 |  |  | 225051 |  | New Construction |  |  |  | 209258 | 123953 | 133378 | M_Single-Flush:0915 x 2134mm |  | 0915 x 2134mm | Size |  | 195472,195473,195474,195475,195476,209217,209227,209228,209229,209230,209231 | Manufacturer |  | 1byTDaqS91rBnWJlv$nn9n | 1 | M_Single-Flush:0915 x 2134mm:0915 x 2134mm:225051 |  | InstallationDate | 1368 | WarrantyGuarantorLabor |  | ModelLabel | F | WarrantyDescription |  |  | ProductionYear | [6 empty] | Finish |  | Area | SerialNumber | WarrantyStartDate | BarCode | AssetIdentifier | Features | 1D06 |  |  |  | 0 | 0.915000 |  | WarrantyDurationParts | AccessibilityPerformance | CodePerformance | Color | Constituents | Grade | Material | ModelReference | NominalHeight | NominalLength | Shape | SustainabilityPerformance | WarrantyDurationLabor | FIXED | WarrantyGuarantorParts | ExpectedLife | ReplacementCost | NominalWidth |  |  |  | Fire Rating |  | Fire Rating | [7 empty] | 0.051000 |  |  |  | 2.134000 | Construction Type | 0.915000 | 2.134000 | 0.025000 | 204457 | First Floor | 0.076000 | Door - Panel | 20 | 0.000000 | 2.134000 | 1D06 | 23.30.10.00 | 0.025000 | 0 | Door - Frame | Doors | GlazingAreaFraction | OperationType | IsFireExit
1369 | First Floor | 206530,206536 |  |  | 225128 |  | New Construction |  |  |  | 209258 | 123954 | 133379 | M_Single-Flush:0915 x 2134mm |  | 0915 x 2134mm | Size |  | 195477,195478,195479,195480,195481,209215,209227,209228,209229,209230,209231 | Manufacturer |  | 1byTDaqS91rBnWJlv$nn82 | 1 | M_Single-Flush:0915 x 2134mm:0915 x 2134mm:225128 |  | InstallationDate | 1369 | WarrantyGuarantorLabor |  | ModelLabel | F | WarrantyDescription |  |  | ProductionYear | [6 empty] | Finish |  | Area | SerialNumber | WarrantyStartDate | BarCode | AssetIdentifier | Features | 1D06A |  |  |  | 0 | 0.915000 |  | WarrantyDurationParts | AccessibilityPerformance | CodePerformance | Color | Constituents | Grade | Material | ModelReference | NominalHeight | NominalLength | Shape | SustainabilityPerformance | WarrantyDurationLabor | FIXED | WarrantyGuarantorParts | ExpectedLife | ReplacementCost | NominalWidth |  |  |  | Fire Rating |  | Fire Rating | [7 empty] | 0.051000 |  |  |  | 2.134000 | Construction Type | 0.915000 | 2.134000 | 0.025000 | 204458 | First Floor | 0.076000 | Door - Panel | 20 | 0.000000 | 2.134000 | 1D06A | 23.30.10.00 | 0.025000 | 0 | Door - Frame | Doors | GlazingAreaFraction | OperationType | IsFireExit
1370 | First Floor | 206329,206543 |  |  | 225305 |  | New Construction |  |  |  | 209258 | 123955 | 133380 | M_Single-Flush:0915 x 2134mm |  | 0915 x 2134mm | Size |  | 195482,195483,195484,195485,195486,209215,209227,209228,209229,209230,209231 | Manufacturer |  | 1byTDaqS91rBnWJlv$nmrp | 1 | M_Single-Flush:0915 x 2134mm:0915 x 2134mm:225305 |  | InstallationDate | 1370 | WarrantyGuarantorLabor |  | ModelLabel | F | WarrantyDescription |  |  | ProductionYear | [6 empty] | Finish |  | Area | SerialNumber | WarrantyStartDate | BarCode | AssetIdentifier | Features | 1D07 |  |  |  | 0 | 0.915000 |  | WarrantyDurationParts | AccessibilityPerformance | CodePerformance | Color | Constituents | Grade | Material | ModelReference | NominalHeight | NominalLength | Shape | SustainabilityPerformance | WarrantyDurationLabor | FIXED | WarrantyGuarantorParts | ExpectedLife | ReplacementCost | NominalWidth |  |  |  | Fire Rating |  | Fire Rating | [7 empty] | 0.051000 |  |  |  | 2.134000 | Construction Type | 0.915000 | 2.134000 | 0.025000 | 204459 | First Floor | 0.076000 | Door - Panel | 20 | 0.000000 | 2.134000 | 1D07 | 23.30.10.00 | 0.025000 | 0 | Door - Frame | Doors | GlazingAreaFraction | OperationType | IsFireExit
1371 | First Floor | 206331,206559 |  |  | 225472 |  | New Construction |  |  |  | 209258 | 123956 | 133381 | M_Single-Flush:0915 x 2134mm |  | 0915 x 2134mm | Size |  | 195487,195488,195489,195490,195491,209217,209227,209228,209229,209230,209231 | Manufacturer |  | 1byTDaqS91rBnWJlv$nmsg | 1 | M_Single-Flush:0915 x 2134mm:0915 x 2134mm:225472 |  | InstallationDate | 1371 | WarrantyGuarantorLabor |  | ModelLabel | F | WarrantyDescription |  |  | ProductionYear | [6 empty] | Finish |  | Area | SerialNumber | WarrantyStartDate | BarCode | AssetIdentifier | Features | 1D09 |  |  |  | 0 | 0.915000 |  | WarrantyDurationParts | AccessibilityPerformance | CodePerformance | Color | Constituents | Grade | Material | ModelReference | NominalHeight | NominalLength | Shape | SustainabilityPerformance | WarrantyDurationLabor | FIXED | WarrantyGuarantorParts | ExpectedLife | ReplacementCost | NominalWidth |  |  |  | Fire Rating |  | Fire Rating | [7 empty] | 0.051000 |  |  |  | 2.134000 | Construction Type | 0.915000 | 2.134000 | 0.025000 | 204460 | First Floor | 0.076000 | Door - Panel | 20 | 0.000000 | 2.134000 | 1D09 | 23.30.10.00 | 0.025000 | 0 | Door - Frame | Doors | GlazingAreaFraction | OperationType | IsFireExit
1372 | First Floor | 206335,206593 |  |  | 225517 |  | New Construction |  |  |  | 209258 | 123957 | 133382 | M_Single-Flush:0915 x 2134mm |  | 0915 x 2134mm | Size |  | 195492,195493,195494,195495,195496,209217,209227,209228,209229,209230,209231 | Manufacturer |  | 1byTDaqS91rBnWJlv$nms7 | 1 | M_Single-Flush:0915 x 2134mm:0915 x 2134mm:225517 |  | InstallationDate | 1372 | WarrantyGuarantorLabor |  | ModelLabel | F | WarrantyDescription |  |  | ProductionYear | [6 empty] | Finish |  | Area | SerialNumber | WarrantyStartDate | BarCode | AssetIdentifier | Features | 1D13 |  |  |  | 0 | 0.915000 |  | WarrantyDurationParts | AccessibilityPerformance | CodePerformance | Color | Constituents | Grade | Material | ModelReference | NominalHeight | NominalLength | Shape | SustainabilityPerformance | WarrantyDurationLabor | FIXED | WarrantyGuarantorParts | ExpectedLife | ReplacementCost | NominalWidth |  |  |  | Fire Rating |  | Fire Rating | [7 empty] | 0.051000 |  |  |  | 2.134000 | Construction Type | 0.915000 | 2.134000 | 0.025000 | 204461 | First Floor | 0.076000 | Door - Panel | 20 | 0.000000 | 2.134000 | 1D13 | 23.30.10.00 | 0.025000 | 0 | Door - Frame | Doors | GlazingAreaFraction | OperationType | IsFireExit
1373 | First Floor | 206333,206573 |  |  | 225574 |  | New Construction |  |  |  | 209258 | 123958 | 133383 | M_Single-Flush:0915 x 2134mm |  | 0915 x 2134mm | Size |  | 195497,195498,195499,195500,195501,209215,209227,209228,209229,209230,209231 | Manufacturer |  | 1byTDaqS91rBnWJlv$nmnC | 1 | M_Single-Flush:0915 x 2134mm:0915 x 2134mm:225574 |  | InstallationDate | 1373 | WarrantyGuarantorLabor |  | ModelLabel | F | WarrantyDescription |  |  | ProductionYear | [6 empty] | Finish |  | Area | SerialNumber | WarrantyStartDate | BarCode | AssetIdentifier | Features | 1D11 |  |  |  | 0 | 0.915000 |  | WarrantyDurationParts | AccessibilityPerformance | CodePerformance | Color | Constituents | Grade | Material | ModelReference | NominalHeight | NominalLength | Shape | SustainabilityPerformance | WarrantyDurationLabor | FIXED | WarrantyGuarantorParts | ExpectedLife | ReplacementCost | NominalWidth |  |  |  | Fire Rating |  | Fire Rating | [7 empty] | 0.051000 |  |  |  | 2.134000 | Construction Type | 0.915000 | 2.134000 | 0.025000 | 204462 | First Floor | 0.076000 | Door - Panel | 20 | 0.000000 | 2.134000 | 1D11 | 23.30.10.00 | 0.025000 | 0 | Door - Frame | Doors | GlazingAreaFraction | OperationType | IsFireExit
1374 | First Floor | 206584,206602 |  |  | 225680 |  | New Construction |  |  |  | 209258 | 123959 | 133385 | M_Single-Flush:0915 x 2134mm |  | 0915 x 2134mm | Size |  | 195507,195508,195509,195510,195511,209217,209227,209228,209229,209230,209231 | Manufacturer |  | 1byTDaqS91rBnWJlv$nmpw | 1 | M_Single-Flush:0915 x 2134mm:0915 x 2134mm:225680 |  | InstallationDate | 1374 | WarrantyGuarantorLabor |  | ModelLabel | F | WarrantyDescription |  |  | ProductionYear | [6 empty] | Finish |  | Area | SerialNumber | WarrantyStartDate | BarCode | AssetIdentifier | Features | 1D14 |  |  |  | 0 | 0.915000 |  | WarrantyDurationParts | AccessibilityPerformance | CodePerformance | Color | Constituents | Grade | Material | ModelReference | NominalHeight | NominalLength | Shape | SustainabilityPerformance | WarrantyDurationLabor | FIXED | WarrantyGuarantorParts | ExpectedLife | ReplacementCost | NominalWidth |  |  |  | Fire Rating |  | Fire Rating | [7 empty] | 0.051000 |  |  |  | 2.134000 | Construction Type | 0.915000 | 2.134000 | 0.025000 | 204463 | First Floor | 0.076000 | Door - Panel | 20 | 0.000000 | 2.134000 | 1D14 | 23.30.10.00 | 0.025000 | 0 | Door - Frame | Doors | GlazingAreaFraction | OperationType | IsFireExit
1375 | First Floor | 206339,206582 |  |  | 225761 |  | New Construction |  |  |  | 209258 | 123960 | 133386 | M_Single-Flush:0915 x 2134mm |  | 0915 x 2134mm | Size |  | 195512,195513,195514,195515,195516,209215,209227,209228,209229,209230,209231 | Manufacturer |  | 1byTDaqS91rBnWJlv$nmoB | 1 | M_Single-Flush:0915 x 2134mm:0915 x 2134mm:225761 |  | InstallationDate | 1375 | WarrantyGuarantorLabor |  | ModelLabel | F | WarrantyDescription |  |  | ProductionYear | [6 empty] | Finish |  | Area | SerialNumber | WarrantyStartDate | BarCode | AssetIdentifier | Features | 1D12 |  |  |  | 0 | 0.915000 |  | WarrantyDurationParts | AccessibilityPerformance | CodePerformance | Color | Constituents | Grade | Material | ModelReference | NominalHeight | NominalLength | Shape | SustainabilityPerformance | WarrantyDurationLabor | FIXED | WarrantyGuarantorParts | ExpectedLife | ReplacementCost | NominalWidth |  |  |  | Fire Rating |  | Fire Rating | [7 empty] | 0.051000 |  |  |  | 2.134000 | Construction Type | 0.915000 | 2.134000 | 0.025000 | 204464 | First Floor | 0.076000 | Door - Panel | 20 | 0.000000 | 2.134000 | 1D12 | 23.30.10.00 | 0.025000 | 0 | Door - Frame | Doors | GlazingAreaFraction | OperationType | IsFireExit
1376 | First Floor | 206341,206564 |  |  | 225828 |  | New Construction |  |  |  | 209258 | 123961 | 133387 | M_Single-Flush:0915 x 2134mm |  | 0915 x 2134mm | Size |  | 195517,195518,195519,195520,195521,209215,209227,209228,209229,209230,209231 | Manufacturer |  | 1byTDaqS91rBnWJlv$nmzE | 1 | M_Single-Flush:0915 x 2134mm:0915 x 2134mm:225828 |  | InstallationDate | 1376 | WarrantyGuarantorLabor |  | ModelLabel | F | WarrantyDescription |  |  | ProductionYear | [6 empty] | Finish |  | Area | SerialNumber | WarrantyStartDate | BarCode | AssetIdentifier | Features | 1D10 |  |  |  | 0 | 0.915000 |  | WarrantyDurationParts | AccessibilityPerformance | CodePerformance | Color | Constituents | Grade | Material | ModelReference | NominalHeight | NominalLength | Shape | SustainabilityPerformance | WarrantyDurationLabor | FIXED | WarrantyGuarantorParts | ExpectedLife | ReplacementCost | NominalWidth |  |  |  | Fire Rating |  | Fire Rating | [7 empty] | 0.051000 |  |  |  | 2.134000 | Construction Type | 0.915000 | 2.134000 | 0.025000 | 204465 | First Floor | 0.076000 | Door - Panel | 20 | 0.000000 | 2.134000 | 1D10 | 23.30.10.00 | 0.025000 | 0 | Door - Frame | Doors | GlazingAreaFraction | OperationType | IsFireExit
1377 | First Floor | 206343,206552 |  |  | 225883 |  | New Construction |  |  |  | 209258 | 123962 | 133388 | M_Single-Flush:0915 x 2134mm |  | 0915 x 2134mm | Size |  | 195522,195523,195524,195525,195526,209217,209227,209228,209229,209230,209231 | Manufacturer |  | 1byTDaqS91rBnWJlv$nmyn | 1 | M_Single-Flush:0915 x 2134mm:0915 x 2134mm:225883 |  | InstallationDate | 1377 | WarrantyGuarantorLabor |  | ModelLabel | F | WarrantyDescription |  |  | ProductionYear | [6 empty] | Finish |  | Area | SerialNumber | WarrantyStartDate | BarCode | AssetIdentifier | Features | 1D08 |  |  |  | 0 | 0.915000 |  | WarrantyDurationParts | AccessibilityPerformance | CodePerformance | Color | Constituents | Grade | Material | ModelReference | NominalHeight | NominalLength | Shape | SustainabilityPerformance | WarrantyDurationLabor | FIXED | WarrantyGuarantorParts | ExpectedLife | ReplacementCost | NominalWidth |  |  |  | Fire Rating |  | Fire Rating | [7 empty] | 0.051000 |  |  |  | 2.134000 | Construction Type | 0.915000 | 2.134000 | 0.025000 | 204466 | First Floor | 0.076000 | Door - Panel | 20 | 0.000000 | 2.134000 | 1D08 | 23.30.10.00 | 0.025000 | 0 | Door - Frame | Doors | GlazingAreaFraction | OperationType | IsFireExit
1378 | First Floor | 206307,206355 |  |  | 225922 |  | New Construction |  |  |  | 209258 | 123963 | 133389 | M_Single-Flush:0915 x 2134mm |  | 0915 x 2134mm | Size |  | 195527,195528,195529,195530,195531,209217,209227,209228,209229,209230,209231 | Manufacturer |  | 1byTDaqS91rBnWJlv$nm$e | 1 | M_Single-Flush:0915 x 2134mm:0915 x 2134mm:225922 |  | InstallationDate | 1378 | WarrantyGuarantorLabor |  | ModelLabel | F | WarrantyDescription |  |  | ProductionYear | [6 empty] | Finish |  | Area | SerialNumber | WarrantyStartDate | BarCode | AssetIdentifier | Features | 1DC4 |  |  |  | 0 | 0.915000 |  | WarrantyDurationParts | AccessibilityPerformance | CodePerformance | Color | Constituents | Grade | Material | ModelReference | NominalHeight | NominalLength | Shape | SustainabilityPerformance | WarrantyDurationLabor | FIXED | WarrantyGuarantorParts | ExpectedLife | ReplacementCost | NominalWidth |  |  |  | Fire Rating |  | Fire Rating | [7 empty] | 0.051000 |  |  |  | 2.134000 | Construction Type | 0.915000 | 2.134000 | 0.025000 | 204467 | First Floor | 0.076000 | Door - Panel | 20 | 0.000000 | 2.134000 | 1DC4 | 23.30.10.00 | 0.025000 | 0 | Door - Frame | Doors | GlazingAreaFraction | OperationType | IsFireExit
1379 | First Floor | 206235,206650 |  |  | 226135 |  | New Construction |  |  |  | 209258 | 123964 | 133390 | M_Single-Flush:0915 x 2134mm |  | 0915 x 2134mm | Size |  | 195532,195533,195534,195535,195536,209215,209227,209228,209229,209230,209231 | Manufacturer |  | 1byTDaqS91rBnWJlv$nmuz | 1 | M_Single-Flush:0915 x 2134mm:0915 x 2134mm:226135 |  | InstallationDate | 1379 | WarrantyGuarantorLabor |  | ModelLabel | F | WarrantyDescription |  |  | ProductionYear | [6 empty] | Finish |  | Area | SerialNumber | WarrantyStartDate | BarCode | AssetIdentifier | Features | 1D19 |  |  |  | 0 | 0.915000 |  | WarrantyDurationParts | AccessibilityPerformance | CodePerformance | Color | Constituents | Grade | Material | ModelReference | NominalHeight | NominalLength | Shape | SustainabilityPerformance | WarrantyDurationLabor | FIXED | WarrantyGuarantorParts | ExpectedLife | ReplacementCost | NominalWidth |  |  |  | Fire Rating |  | Fire Rating | [7 empty] | 0.051000 |  |  |  | 2.134000 | Construction Type | 0.915000 | 2.134000 | 0.025000 | 204468 | First Floor | 0.076000 | Door - Panel | 20 | 0.000000 | 2.134000 | 1D19 | 23.30.10.00 | 0.025000 | 0 | Door - Frame | Doors | GlazingAreaFraction | OperationType | IsFireExit
1380 | First Floor | 206237,206659 |  |  | 226204 |  | New Construction |  |  |  | 209258 | 123965 | 133391 | M_Single-Flush:0915 x 2134mm |  | 0915 x 2134mm | Size |  | 195537,195538,195539,195540,195541,209217,209227,209228,209229,209230,209231 | Manufacturer |  | 1byTDaqS91rBnWJlv$nmxs | 1 | M_Single-Flush:0915 x 2134mm:0915 x 2134mm:226204 |  | InstallationDate | 1380 | WarrantyGuarantorLabor |  | ModelLabel | F | WarrantyDescription |  |  | ProductionYear | [6 empty] | Finish |  | Area | SerialNumber | WarrantyStartDate | BarCode | AssetIdentifier | Features | 1D20 |  |  |  | 0 | 0.915000 |  | WarrantyDurationParts | AccessibilityPerformance | CodePerformance | Color | Constituents | Grade | Material | ModelReference | NominalHeight | NominalLength | Shape | SustainabilityPerformance | WarrantyDurationLabor | FIXED | WarrantyGuarantorParts | ExpectedLife | ReplacementCost | NominalWidth |  |  |  | Fire Rating |  | Fire Rating | [7 empty] | 0.051000 |  |  |  | 2.134000 | Construction Type | 0.915000 | 2.134000 | 0.025000 | 204469 | First Floor | 0.076000 | Door - Panel | 20 | 0.000000 | 2.134000 | 1D20 | 23.30.10.00 | 0.025000 | 0 | Door - Frame | Doors | GlazingAreaFraction | OperationType | IsFireExit
1381 | First Floor | 206611,206938 |  |  | 226489 |  | New Construction |  |  |  | 209258 | 123966 | 133394 | M_Single-Flush:0915 x 2134mm |  | 0915 x 2134mm | Size |  | 195552,195553,195554,195555,195556,209217,209227,209228,209229,209230,209231 | Manufacturer |  | 1byTDaqS91rBnWJlv$nmdJ | 1 | M_Single-Flush:0915 x 2134mm:0915 x 2134mm:226489 |  | InstallationDate | 1381 | WarrantyGuarantorLabor |  | ModelLabel | F | WarrantyDescription |  |  | ProductionYear | [6 empty] | Finish |  | Area | SerialNumber | WarrantyStartDate | BarCode | AssetIdentifier | Features | 1C18A |  |  |  | 0 | 0.915000 |  | WarrantyDurationParts | AccessibilityPerformance | CodePerformance | Color | Constituents | Grade | Material | ModelReference | NominalHeight | NominalLength | Shape | SustainabilityPerformance | WarrantyDurationLabor | FIXED | WarrantyGuarantorParts | ExpectedLife | ReplacementCost | NominalWidth |  |  |  | Fire Rating |  | Fire Rating | [7 empty] | 0.051000 |  |  |  | 2.134000 | Construction Type | 0.915000 | 2.134000 | 0.025000 | 204470 | First Floor | 0.076000 | Door - Panel | 20 | 0.000000 | 2.134000 | 1C18A | 23.30.10.00 | 0.025000 | 0 | Door - Frame | Doors | GlazingAreaFraction | OperationType | IsFireExit
1382 | First Floor | 206926,206936 |  |  | 226564 |  | New Construction |  |  |  | 209258 | 123967 | 133395 | M_Single-Flush:0915 x 2134mm |  | 0915 x 2134mm | Size |  | 195557,195558,195559,195560,195561,209215,209227,209228,209229,209230,209231 | Manufacturer |  | 1byTDaqS91rBnWJlv$nmXk | 1 | M_Single-Flush:0915 x 2134mm:0915 x 2134mm:226564 |  | InstallationDate | 1382 | WarrantyGuarantorLabor |  | ModelLabel | F | WarrantyDescription |  |  | ProductionYear | [6 empty] | Finish |  | Area | SerialNumber | WarrantyStartDate | BarCode | AssetIdentifier | Features | 1C17 |  |  |  | 0 | 0.915000 |  | WarrantyDurationParts | AccessibilityPerformance | CodePerformance | Color | Constituents | Grade | Material | ModelReference | NominalHeight | NominalLength | Shape | SustainabilityPerformance | WarrantyDurationLabor | FIXED | WarrantyGuarantorParts | ExpectedLife | ReplacementCost | NominalWidth |  |  |  | Fire Rating |  | Fire Rating | [7 empty] | 0.051000 |  |  |  | 2.134000 | Construction Type | 0.915000 | 2.134000 | 0.025000 | 204471 | First Floor | 0.076000 | Door - Panel | 20 | 0.000000 | 2.134000 | 1C17 | 23.30.10.00 | 0.025000 | 0 | Door - Frame | Doors | GlazingAreaFraction | OperationType | IsFireExit
1383 | First Floor | 206907,206942 |  |  | 226625 |  | New Construction |  |  |  | 209258 | 123968 | 133396 | M_Single-Flush:0915 x 2134mm |  | 0915 x 2134mm | Size |  | 195562,195563,195564,195565,195566,209217,209227,209228,209229,209230,209231 | Manufacturer |  | 1byTDaqS91rBnWJlv$nmWh | 1 | M_Single-Flush:0915 x 2134mm:0915 x 2134mm:226625 |  | InstallationDate | 1383 | WarrantyGuarantorLabor |  | ModelLabel | F | WarrantyDescription |  |  | ProductionYear | [6 empty] | Finish |  | Area | SerialNumber | WarrantyStartDate | BarCode | AssetIdentifier | Features | 1C15 |  |  |  | 0 | 0.915000 |  | WarrantyDurationParts | AccessibilityPerformance | CodePerformance | Color | Constituents | Grade | Material | ModelReference | NominalHeight | NominalLength | Shape | SustainabilityPerformance | WarrantyDurationLabor | FIXED | WarrantyGuarantorParts | ExpectedLife | ReplacementCost | NominalWidth |  |  |  | Fire Rating |  | Fire Rating | [7 empty] | 0.051000 |  |  |  | 2.134000 | Construction Type | 0.915000 | 2.134000 | 0.025000 | 204472 | First Floor | 0.076000 | Door - Panel | 20 | 0.000000 | 2.134000 | 1C15 | 23.30.10.00 | 0.025000 | 0 | Door - Frame | Doors | GlazingAreaFraction | OperationType | IsFireExit
1384 | First Floor | 206242,206685 |  |  | 226737 |  | New Construction |  |  |  | 209258 | 123969 | 133398 | M_Single-Flush:0915 x 2134mm |  | 0915 x 2134mm | Size |  | 195572,195573,195574,195575,195576,209217,209227,209228,209229,209230,209231 | Manufacturer |  | 1byTDaqS91rBnWJlv$nmZR | 1 | M_Single-Flush:0915 x 2134mm:0915 x 2134mm:226737 |  | InstallationDate | 1384 | WarrantyGuarantorLabor |  | ModelLabel | F | WarrantyDescription |  |  | ProductionYear | [6 empty] | Finish |  | Area | SerialNumber | WarrantyStartDate | BarCode | AssetIdentifier | Features | 1D22 |  |  |  | 0 | 0.915000 |  | WarrantyDurationParts | AccessibilityPerformance | CodePerformance | Color | Constituents | Grade | Material | ModelReference | NominalHeight | NominalLength | Shape | SustainabilityPerformance | WarrantyDurationLabor | FIXED | WarrantyGuarantorParts | ExpectedLife | ReplacementCost | NominalWidth |  |  |  | Fire Rating |  | Fire Rating | [7 empty] | 0.051000 |  |  |  | 2.134000 | Construction Type | 0.915000 | 2.134000 | 0.025000 | 204473 | First Floor | 0.076000 | Door - Panel | 20 | 0.000000 | 2.134000 | 1D22 | 23.30.10.00 | 0.025000 | 0 | Door - Frame | Doors | GlazingAreaFraction | OperationType | IsFireExit
1385 | First Floor | 206247,206680 |  |  | 226850 |  | New Construction |  |  |  | 209258 | 123970 | 133399 | M_Single-Flush:0915 x 2134mm |  | 0915 x 2134mm | Size |  | 195577,195578,195579,195580,195581,209215,209227,209228,209229,209230,209231 | Manufacturer |  | 1byTDaqS91rBnWJlv$nmj8 | 1 | M_Single-Flush:0915 x 2134mm:0915 x 2134mm:226850 |  | InstallationDate | 1385 | WarrantyGuarantorLabor |  | ModelLabel | F | WarrantyDescription |  |  | ProductionYear | [6 empty] | Finish |  | Area | SerialNumber | WarrantyStartDate | BarCode | AssetIdentifier | Features | 1D22A |  |  |  | 0 | 0.915000 |  | WarrantyDurationParts | AccessibilityPerformance | CodePerformance | Color | Constituents | Grade | Material | ModelReference | NominalHeight | NominalLength | Shape | SustainabilityPerformance | WarrantyDurationLabor | FIXED | WarrantyGuarantorParts | ExpectedLife | ReplacementCost | NominalWidth |  |  |  | Fire Rating |  | Fire Rating | [7 empty] | 0.051000 |  |  |  | 2.134000 | Construction Type | 0.915000 | 2.134000 | 0.025000 | 204474 | First Floor | 0.076000 | Door - Panel | 20 | 0.000000 | 2.134000 | 1D22A | 23.30.10.00 | 0.025000 | 0 | Door - Frame | Doors | GlazingAreaFraction | OperationType | IsFireExit
1386 | First Floor | 206249,206696 |  |  | 226967 |  | New Construction |  |  |  | 209258 | 123971 | 133400 | M_Single-Flush:0915 x 2134mm |  | 0915 x 2134mm | Size |  | 195582,195583,195584,195585,195586,209215,209227,209228,209229,209230,209231 | Manufacturer |  | 1byTDaqS91rBnWJlv$nmlz | 1 | M_Single-Flush:0915 x 2134mm:0915 x 2134mm:226967 |  | InstallationDate | 1386 | WarrantyGuarantorLabor |  | ModelLabel | F | WarrantyDescription |  |  | ProductionYear | [6 empty] | Finish |  | Area | SerialNumber | WarrantyStartDate | BarCode | AssetIdentifier | Features | 1D23 |  |  |  | 0 | 0.915000 |  | WarrantyDurationParts | AccessibilityPerformance | CodePerformance | Color | Constituents | Grade | Material | ModelReference | NominalHeight | NominalLength | Shape | SustainabilityPerformance | WarrantyDurationLabor | FIXED | WarrantyGuarantorParts | ExpectedLife | ReplacementCost | NominalWidth |  |  |  | Fire Rating |  | Fire Rating | [7 empty] | 0.051000 |  |  |  | 2.134000 | Construction Type | 0.915000 | 2.134000 | 0.025000 | 204475 | First Floor | 0.076000 | Door - Panel | 20 | 0.000000 | 2.134000 | 1D23 | 23.30.10.00 | 0.025000 | 0 | Door - Frame | Doors | GlazingAreaFraction | OperationType | IsFireExit
1387 | First Floor | 206748,206838 |  |  | 227136 |  | New Construction |  |  |  | 209258 | 123972 | 133403 | M_Single-Flush:0915 x 2134mm |  | 0915 x 2134mm | Size |  | 195597,195598,195599,195600,195601,209217,209227,209228,209229,209230,209231 | Manufacturer |  | 1byTDaqS91rBnWJlv$nmeg | 1 | M_Single-Flush:0915 x 2134mm:0915 x 2134mm:227136 |  | InstallationDate | 1387 | WarrantyGuarantorLabor |  | ModelLabel | F | WarrantyDescription |  |  | ProductionYear | [6 empty] | Finish |  | Area | SerialNumber | WarrantyStartDate | BarCode | AssetIdentifier | Features | 1D30 |  |  |  | 0 | 0.915000 |  | WarrantyDurationParts | AccessibilityPerformance | CodePerformance | Color | Constituents | Grade | Material | ModelReference | NominalHeight | NominalLength | Shape | SustainabilityPerformance | WarrantyDurationLabor | FIXED | WarrantyGuarantorParts | ExpectedLife | ReplacementCost | NominalWidth |  |  |  | Fire Rating |  | Fire Rating | [7 empty] | 0.051000 |  |  |  | 2.134000 | Construction Type | 0.915000 | 2.134000 | 0.025000 | 204476 | First Floor | 0.076000 | Door - Panel | 20 | 0.000000 | 2.134000 | 1D30 | 23.30.10.00 | 0.025000 | 0 | Door - Frame | Doors | GlazingAreaFraction | OperationType | IsFireExit
1388 | First Floor | 206263,206774 |  |  | 227199 |  | New Construction |  |  |  | 209258 | 123973 | 133404 | M_Single-Flush:0915 x 2134mm |  | 0915 x 2134mm | Size |  | 195602,195603,195604,195605,195606,209217,209227,209228,209229,209230,209231 | Manufacturer |  | 1byTDaqS91rBnWJlv$nmeL | 1 | M_Single-Flush:0915 x 2134mm:0915 x 2134mm:227199 |  | InstallationDate | 1388 | WarrantyGuarantorLabor |  | ModelLabel | F | WarrantyDescription |  |  | ProductionYear | [6 empty] | Finish |  | Area | SerialNumber | WarrantyStartDate | BarCode | AssetIdentifier | Features | 1D33 |  |  |  | 0 | 0.915000 |  | WarrantyDurationParts | AccessibilityPerformance | CodePerformance | Color | Constituents | Grade | Material | ModelReference | NominalHeight | NominalLength | Shape | SustainabilityPerformance | WarrantyDurationLabor | FIXED | WarrantyGuarantorParts | ExpectedLife | ReplacementCost | NominalWidth |  |  |  | Fire Rating |  | Fire Rating | [7 empty] | 0.051000 |  |  |  | 2.134000 | Construction Type | 0.915000 | 2.134000 | 0.025000 | 204477 | First Floor | 0.076000 | Door - Panel | 20 | 0.000000 | 2.134000 | 1D33 | 23.30.10.00 | 0.025000 | 0 | Door - Frame | Doors | GlazingAreaFraction | OperationType | IsFireExit
1389 | First Floor | 206726,206843 |  |  | 227366 |  | New Construction |  |  |  | 209258 | 123974 | 133407 | M_Single-Flush:0915 x 2134mm |  | 0915 x 2134mm | Size |  | 195617,195618,195619,195620,195621,209215,209227,209228,209229,209230,209231 | Manufacturer |  | 1byTDaqS91rBnWJlv$nmLC | 1 | M_Single-Flush:0915 x 2134mm:0915 x 2134mm:227366 |  | InstallationDate | 1389 | WarrantyGuarantorLabor |  | ModelLabel | F | WarrantyDescription |  |  | ProductionYear | [6 empty] | Finish |  | Area | SerialNumber | WarrantyStartDate | BarCode | AssetIdentifier | Features | 1D26 |  |  |  | 0 | 0.915000 |  | WarrantyDurationParts | AccessibilityPerformance | CodePerformance | Color | Constituents | Grade | Material | ModelReference | NominalHeight | NominalLength | Shape | SustainabilityPerformance | WarrantyDurationLabor | FIXED | WarrantyGuarantorParts | ExpectedLife | ReplacementCost | NominalWidth |  |  |  | Fire Rating |  | Fire Rating | [7 empty] | 0.051000 |  |  |  | 2.134000 | Construction Type | 0.915000 | 2.134000 | 0.025000 | 204478 | First Floor | 0.076000 | Door - Panel | 20 | 0.000000 | 2.134000 | 1D26 | 23.30.10.00 | 0.025000 | 0 | Door - Frame | Doors | GlazingAreaFraction | OperationType | IsFireExit
1390 | First Floor | 206718,206845 |  |  | 227455 |  | New Construction |  |  |  | 209258 | 123975 | 133408 | M_Single-Flush:0915 x 2134mm |  | 0915 x 2134mm | Size |  | 195622,195623,195624,195625,195626,209217,209227,209228,209229,209230,209231 | Manufacturer |  | 1byTDaqS91rBnWJlv$nmKL | 1 | M_Single-Flush:0915 x 2134mm:0915 x 2134mm:227455 |  | InstallationDate | 1390 | WarrantyGuarantorLabor |  | ModelLabel | F | WarrantyDescription |  |  | ProductionYear | [6 empty] | Finish |  | Area | SerialNumber | WarrantyStartDate | BarCode | AssetIdentifier | Features | 1D25 |  |  |  | 0 | 0.915000 |  | WarrantyDurationParts | AccessibilityPerformance | CodePerformance | Color | Constituents | Grade | Material | ModelReference | NominalHeight | NominalLength | Shape | SustainabilityPerformance | WarrantyDurationLabor | FIXED | WarrantyGuarantorParts | ExpectedLife | ReplacementCost | NominalWidth |  |  |  | Fire Rating |  | Fire Rating | [7 empty] | 0.051000 |  |  |  | 2.134000 | Construction Type | 0.915000 | 2.134000 | 0.025000 | 204479 | First Floor | 0.076000 | Door - Panel | 20 | 0.000000 | 2.134000 | 1D25 | 23.30.10.00 | 0.025000 | 0 | Door - Frame | Doors | GlazingAreaFraction | OperationType | IsFireExit
1391 | First Floor | 206743,206857 |  |  | 227536 |  | New Construction |  |  |  | 209258 | 123976 | 133409 | M_Single-Flush:0915 x 2134mm |  | 0915 x 2134mm | Size |  | 195627,195628,195629,195630,195631,209215,209227,209228,209229,209230,209231 | Manufacturer |  | 1byTDaqS91rBnWJlv$nmMw | 1 | M_Single-Flush:0915 x 2134mm:0915 x 2134mm:227536 |  | InstallationDate | 1391 | WarrantyGuarantorLabor |  | ModelLabel | F | WarrantyDescription |  |  | ProductionYear | [6 empty] | Finish |  | Area | SerialNumber | WarrantyStartDate | BarCode | AssetIdentifier | Features | 1D28 |  |  |  | 0 | 0.915000 |  | WarrantyDurationParts | AccessibilityPerformance | CodePerformance | Color | Constituents | Grade | Material | ModelReference | NominalHeight | NominalLength | Shape | SustainabilityPerformance | WarrantyDurationLabor | FIXED | WarrantyGuarantorParts | ExpectedLife | ReplacementCost | NominalWidth |  |  |  | Fire Rating |  | Fire Rating | [7 empty] | 0.051000 |  |  |  | 2.134000 | Construction Type | 0.915000 | 2.134000 | 0.025000 | 204480 | First Floor | 0.076000 | Door - Panel | 20 | 0.000000 | 2.134000 | 1D28 | 23.30.10.00 | 0.025000 | 0 | Door - Frame | Doors | GlazingAreaFraction | OperationType | IsFireExit
1392 | First Floor | 206763,206859 |  |  | 227615 |  | New Construction |  |  |  | 209258 | 123977 | 133410 | M_Single-Flush:0915 x 2134mm |  | 0915 x 2134mm | Size |  | 195632,195633,195634,195635,195636,209217,209227,209228,209229,209230,209231 | Manufacturer |  | 1byTDaqS91rBnWJlv$nmHr | 1 | M_Single-Flush:0915 x 2134mm:0915 x 2134mm:227615 |  | InstallationDate | 1392 | WarrantyGuarantorLabor |  | ModelLabel | F | WarrantyDescription |  |  | ProductionYear | [6 empty] | Finish |  | Area | SerialNumber | WarrantyStartDate | BarCode | AssetIdentifier | Features | 1D32 |  |  |  | 0 | 0.915000 |  | WarrantyDurationParts | AccessibilityPerformance | CodePerformance | Color | Constituents | Grade | Material | ModelReference | NominalHeight | NominalLength | Shape | SustainabilityPerformance | WarrantyDurationLabor | FIXED | WarrantyGuarantorParts | ExpectedLife | ReplacementCost | NominalWidth |  |  |  | Fire Rating |  | Fire Rating | [7 empty] | 0.051000 |  |  |  | 2.134000 | Construction Type | 0.915000 | 2.134000 | 0.025000 | 204481 | First Floor | 0.076000 | Door - Panel | 20 | 0.000000 | 2.134000 | 1D32 | 23.30.10.00 | 0.025000 | 0 | Door - Frame | Doors | GlazingAreaFraction | OperationType | IsFireExit
1393 | First Floor | 206782,206861 |  |  | 227769 |  | New Construction |  |  |  | 209258 | 123978 | 133412 | M_Single-Flush:0915 x 2134mm |  | 0915 x 2134mm | Size |  | 195642,195643,195644,195645,195646,209215,209227,209228,209229,209230,209231 | Manufacturer |  | 1byTDaqS91rBnWJlv$nmJJ | 1 | M_Single-Flush:0915 x 2134mm:0915 x 2134mm:227769 |  | InstallationDate | 1393 | WarrantyGuarantorLabor |  | ModelLabel | F | WarrantyDescription |  |  | ProductionYear | [6 empty] | Finish |  | Area | SerialNumber | WarrantyStartDate | BarCode | AssetIdentifier | Features | 1D34 |  |  |  | 0 | 0.915000 |  | WarrantyDurationParts | AccessibilityPerformance | CodePerformance | Color | Constituents | Grade | Material | ModelReference | NominalHeight | NominalLength | Shape | SustainabilityPerformance | WarrantyDurationLabor | FIXED | WarrantyGuarantorParts | ExpectedLife | ReplacementCost | NominalWidth |  |  |  | Fire Rating |  | Fire Rating | [7 empty] | 0.051000 |  |  |  | 2.134000 | Construction Type | 0.915000 | 2.134000 | 0.025000 | 204482 | First Floor | 0.076000 | Door - Panel | 20 | 0.000000 | 2.134000 | 1D34 | 23.30.10.00 | 0.025000 | 0 | Door - Frame | Doors | GlazingAreaFraction | OperationType | IsFireExit
1394 | First Floor | 206794,206863 |  |  | 227830 |  | New Construction |  |  |  | 209258 | 123979 | 133413 | M_Single-Flush:0915 x 2134mm |  | 0915 x 2134mm | Size |  | 195647,195648,195649,195650,195651,209217,209227,209228,209229,209230,209231 | Manufacturer |  | 1byTDaqS91rBnWJlv$nmIS | 1 | M_Single-Flush:0915 x 2134mm:0915 x 2134mm:227830 |  | InstallationDate | 1394 | WarrantyGuarantorLabor |  | ModelLabel | F | WarrantyDescription |  |  | ProductionYear | [6 empty] | Finish |  | Area | SerialNumber | WarrantyStartDate | BarCode | AssetIdentifier | Features | 1D36 |  |  |  | 0 | 0.915000 |  | WarrantyDurationParts | AccessibilityPerformance | CodePerformance | Color | Constituents | Grade | Material | ModelReference | NominalHeight | NominalLength | Shape | SustainabilityPerformance | WarrantyDurationLabor | FIXED | WarrantyGuarantorParts | ExpectedLife | ReplacementCost | NominalWidth |  |  |  | Fire Rating |  | Fire Rating | [7 empty] | 0.051000 |  |  |  | 2.134000 | Construction Type | 0.915000 | 2.134000 | 0.025000 | 204483 | First Floor | 0.076000 | Door - Panel | 20 | 0.000000 | 2.134000 | 1D36 | 23.30.10.00 | 0.025000 | 0 | Door - Frame | Doors | GlazingAreaFraction | OperationType | IsFireExit
1395 | First Floor | 206805,206865 |  |  | 227879 |  | New Construction |  |  |  | 209258 | 123980 | 133414 | M_Single-Flush:0915 x 2134mm |  | 0915 x 2134mm | Size |  | 195652,195653,195654,195655,195656,209217,209227,209228,209229,209230,209231 | Manufacturer |  | 1byTDaqS91rBnWJlv$nmTD | 1 | M_Single-Flush:0915 x 2134mm:0915 x 2134mm:227879 |  | InstallationDate | 1395 | WarrantyGuarantorLabor |  | ModelLabel | F | WarrantyDescription |  |  | ProductionYear | [6 empty] | Finish |  | Area | SerialNumber | WarrantyStartDate | BarCode | AssetIdentifier | Features | 1D38 |  |  |  | 0 | 0.915000 |  | WarrantyDurationParts | AccessibilityPerformance | CodePerformance | Color | Constituents | Grade | Material | ModelReference | NominalHeight | NominalLength | Shape | SustainabilityPerformance | WarrantyDurationLabor | FIXED | WarrantyGuarantorParts | ExpectedLife | ReplacementCost | NominalWidth |  |  |  | Fire Rating |  | Fire Rating | [7 empty] | 0.051000 |  |  |  | 2.134000 | Construction Type | 0.915000 | 2.134000 | 0.025000 | 204484 | First Floor | 0.076000 | Door - Panel | 20 | 0.000000 | 2.134000 | 1D38 | 23.30.10.00 | 0.025000 | 0 | Door - Frame | Doors | GlazingAreaFraction | OperationType | IsFireExit
1396 | First Floor | 206830,206882 |  |  | 227926 |  | New Construction |  |  |  | 209258 | 123981 | 133415 | M_Single-Flush:0915 x 2134mm |  | 0915 x 2134mm | Size |  | 195657,195658,195659,195660,195661,209217,209227,209228,209229,209230,209231 | Manufacturer |  | 1byTDaqS91rBnWJlv$nmSy | 1 | M_Single-Flush:0915 x 2134mm:0915 x 2134mm:227926 |  | InstallationDate | 1396 | WarrantyGuarantorLabor |  | ModelLabel | F | WarrantyDescription |  |  | ProductionYear | [6 empty] | Finish |  | Area | SerialNumber | WarrantyStartDate | BarCode | AssetIdentifier | Features | 1D40 |  |  |  | 0 | 0.915000 |  | WarrantyDurationParts | AccessibilityPerformance | CodePerformance | Color | Constituents | Grade | Material | ModelReference | NominalHeight | NominalLength | Shape | SustainabilityPerformance | WarrantyDurationLabor | FIXED | WarrantyGuarantorParts | ExpectedLife | ReplacementCost | NominalWidth |  |  |  | Fire Rating |  | Fire Rating | [7 empty] | 0.051000 |  |  |  | 2.134000 | Construction Type | 0.915000 | 2.134000 | 0.025000 | 204485 | First Floor | 0.076000 | Door - Panel | 20 | 0.000000 | 2.134000 | 1D40 | 23.30.10.00 | 0.025000 | 0 | Door - Frame | Doors | GlazingAreaFraction | OperationType | IsFireExit
1397 | First Floor | 207341,207522 |  |  | 228297 |  | New Construction |  |  |  | 209258 | 123982 | 133416 | M_Single-Flush:0915 x 2134mm |  | 0915 x 2134mm | Size |  | 195662,195663,195664,195665,195666,209215,209227,209228,209229,209230,209231 | Manufacturer |  | 1byTDaqS91rBnWJlv$nmQZ | 1 | M_Single-Flush:0915 x 2134mm:0915 x 2134mm:228297 |  | InstallationDate | 1397 | WarrantyGuarantorLabor |  | ModelLabel | F | WarrantyDescription |  |  | ProductionYear | [6 empty] | Finish |  | Area | SerialNumber | WarrantyStartDate | BarCode | AssetIdentifier | Features | 1B13 |  |  |  | 0 | 0.915000 |  | WarrantyDurationParts | AccessibilityPerformance | CodePerformance | Color | Constituents | Grade | Material | ModelReference | NominalHeight | NominalLength | Shape | SustainabilityPerformance | WarrantyDurationLabor | FIXED | WarrantyGuarantorParts | ExpectedLife | ReplacementCost | NominalWidth |  |  |  | Fire Rating |  | Fire Rating | [7 empty] | 0.051000 |  |  |  | 2.134000 | Construction Type | 0.915000 | 2.134000 | 0.025000 | 204486 | First Floor | 0.076000 | Door - Panel | 20 | 0.000000 | 2.134000 | 1B13 | 23.30.10.00 | 0.025000 | 0 | Door - Frame | Doors | GlazingAreaFraction | OperationType | IsFireExit
1398 | First Floor | 207343,207539 |  |  | 228354 |  | New Construction |  |  |  | 209258 | 123983 | 133417 | M_Single-Flush:0915 x 2134mm |  | 0915 x 2134mm | Size |  | 195667,195668,195669,195670,195671,209217,209227,209228,209229,209230,209231 | Manufacturer |  | 1byTDaqS91rBnWJlv$nm5e | 1 | M_Single-Flush:0915 x 2134mm:0915 x 2134mm:228354 |  | InstallationDate | 1398 | WarrantyGuarantorLabor |  | ModelLabel | F | WarrantyDescription |  |  | ProductionYear | [6 empty] | Finish |  | Area | SerialNumber | WarrantyStartDate | BarCode | AssetIdentifier | Features | 1B15 |  |  |  | 0 | 0.915000 |  | WarrantyDurationParts | AccessibilityPerformance | CodePerformance | Color | Constituents | Grade | Material | ModelReference | NominalHeight | NominalLength | Shape | SustainabilityPerformance | WarrantyDurationLabor | FIXED | WarrantyGuarantorParts | ExpectedLife | ReplacementCost | NominalWidth |  |  |  | Fire Rating |  | Fire Rating | [7 empty] | 0.051000 |  |  |  | 2.134000 | Construction Type | 0.915000 | 2.134000 | 0.025000 | 204487 | First Floor | 0.076000 | Door - Panel | 20 | 0.000000 | 2.134000 | 1B15 | 23.30.10.00 | 0.025000 | 0 | Door - Frame | Doors | GlazingAreaFraction | OperationType | IsFireExit
1399 | First Floor | 206026,207339 |  |  | 228516 |  | New Construction |  |  |  | 209258 | 123984 | 133419 | M_Single-Flush:0915 x 2134mm |  | 0915 x 2134mm | Size |  | 195678,195679,195680,195681,195682,209217,209227,209228,209229,209230,209231 | Manufacturer |  | 1byTDaqS91rBnWJlv$nm7E | 1 | M_Single-Flush:0915 x 2134mm:0915 x 2134mm:228516 |  | InstallationDate | 1399 | WarrantyGuarantorLabor |  | ModelLabel | F | WarrantyDescription |  |  | ProductionYear | [6 empty] | Finish |  | Area | SerialNumber | WarrantyStartDate | BarCode | AssetIdentifier | Features | 1BC2 |  |  |  | 0 | 0.915000 |  | WarrantyDurationParts | AccessibilityPerformance | CodePerformance | Color | Constituents | Grade | Material | ModelReference | NominalHeight | NominalLength | Shape | SustainabilityPerformance | WarrantyDurationLabor | FIXED | WarrantyGuarantorParts | ExpectedLife | ReplacementCost | NominalWidth |  |  |  | Fire Rating |  | Fire Rating | [7 empty] | 0.051000 |  |  |  | 2.134000 | Construction Type | 0.915000 | 2.134000 | 0.025000 | 204488 | First Floor | 0.076000 | Door - Panel | 20 | 0.000000 | 2.134000 | 1BC2 | 23.30.10.00 | 0.025000 | 0 | Door - Frame | Doors | GlazingAreaFraction | OperationType | IsFireExit
1400 | First Floor | 207329,207414 |  |  | 228575 |  | New Construction |  |  |  | 209258 | 123985 | 133420 | M_Single-Flush:0915 x 2134mm |  | 0915 x 2134mm | Size |  | 195683,195684,195685,195686,195687,209215,209227,209228,209229,209230,209231 | Manufacturer |  | 1byTDaqS91rBnWJlv$nm6r | 1 | M_Single-Flush:0915 x 2134mm:0915 x 2134mm:228575 |  | InstallationDate | 1400 | WarrantyGuarantorLabor |  | ModelLabel | F | WarrantyDescription |  |  | ProductionYear | [6 empty] | Finish |  | Area | SerialNumber | WarrantyStartDate | BarCode | AssetIdentifier | Features | 1B01 |  |  |  | 0 | 0.915000 |  | WarrantyDurationParts | AccessibilityPerformance | CodePerformance | Color | Constituents | Grade | Material | ModelReference | NominalHeight | NominalLength | Shape | SustainabilityPerformance | WarrantyDurationLabor | FIXED | WarrantyGuarantorParts | ExpectedLife | ReplacementCost | NominalWidth |  |  |  | Fire Rating |  | Fire Rating | [7 empty] | 0.051000 |  |  |  | 2.134000 | Construction Type | 0.915000 | 2.134000 | 0.025000 | 204489 | First Floor | 0.076000 | Door - Panel | 20 | 0.000000 | 2.134000 | 1B01 | 23.30.10.00 | 0.025000 | 0 | Door - Frame | Doors | GlazingAreaFraction | OperationType | IsFireExit
1401 | First Floor | 207331,207426 |  |  | 228650 |  | New Construction |  |  |  | 209258 | 123986 | 133421 | M_Single-Flush:0915 x 2134mm |  | 0915 x 2134mm | Size |  | 195688,195689,195690,195691,195692,209217,209227,209228,209229,209230,209231 | Manufacturer |  | 1byTDaqS91rBnWJlv$nm10 | 1 | M_Single-Flush:0915 x 2134mm:0915 x 2134mm:228650 |  | InstallationDate | 1401 | WarrantyGuarantorLabor |  | ModelLabel | F | WarrantyDescription |  |  | ProductionYear | [6 empty] | Finish |  | Area | SerialNumber | WarrantyStartDate | BarCode | AssetIdentifier | Features | 1B03 |  |  |  | 0 | 0.915000 |  | WarrantyDurationParts | AccessibilityPerformance | CodePerformance | Color | Constituents | Grade | Material | ModelReference | NominalHeight | NominalLength | Shape | SustainabilityPerformance | WarrantyDurationLabor | FIXED | WarrantyGuarantorParts | ExpectedLife | ReplacementCost | NominalWidth |  |  |  | Fire Rating |  | Fire Rating | [7 empty] | 0.051000 |  |  |  | 2.134000 | Construction Type | 0.915000 | 2.134000 | 0.025000 | 204490 | First Floor | 0.076000 | Door - Panel | 20 | 0.000000 | 2.134000 | 1B03 | 23.30.10.00 | 0.025000 | 0 | Door - Frame | Doors | GlazingAreaFraction | OperationType | IsFireExit
1402 | First Floor | 206042,207327 |  |  | 228897 |  | New Construction |  |  |  | 209258 | 123987 | 133423 | M_Single-Flush:0915 x 2134mm |  | 0915 x 2134mm | Size |  | 195699,195700,195701,195702,195703,209217,209227,209228,209229,209230,209231 | Manufacturer |  | 1byTDaqS91rBnWJlv$nmDB | 1 | M_Single-Flush:0915 x 2134mm:0915 x 2134mm:228897 |  | InstallationDate | 1402 | WarrantyGuarantorLabor |  | ModelLabel | F | WarrantyDescription |  |  | ProductionYear | [6 empty] | Finish |  | Area | SerialNumber | WarrantyStartDate | BarCode | AssetIdentifier | Features | 1BC1 |  |  |  | 0 | 0.915000 |  | WarrantyDurationParts | AccessibilityPerformance | CodePerformance | Color | Constituents | Grade | Material | ModelReference | NominalHeight | NominalLength | Shape | SustainabilityPerformance | WarrantyDurationLabor | FIXED | WarrantyGuarantorParts | ExpectedLife | ReplacementCost | NominalWidth |  |  |  | Fire Rating |  | Fire Rating | [7 empty] | 0.051000 |  |  |  | 2.134000 | Construction Type | 0.915000 | 2.134000 | 0.025000 | 204491 | First Floor | 0.076000 | Door - Panel | 20 | 0.000000 | 2.134000 | 1BC1 | 23.30.10.00 | 0.025000 | 0 | Door - Frame | Doors | GlazingAreaFraction | OperationType | IsFireExit
1403 | First Floor | 207325,207420 |  |  | 228938 |  | New Construction |  |  |  | 209258 | 123988 | 133424 | M_Single-Flush:0915 x 2134mm |  | 0915 x 2134mm | Size |  | 195704,195705,195706,195707,195708,209217,209227,209228,209229,209230,209231 | Manufacturer |  | 1byTDaqS91rBnWJlv$nmCW | 1 | M_Single-Flush:0915 x 2134mm:0915 x 2134mm:228938 |  | InstallationDate | 1403 | WarrantyGuarantorLabor |  | ModelLabel | F | WarrantyDescription |  |  | ProductionYear | [6 empty] | Finish |  | Area | SerialNumber | WarrantyStartDate | BarCode | AssetIdentifier | Features | 1B02 |  |  |  | 0 | 0.915000 |  | WarrantyDurationParts | AccessibilityPerformance | CodePerformance | Color | Constituents | Grade | Material | ModelReference | NominalHeight | NominalLength | Shape | SustainabilityPerformance | WarrantyDurationLabor | FIXED | WarrantyGuarantorParts | ExpectedLife | ReplacementCost | NominalWidth |  |  |  | Fire Rating |  | Fire Rating | [7 empty] | 0.051000 |  |  |  | 2.134000 | Construction Type | 0.915000 | 2.134000 | 0.025000 | 204492 | First Floor | 0.076000 | Door - Panel | 20 | 0.000000 | 2.134000 | 1B02 | 23.30.10.00 | 0.025000 | 0 | Door - Frame | Doors | GlazingAreaFraction | OperationType | IsFireExit
1404 | First Floor | 207322,207440 |  |  | 228981 |  | New Construction |  |  |  | 209258 | 123989 | 133425 | M_Single-Flush:0915 x 2134mm |  | 0915 x 2134mm | Size |  | 195709,195710,195711,195712,195713,209217,209227,209228,209229,209230,209231 | Manufacturer |  | 1byTDaqS91rBnWJlv$nmCV | 1 | M_Single-Flush:0915 x 2134mm:0915 x 2134mm:228981 |  | InstallationDate | 1404 | WarrantyGuarantorLabor |  | ModelLabel | F | WarrantyDescription |  |  | ProductionYear | [6 empty] | Finish |  | Area | SerialNumber | WarrantyStartDate | BarCode | AssetIdentifier | Features | 1B04 |  |  |  | 0 | 0.915000 |  | WarrantyDurationParts | AccessibilityPerformance | CodePerformance | Color | Constituents | Grade | Material | ModelReference | NominalHeight | NominalLength | Shape | SustainabilityPerformance | WarrantyDurationLabor | FIXED | WarrantyGuarantorParts | ExpectedLife | ReplacementCost | NominalWidth |  |  |  | Fire Rating |  | Fire Rating | [7 empty] | 0.051000 |  |  |  | 2.134000 | Construction Type | 0.915000 | 2.134000 | 0.025000 | 204493 | First Floor | 0.076000 | Door - Panel | 20 | 0.000000 | 2.134000 | 1B04 | 23.30.10.00 | 0.025000 | 0 | Door - Frame | Doors | GlazingAreaFraction | OperationType | IsFireExit
1405 | First Floor | 207335,207466 |  |  | 229120 |  | New Construction |  |  |  | 209258 | 123990 | 133426 | M_Single-Flush:0915 x 2134mm |  | 0915 x 2134mm | Size |  | 195714,195715,195716,195717,195718,209217,209227,209228,209229,209230,209231 | Manufacturer |  | 1byTDaqS91rBnWJlv$nm9g | 1 | M_Single-Flush:0915 x 2134mm:0915 x 2134mm:229120 |  | InstallationDate | 1405 | WarrantyGuarantorLabor |  | ModelLabel | F | WarrantyDescription |  |  | ProductionYear | [6 empty] | Finish |  | Area | SerialNumber | WarrantyStartDate | BarCode | AssetIdentifier | Features | 1B05 |  |  |  | 0 | 0.915000 |  | WarrantyDurationParts | AccessibilityPerformance | CodePerformance | Color | Constituents | Grade | Material | ModelReference | NominalHeight | NominalLength | Shape | SustainabilityPerformance | WarrantyDurationLabor | FIXED | WarrantyGuarantorParts | ExpectedLife | ReplacementCost | NominalWidth |  |  |  | Fire Rating |  | Fire Rating | [7 empty] | 0.051000 |  |  |  | 2.134000 | Construction Type | 0.915000 | 2.134000 | 0.025000 | 204494 | First Floor | 0.076000 | Door - Panel | 20 | 0.000000 | 2.134000 | 1B05 | 23.30.10.00 | 0.025000 | 0 | Door - Frame | Doors | GlazingAreaFraction | OperationType | IsFireExit
1406 | First Floor | 207333,207475 |  |  | 229157 |  | New Construction |  |  |  | 209258 | 123991 | 133427 | M_Single-Flush:0915 x 2134mm |  | 0915 x 2134mm | Size |  | 195719,195720,195721,195722,195723,209217,209227,209228,209229,209230,209231 | Manufacturer |  | 1byTDaqS91rBnWJlv$nm9F | 1 | M_Single-Flush:0915 x 2134mm:0915 x 2134mm:229157 |  | InstallationDate | 1406 | WarrantyGuarantorLabor |  | ModelLabel | F | WarrantyDescription |  |  | ProductionYear | [6 empty] | Finish |  | Area | SerialNumber | WarrantyStartDate | BarCode | AssetIdentifier | Features | 1B07 |  |  |  | 0 | 0.915000 |  | WarrantyDurationParts | AccessibilityPerformance | CodePerformance | Color | Constituents | Grade | Material | ModelReference | NominalHeight | NominalLength | Shape | SustainabilityPerformance | WarrantyDurationLabor | FIXED | WarrantyGuarantorParts | ExpectedLife | ReplacementCost | NominalWidth |  |  |  | Fire Rating |  | Fire Rating | [7 empty] | 0.051000 |  |  |  | 2.134000 | Construction Type | 0.915000 | 2.134000 | 0.025000 | 204495 | First Floor | 0.076000 | Door - Panel | 20 | 0.000000 | 2.134000 | 1B07 | 23.30.10.00 | 0.025000 | 0 | Door - Frame | Doors | GlazingAreaFraction | OperationType | IsFireExit
1407 | First Floor | 207450,207511 |  |  | 229354 |  | New Construction |  |  |  | 209258 | 123993 | 133429 | M_Single-Flush:0915 x 2134mm |  | 0915 x 2134mm | Size |  | 195729,195730,195731,195732,195733,209217,209227,209228,209229,209230,209231 | Manufacturer |  | 1byTDaqS91rBnWJlv$nmA0 | 1 | M_Single-Flush:0915 x 2134mm:0915 x 2134mm:229354 |  | InstallationDate | 1407 | WarrantyGuarantorLabor |  | ModelLabel | F | WarrantyDescription |  |  | ProductionYear | [6 empty] | Finish |  | Area | SerialNumber | WarrantyStartDate | BarCode | AssetIdentifier | Features | 1B11 |  |  |  | 0 | 0.915000 |  | WarrantyDurationParts | AccessibilityPerformance | CodePerformance | Color | Constituents | Grade | Material | ModelReference | NominalHeight | NominalLength | Shape | SustainabilityPerformance | WarrantyDurationLabor | FIXED | WarrantyGuarantorParts | ExpectedLife | ReplacementCost | NominalWidth |  |  |  | Fire Rating |  | Fire Rating | [7 empty] | 0.051000 |  |  |  | 2.134000 | Construction Type | 0.915000 | 2.134000 | 0.025000 | 204497 | First Floor | 0.076000 | Door - Panel | 20 | 0.000000 | 2.134000 | 1B11 | 23.30.10.00 | 0.025000 | 0 | Door - Frame | Doors | GlazingAreaFraction | OperationType | IsFireExit
1408 | First Floor | 207458,207470 |  |  | 229427 |  | New Construction |  |  |  | 209258 | 123994 | 133430 | M_Single-Flush:0915 x 2134mm |  | 0915 x 2134mm | Size |  | 195734,195735,195736,195737,195738,209217,209227,209228,209229,209230,209231 | Manufacturer |  | 1byTDaqS91rBnWJlv$n$rP | 1 | M_Single-Flush:0915 x 2134mm:0915 x 2134mm:229427 |  | InstallationDate | 1408 | WarrantyGuarantorLabor |  | ModelLabel | F | WarrantyDescription |  |  | ProductionYear | [6 empty] | Finish |  | Area | SerialNumber | WarrantyStartDate | BarCode | AssetIdentifier | Features | 1B06 |  |  |  | 0 | 0.915000 |  | WarrantyDurationParts | AccessibilityPerformance | CodePerformance | Color | Constituents | Grade | Material | ModelReference | NominalHeight | NominalLength | Shape | SustainabilityPerformance | WarrantyDurationLabor | FIXED | WarrantyGuarantorParts | ExpectedLife | ReplacementCost | NominalWidth |  |  |  | Fire Rating |  | Fire Rating | [7 empty] | 0.051000 |  |  |  | 2.134000 | Construction Type | 0.915000 | 2.134000 | 0.025000 | 204498 | First Floor | 0.076000 | Door - Panel | 20 | 0.000000 | 2.134000 | 1B06 | 23.30.10.00 | 0.025000 | 0 | Door - Frame | Doors | GlazingAreaFraction | OperationType | IsFireExit
1409 | First Floor | 207456,207482 |  |  | 229478 |  | New Construction |  |  |  | 209258 | 123995 | 133431 | M_Single-Flush:0915 x 2134mm |  | 0915 x 2134mm | Size |  | 195739,195740,195741,195742,195743,209217,209227,209228,209229,209230,209231 | Manufacturer |  | 1byTDaqS91rBnWJlv$n$qC | 1 | M_Single-Flush:0915 x 2134mm:0915 x 2134mm:229478 |  | InstallationDate | 1409 | WarrantyGuarantorLabor |  | ModelLabel | F | WarrantyDescription |  |  | ProductionYear | [6 empty] | Finish |  | Area | SerialNumber | WarrantyStartDate | BarCode | AssetIdentifier | Features | 1B08 |  |  |  | 0 | 0.915000 |  | WarrantyDurationParts | AccessibilityPerformance | CodePerformance | Color | Constituents | Grade | Material | ModelReference | NominalHeight | NominalLength | Shape | SustainabilityPerformance | WarrantyDurationLabor | FIXED | WarrantyGuarantorParts | ExpectedLife | ReplacementCost | NominalWidth |  |  |  | Fire Rating |  | Fire Rating | [7 empty] | 0.051000 |  |  |  | 2.134000 | Construction Type | 0.915000 | 2.134000 | 0.025000 | 204499 | First Floor | 0.076000 | Door - Panel | 20 | 0.000000 | 2.134000 | 1B08 | 23.30.10.00 | 0.025000 | 0 | Door - Frame | Doors | GlazingAreaFraction | OperationType | IsFireExit
1410 | First Floor | 207454,207499 |  |  | 229539 |  | New Construction |  |  |  | 209258 | 123996 | 133432 | M_Single-Flush:0915 x 2134mm |  | 0915 x 2134mm | Size |  | 195744,195745,195746,195747,195748,209215,209227,209228,209229,209230,209231 | Manufacturer |  | 1byTDaqS91rBnWJlv$n$t9 | 1 | M_Single-Flush:0915 x 2134mm:0915 x 2134mm:229539 |  | InstallationDate | 1410 | WarrantyGuarantorLabor |  | ModelLabel | F | WarrantyDescription |  |  | ProductionYear | [6 empty] | Finish |  | Area | SerialNumber | WarrantyStartDate | BarCode | AssetIdentifier | Features | 1B10 |  |  |  | 0 | 0.915000 |  | WarrantyDurationParts | AccessibilityPerformance | CodePerformance | Color | Constituents | Grade | Material | ModelReference | NominalHeight | NominalLength | Shape | SustainabilityPerformance | WarrantyDurationLabor | FIXED | WarrantyGuarantorParts | ExpectedLife | ReplacementCost | NominalWidth |  |  |  | Fire Rating |  | Fire Rating | [7 empty] | 0.051000 |  |  |  | 2.134000 | Construction Type | 0.915000 | 2.134000 | 0.025000 | 204500 | First Floor | 0.076000 | Door - Panel | 20 | 0.000000 | 2.134000 | 1B10 | 23.30.10.00 | 0.025000 | 0 | Door - Frame | Doors | GlazingAreaFraction | OperationType | IsFireExit
1411 | First Floor | 207355,207452 |  |  | 229578 |  | New Construction |  |  |  | 209258 | 123997 | 133433 | M_Single-Flush:0915 x 2134mm |  | 0915 x 2134mm | Size |  | 195749,195750,195751,195752,195753,209215,209227,209228,209229,209230,209231 | Manufacturer |  | 1byTDaqS91rBnWJlv$n$sW | 1 | M_Single-Flush:0915 x 2134mm:0915 x 2134mm:229578 |  | InstallationDate | 1411 | WarrantyGuarantorLabor |  | ModelLabel | F | WarrantyDescription |  |  | ProductionYear | [6 empty] | Finish |  | Area | SerialNumber | WarrantyStartDate | BarCode | AssetIdentifier | Features | 1B04a |  |  |  | 0 | 0.915000 |  | WarrantyDurationParts | AccessibilityPerformance | CodePerformance | Color | Constituents | Grade | Material | ModelReference | NominalHeight | NominalLength | Shape | SustainabilityPerformance | WarrantyDurationLabor | FIXED | WarrantyGuarantorParts | ExpectedLife | ReplacementCost | NominalWidth |  |  |  | Fire Rating |  | Fire Rating | [7 empty] | 0.051000 |  |  |  | 2.134000 | Construction Type | 0.915000 | 2.134000 | 0.025000 | 204501 | First Floor | 0.076000 | Door - Panel | 20 | 0.000000 | 2.134000 | 1B04a | 23.30.10.00 | 0.025000 | 0 | Door - Frame | Doors | GlazingAreaFraction | OperationType | IsFireExit
1412 | First Floor | 207373,207379 |  |  | 230127 |  | New Construction |  |  |  | 209258 | 123998 | 133437 | M_Single-Flush:1000 x 2134mm |  | 1000 x 2134mm | Size |  | 195769,195770,195771,195772,195773,204088,204089,204090,204091,204092,204135 | Manufacturer |  | 1byTDaqS91rBnWJlv$n$_5 | 1 | M_Single-Flush:1000 x 2134mm:1000 x 2134mm:230127 |  | InstallationDate | 1412 | WarrantyGuarantorLabor |  | ModelLabel | F | WarrantyDescription |  |  | ProductionYear | [6 empty] | Finish |  | Area | SerialNumber | WarrantyStartDate | BarCode | AssetIdentifier | Features | 1BC3 |  |  |  | 0 | 1.000000 |  | WarrantyDurationParts | AccessibilityPerformance | CodePerformance | Color | Constituents | Grade | Material | ModelReference | NominalHeight | NominalLength | Shape | SustainabilityPerformance | WarrantyDurationLabor | FIXED | WarrantyGuarantorParts | ExpectedLife | ReplacementCost | NominalWidth |  |  |  | Fire Rating |  | Fire Rating | [7 empty] | 0.051000 |  |  |  | 2.134000 | Construction Type | 1.000000 | 2.134000 | 0.025000 | 204502 | First Floor | 0.076000 | Door - Panel | 33 | 0.000000 | 2.134000 | 1BC3 | 23.30.10.00 | 0.025000 | 0 | Door - Frame | Doors | GlazingAreaFraction | OperationType | IsFireExit
1413 | First Floor | 207376,207589 |  |  | 230209 |  | New Construction |  |  |  | 209258 | 123999 | 133438 | M_Single-Flush:0915 x 2134mm Rated |  | 0915 x 2134mm Rated | Size |  | 195774,195775,195776,195777,195778,208910,209023,209024,209025,209026,209027 | Manufacturer |  | 1byTDaqS91rBnWJlv$n$uh | 1 | M_Single-Flush:0915 x 2134mm Rated:0915 x 2134mm Rated:230209 |  | InstallationDate | 1413 | WarrantyGuarantorLabor |  | ModelLabel | F | WarrantyDescription |  |  | ProductionYear | [6 empty] | Finish |  | Area | SerialNumber | WarrantyStartDate | BarCode | AssetIdentifier | Features | 1BS2 |  |  |  | 0 | 0.915000 |  | WarrantyDurationParts | AccessibilityPerformance | CodePerformance | Color | Constituents | Grade | Material | ModelReference | NominalHeight | NominalLength | Shape | SustainabilityPerformance | WarrantyDurationLabor | FIXED | WarrantyGuarantorParts | ExpectedLife | ReplacementCost | NominalWidth |  |  |  | Fire Rating |  | Fire Rating | [7 empty] | 0.051000 |  |  |  | 2.134000 | Construction Type | 0.915000 | 2.134000 | 0.025000 | 204503 | First Floor | 0.076000 | Door - Panel | 61 | 0.000000 | 2.134000 | 1BS2 | 23.30.10.00 | 0.025000 | 0 | Door - Frame | Doors | GlazingAreaFraction | OperationType | IsFireExit
1414 | First Floor | 207347,207559 |  |  | 230394 |  | New Construction |  |  |  | 209258 | 124000 | 133439 | M_Single-Flush:1.220 x 2134mm |  | 1.220 x 2134mm | Size |  | 195779,195780,195781,195782,195783,204125,204126,204127,204128,204129,204136 | Manufacturer |  | 1byTDaqS91rBnWJlv$n$wG | 1 | M_Single-Flush:1.220 x 2134mm:1.220 x 2134mm:230394 |  | InstallationDate | 1414 | WarrantyGuarantorLabor |  | ModelLabel | F | WarrantyDescription |  |  | ProductionYear | [6 empty] | Finish |  | Area | SerialNumber | WarrantyStartDate | BarCode | AssetIdentifier | Features | 1B19 |  |  |  | 0 | 1.220000 |  | WarrantyDurationParts | AccessibilityPerformance | CodePerformance | Color | Constituents | Grade | Material | ModelReference | NominalHeight | NominalLength | Shape | SustainabilityPerformance | WarrantyDurationLabor | FIXED | WarrantyGuarantorParts | ExpectedLife | ReplacementCost | NominalWidth |  |  |  | Fire Rating |  | Fire Rating | [7 empty] | 0.051000 |  |  |  | 2.134000 | Construction Type | 1.220000 | 2.134000 | 0.025000 | 204504 | First Floor | 0.076000 | Door - Panel | 60 | 0.000000 | 2.134000 | 1B19 | 23.30.10.00 | 0.025000 | 0 | Door - Frame | Doors | GlazingAreaFraction | OperationType | IsFireExit
1415 | First Floor | 207345,207554 |  |  | 230556 |  | New Construction |  |  |  | 209258 | 124001 | 133440 | M_Single-Flush:0915 x 2134mm |  | 0915 x 2134mm | Size |  | 195784,195785,195786,195787,195788,209215,209227,209228,209229,209230,209231 | Manufacturer |  | 1byTDaqS91rBnWJlv$n$ds | 1 | M_Single-Flush:0915 x 2134mm:0915 x 2134mm:230556 |  | InstallationDate | 1415 | WarrantyGuarantorLabor |  | ModelLabel | F | WarrantyDescription |  |  | ProductionYear | [6 empty] | Finish |  | Area | SerialNumber | WarrantyStartDate | BarCode | AssetIdentifier | Features | 1B17 |  |  |  | 0 | 0.915000 |  | WarrantyDurationParts | AccessibilityPerformance | CodePerformance | Color | Constituents | Grade | Material | ModelReference | NominalHeight | NominalLength | Shape | SustainabilityPerformance | WarrantyDurationLabor | FIXED | WarrantyGuarantorParts | ExpectedLife | ReplacementCost | NominalWidth |  |  |  | Fire Rating |  | Fire Rating | [7 empty] | 0.051000 |  |  |  | 2.134000 | Construction Type | 0.915000 | 2.134000 | 0.025000 | 204505 | First Floor | 0.076000 | Door - Panel | 20 | 0.000000 | 2.134000 | 1B17 | 23.30.10.00 | 0.025000 | 0 | Door - Frame | Doors | GlazingAreaFraction | OperationType | IsFireExit
1416 | First Floor | 207382,207580 |  |  | 230607 |  | New Construction |  |  |  | 209258 | 124002 | 133441 | M_Single-Flush:0915 x 2134mm |  | 0915 x 2134mm | Size |  | 195789,195790,195791,195792,195793,209217,209227,209228,209229,209230,209231 | Manufacturer |  | 1byTDaqS91rBnWJlv$n$cb | 1 | M_Single-Flush:0915 x 2134mm:0915 x 2134mm:230607 |  | InstallationDate | 1416 | WarrantyGuarantorLabor |  | ModelLabel | F | WarrantyDescription |  |  | ProductionYear | [6 empty] | Finish |  | Area | SerialNumber | WarrantyStartDate | BarCode | AssetIdentifier | Features | 1B23 |  |  |  | 0 | 0.915000 |  | WarrantyDurationParts | AccessibilityPerformance | CodePerformance | Color | Constituents | Grade | Material | ModelReference | NominalHeight | NominalLength | Shape | SustainabilityPerformance | WarrantyDurationLabor | FIXED | WarrantyGuarantorParts | ExpectedLife | ReplacementCost | NominalWidth |  |  |  | Fire Rating |  | Fire Rating | [7 empty] | 0.051000 |  |  |  | 2.134000 | Construction Type | 0.915000 | 2.134000 | 0.025000 | 204506 | First Floor | 0.076000 | Door - Panel | 20 | 0.000000 | 2.134000 | 1B23 | 23.30.10.00 | 0.025000 | 0 | Door - Frame | Doors | GlazingAreaFraction | OperationType | IsFireExit
1417 | First Floor | 207384,207569 |  |  | 230738 |  | New Construction |  |  |  | 209258 | 124003 | 133442 | M_Single-Flush:0915 x 2134mm |  | 0915 x 2134mm | Size |  | 195794,195795,195796,195797,195798,209217,209227,209228,209229,209230,209231 | Manufacturer |  | 1byTDaqS91rBnWJlv$n$Wu | 1 | M_Single-Flush:0915 x 2134mm:0915 x 2134mm:230738 |  | InstallationDate | 1417 | WarrantyGuarantorLabor |  | ModelLabel | F | WarrantyDescription |  |  | ProductionYear | [6 empty] | Finish |  | Area | SerialNumber | WarrantyStartDate | BarCode | AssetIdentifier | Features | 1B21 |  |  |  | 0 | 0.915000 |  | WarrantyDurationParts | AccessibilityPerformance | CodePerformance | Color | Constituents | Grade | Material | ModelReference | NominalHeight | NominalLength | Shape | SustainabilityPerformance | WarrantyDurationLabor | FIXED | WarrantyGuarantorParts | ExpectedLife | ReplacementCost | NominalWidth |  |  |  | Fire Rating |  | Fire Rating | [7 empty] | 0.051000 |  |  |  | 2.134000 | Construction Type | 0.915000 | 2.134000 | 0.025000 | 204507 | First Floor | 0.076000 | Door - Panel | 20 | 0.000000 | 2.134000 | 1B21 | 23.30.10.00 | 0.025000 | 0 | Door - Frame | Doors | GlazingAreaFraction | OperationType | IsFireExit
1418 | First Floor | 206993,207395 |  |  | 230814 |  | New Construction |  |  |  | 209258 | 124004 | 133444 | M_Single-Flush:0915 x 2134mm |  | 0915 x 2134mm | Size |  | 195804,195805,195806,195807,195808,209215,209227,209228,209229,209230,209231 | Manufacturer |  | 1byTDaqS91rBnWJlv$n$Zq | 1 | M_Single-Flush:0915 x 2134mm:0915 x 2134mm:230814 |  | InstallationDate | 1418 | WarrantyGuarantorLabor |  | ModelLabel | F | WarrantyDescription |  |  | ProductionYear | [6 empty] | Finish |  | Area | SerialNumber | WarrantyStartDate | BarCode | AssetIdentifier | Features | 1E02 |  |  |  | 0 | 0.915000 |  | WarrantyDurationParts | AccessibilityPerformance | CodePerformance | Color | Constituents | Grade | Material | ModelReference | NominalHeight | NominalLength | Shape | SustainabilityPerformance | WarrantyDurationLabor | FIXED | WarrantyGuarantorParts | ExpectedLife | ReplacementCost | NominalWidth |  |  |  | Fire Rating |  | Fire Rating | [7 empty] | 0.051000 |  |  |  | 2.134000 | Construction Type | 0.915000 | 2.134000 | 0.025000 | 204508 | First Floor | 0.076000 | Door - Panel | 20 | 0.000000 | 2.134000 | 1E02 | 23.30.10.00 | 0.025000 | 0 | Door - Frame | Doors | GlazingAreaFraction | OperationType | IsFireExit
1419 | First Floor | 206991,207280 |  |  | 230949 |  | New Construction |  |  |  | 209258 | 124005 | 133445 | M_Single-Flush:0915 x 2134mm |  | 0915 x 2134mm | Size |  | 195809,195810,195811,195812,195813,209215,209227,209228,209229,209230,209231 | Manufacturer |  | 1byTDaqS91rBnWJlv$n$jF | 1 | M_Single-Flush:0915 x 2134mm:0915 x 2134mm:230949 |  | InstallationDate | 1419 | WarrantyGuarantorLabor |  | ModelLabel | F | WarrantyDescription |  |  | ProductionYear | [6 empty] | Finish |  | Area | SerialNumber | WarrantyStartDate | BarCode | AssetIdentifier | Features | 1E01 |  |  |  | 0 | 0.915000 |  | WarrantyDurationParts | AccessibilityPerformance | CodePerformance | Color | Constituents | Grade | Material | ModelReference | NominalHeight | NominalLength | Shape | SustainabilityPerformance | WarrantyDurationLabor | FIXED | WarrantyGuarantorParts | ExpectedLife | ReplacementCost | NominalWidth |  |  |  | Fire Rating |  | Fire Rating | [7 empty] | 0.051000 |  |  |  | 2.134000 | Construction Type | 0.915000 | 2.134000 | 0.025000 | 204509 | First Floor | 0.076000 | Door - Panel | 20 | 0.000000 | 2.134000 | 1E01 | 23.30.10.00 | 0.025000 | 0 | Door - Frame | Doors | GlazingAreaFraction | OperationType | IsFireExit
1420 | First Floor | 207005,207282 |  |  | 230994 |  | New Construction |  |  |  | 209258 | 124006 | 133446 | M_Single-Flush:0915 x 2134mm |  | 0915 x 2134mm | Size |  | 195814,195815,195816,195817,195818,209217,209227,209228,209229,209230,209231 | Manufacturer |  | 1byTDaqS91rBnWJlv$n$iu | 1 | M_Single-Flush:0915 x 2134mm:0915 x 2134mm:230994 |  | InstallationDate | 1420 | WarrantyGuarantorLabor |  | ModelLabel | F | WarrantyDescription |  |  | ProductionYear | [6 empty] | Finish |  | Area | SerialNumber | WarrantyStartDate | BarCode | AssetIdentifier | Features | 1E04 |  |  |  | 0 | 0.915000 |  | WarrantyDurationParts | AccessibilityPerformance | CodePerformance | Color | Constituents | Grade | Material | ModelReference | NominalHeight | NominalLength | Shape | SustainabilityPerformance | WarrantyDurationLabor | FIXED | WarrantyGuarantorParts | ExpectedLife | ReplacementCost | NominalWidth |  |  |  | Fire Rating |  | Fire Rating | [7 empty] | 0.051000 |  |  |  | 2.134000 | Construction Type | 0.915000 | 2.134000 | 0.025000 | 204510 | First Floor | 0.076000 | Door - Panel | 20 | 0.000000 | 2.134000 | 1E04 | 23.30.10.00 | 0.025000 | 0 | Door - Frame | Doors | GlazingAreaFraction | OperationType | IsFireExit
1421 | First Floor | 207240,207301 |  |  | 231041 |  | New Construction |  |  |  | 209258 | 124007 | 133447 | M_Single-Flush:0915 x 2134mm |  | 0915 x 2134mm | Size |  | 195819,195820,195821,195822,195823,209215,209227,209228,209229,209230,209231 | Manufacturer |  | 1byTDaqS91rBnWJlv$n$lh | 1 | M_Single-Flush:0915 x 2134mm:0915 x 2134mm:231041 |  | InstallationDate | 1421 | WarrantyGuarantorLabor |  | ModelLabel | F | WarrantyDescription |  |  | ProductionYear | [6 empty] | Finish |  | Area | SerialNumber | WarrantyStartDate | BarCode | AssetIdentifier | Features | 1E29 |  |  |  | 0 | 0.915000 |  | WarrantyDurationParts | AccessibilityPerformance | CodePerformance | Color | Constituents | Grade | Material | ModelReference | NominalHeight | NominalLength | Shape | SustainabilityPerformance | WarrantyDurationLabor | FIXED | WarrantyGuarantorParts | ExpectedLife | ReplacementCost | NominalWidth |  |  |  | Fire Rating |  | Fire Rating | [7 empty] | 0.051000 |  |  |  | 2.134000 | Construction Type | 0.915000 | 2.134000 | 0.025000 | 204511 | First Floor | 0.076000 | Door - Panel | 20 | 0.000000 | 2.134000 | 1E29 | 23.30.10.00 | 0.025000 | 0 | Door - Frame | Doors | GlazingAreaFraction | OperationType | IsFireExit
1422 | First Floor | 207278,207399 |  |  | 231180 |  | New Construction |  |  |  | 209258 | 124008 | 133449 | M_Single-Flush:0915 x 2134mm |  | 0915 x 2134mm | Size |  | 195830,195831,195832,195833,195834,209217,209227,209228,209229,209230,209231 | Manufacturer |  | 1byTDaqS91rBnWJlv$n$fc | 1 | M_Single-Flush:0915 x 2134mm:0915 x 2134mm:231180 |  | InstallationDate | 1422 | WarrantyGuarantorLabor |  | ModelLabel | F | WarrantyDescription |  |  | ProductionYear | [6 empty] | Finish |  | Area | SerialNumber | WarrantyStartDate | BarCode | AssetIdentifier | Features | 1EC1 |  |  |  | 0 | 0.915000 |  | WarrantyDurationParts | AccessibilityPerformance | CodePerformance | Color | Constituents | Grade | Material | ModelReference | NominalHeight | NominalLength | Shape | SustainabilityPerformance | WarrantyDurationLabor | FIXED | WarrantyGuarantorParts | ExpectedLife | ReplacementCost | NominalWidth |  |  |  | Fire Rating |  | Fire Rating | [7 empty] | 0.051000 |  |  |  | 2.134000 | Construction Type | 0.915000 | 2.134000 | 0.025000 | 204512 | First Floor | 0.076000 | Door - Panel | 20 | 0.000000 | 2.134000 | 1EC1 | 23.30.10.00 | 0.025000 | 0 | Door - Frame | Doors | GlazingAreaFraction | OperationType | IsFireExit
1423 | First Floor | 207213,207299 |  |  | 231213 |  | New Construction |  |  |  | 209258 | 124009 | 133450 | M_Single-Flush:0915 x 2134mm |  | 0915 x 2134mm | Size |  | 195835,195836,195837,195838,195839,209215,209227,209228,209229,209230,209231 | Manufacturer |  | 1byTDaqS91rBnWJlv$n$f7 | 1 | M_Single-Flush:0915 x 2134mm:0915 x 2134mm:231213 |  | InstallationDate | 1423 | WarrantyGuarantorLabor |  | ModelLabel | F | WarrantyDescription |  |  | ProductionYear | [6 empty] | Finish |  | Area | SerialNumber | WarrantyStartDate | BarCode | AssetIdentifier | Features | 1E26 |  |  |  | 0 | 0.915000 |  | WarrantyDurationParts | AccessibilityPerformance | CodePerformance | Color | Constituents | Grade | Material | ModelReference | NominalHeight | NominalLength | Shape | SustainabilityPerformance | WarrantyDurationLabor | FIXED | WarrantyGuarantorParts | ExpectedLife | ReplacementCost | NominalWidth |  |  |  | Fire Rating |  | Fire Rating | [7 empty] | 0.051000 |  |  |  | 2.134000 | Construction Type | 0.915000 | 2.134000 | 0.025000 | 204513 | First Floor | 0.076000 | Door - Panel | 20 | 0.000000 | 2.134000 | 1E26 | 23.30.10.00 | 0.025000 | 0 | Door - Frame | Doors | GlazingAreaFraction | OperationType | IsFireExit
1424 | First Floor | 207185,207208 |  |  | 231274 |  | New Construction |  |  |  | 209258 | 124010 | 133451 | M_Single-Flush:0915 x 2134mm |  | 0915 x 2134mm | Size |  | 195840,195841,195842,195843,195844,209217,209227,209228,209229,209230,209231 | Manufacturer |  | 1byTDaqS91rBnWJlv$n$e0 | 1 | M_Single-Flush:0915 x 2134mm:0915 x 2134mm:231274 |  | InstallationDate | 1424 | WarrantyGuarantorLabor |  | ModelLabel | F | WarrantyDescription |  |  | ProductionYear | [6 empty] | Finish |  | Area | SerialNumber | WarrantyStartDate | BarCode | AssetIdentifier | Features | 1E25 |  |  |  | 0 | 0.915000 |  | WarrantyDurationParts | AccessibilityPerformance | CodePerformance | Color | Constituents | Grade | Material | ModelReference | NominalHeight | NominalLength | Shape | SustainabilityPerformance | WarrantyDurationLabor | FIXED | WarrantyGuarantorParts | ExpectedLife | ReplacementCost | NominalWidth |  |  |  | Fire Rating |  | Fire Rating | [7 empty] | 0.051000 |  |  |  | 2.134000 | Construction Type | 0.915000 | 2.134000 | 0.025000 | 204514 | First Floor | 0.076000 | Door - Panel | 20 | 0.000000 | 2.134000 | 1E25 | 23.30.10.00 | 0.025000 | 0 | Door - Frame | Doors | GlazingAreaFraction | OperationType | IsFireExit
1425 | First Floor | 207217,207223 |  |  | 231377 |  | New Construction |  |  |  | 209258 | 124011 | 133452 | M_Single-Flush:0915 x 2134mm |  | 0915 x 2134mm | Size |  | 195845,195846,195847,195848,195849,209215,209227,209228,209229,209230,209231 | Manufacturer |  | 1byTDaqS91rBnWJlv$n$gx | 1 | M_Single-Flush:0915 x 2134mm:0915 x 2134mm:231377 |  | InstallationDate | 1425 | WarrantyGuarantorLabor |  | ModelLabel | F | WarrantyDescription |  |  | ProductionYear | [6 empty] | Finish |  | Area | SerialNumber | WarrantyStartDate | BarCode | AssetIdentifier | Features | 1E27 |  |  |  | 0 | 0.915000 |  | WarrantyDurationParts | AccessibilityPerformance | CodePerformance | Color | Constituents | Grade | Material | ModelReference | NominalHeight | NominalLength | Shape | SustainabilityPerformance | WarrantyDurationLabor | FIXED | WarrantyGuarantorParts | ExpectedLife | ReplacementCost | NominalWidth |  |  |  | Fire Rating |  | Fire Rating | [7 empty] | 0.051000 |  |  |  | 2.134000 | Construction Type | 0.915000 | 2.134000 | 0.025000 | 204515 | First Floor | 0.076000 | Door - Panel | 20 | 0.000000 | 2.134000 | 1E27 | 23.30.10.00 | 0.025000 | 0 | Door - Frame | Doors | GlazingAreaFraction | OperationType | IsFireExit
1426 | First Floor | 207219,207228 |  |  | 231452 |  | New Construction |  |  |  | 209258 | 124012 | 133453 | M_Single-Flush:0915 x 2134mm |  | 0915 x 2134mm | Size |  | 195850,195851,195852,195853,195854,209217,209227,209228,209229,209230,209231 | Manufacturer |  | 1byTDaqS91rBnWJlv$n$Ls | 1 | M_Single-Flush:0915 x 2134mm:0915 x 2134mm:231452 |  | InstallationDate | 1426 | WarrantyGuarantorLabor |  | ModelLabel | F | WarrantyDescription |  |  | ProductionYear | [6 empty] | Finish |  | Area | SerialNumber | WarrantyStartDate | BarCode | AssetIdentifier | Features | 1E28 |  |  |  | 0 | 0.915000 |  | WarrantyDurationParts | AccessibilityPerformance | CodePerformance | Color | Constituents | Grade | Material | ModelReference | NominalHeight | NominalLength | Shape | SustainabilityPerformance | WarrantyDurationLabor | FIXED | WarrantyGuarantorParts | ExpectedLife | ReplacementCost | NominalWidth |  |  |  | Fire Rating |  | Fire Rating | [7 empty] | 0.051000 |  |  |  | 2.134000 | Construction Type | 0.915000 | 2.134000 | 0.025000 | 204516 | First Floor | 0.076000 | Door - Panel | 20 | 0.000000 | 2.134000 | 1E28 | 23.30.10.00 | 0.025000 | 0 | Door - Frame | Doors | GlazingAreaFraction | OperationType | IsFireExit
1427 | First Floor | 207162,207195 |  |  | 231651 |  | New Construction |  |  |  | 209258 | 124015 | 133456 | M_Single-Flush:0915 x 2134mm |  | 0915 x 2134mm | Size |  | 195865,195866,195867,195868,195869,209217,209227,209228,209229,209230,209231 | Manufacturer |  | 1byTDaqS91rBnWJlv$n$M9 | 1 | M_Single-Flush:0915 x 2134mm:0915 x 2134mm:231651 |  | InstallationDate | 1427 | WarrantyGuarantorLabor |  | ModelLabel | F | WarrantyDescription |  |  | ProductionYear | [6 empty] | Finish |  | Area | SerialNumber | WarrantyStartDate | BarCode | AssetIdentifier | Features | 1E22 |  |  |  | 0 | 0.915000 |  | WarrantyDurationParts | AccessibilityPerformance | CodePerformance | Color | Constituents | Grade | Material | ModelReference | NominalHeight | NominalLength | Shape | SustainabilityPerformance | WarrantyDurationLabor | FIXED | WarrantyGuarantorParts | ExpectedLife | ReplacementCost | NominalWidth |  |  |  | Fire Rating |  | Fire Rating | [7 empty] | 0.051000 |  |  |  | 2.134000 | Construction Type | 0.915000 | 2.134000 | 0.025000 | 204519 | First Floor | 0.076000 | Door - Panel | 20 | 0.000000 | 2.134000 | 1E22 | 23.30.10.00 | 0.025000 | 0 | Door - Frame | Doors | GlazingAreaFraction | OperationType | IsFireExit
1428 | First Floor | 207173,207269 |  |  | 231755 |  | New Construction |  |  |  | 209258 | 124016 | 133458 | M_Single-Flush:0915 x 2134mm |  | 0915 x 2134mm | Size |  | 195875,195876,195877,195878,195879,209217,209227,209228,209229,209230,209231 | Manufacturer |  | 1byTDaqS91rBnWJlv$n$GX | 1 | M_Single-Flush:0915 x 2134mm:0915 x 2134mm:231755 |  | InstallationDate | 1428 | WarrantyGuarantorLabor |  | ModelLabel | F | WarrantyDescription |  |  | ProductionYear | [6 empty] | Finish |  | Area | SerialNumber | WarrantyStartDate | BarCode | AssetIdentifier | Features | 1E23 |  |  |  | 0 | 0.915000 |  | WarrantyDurationParts | AccessibilityPerformance | CodePerformance | Color | Constituents | Grade | Material | ModelReference | NominalHeight | NominalLength | Shape | SustainabilityPerformance | WarrantyDurationLabor | FIXED | WarrantyGuarantorParts | ExpectedLife | ReplacementCost | NominalWidth |  |  |  | Fire Rating |  | Fire Rating | [7 empty] | 0.051000 |  |  |  | 2.134000 | Construction Type | 0.915000 | 2.134000 | 0.025000 | 204520 | First Floor | 0.076000 | Door - Panel | 20 | 0.000000 | 2.134000 | 1E23 | 23.30.10.00 | 0.025000 | 0 | Door - Frame | Doors | GlazingAreaFraction | OperationType | IsFireExit
1429 | First Floor | 207055,207291 |  |  | 231990 |  | New Construction |  |  |  | 209258 | 124019 | 133461 | M_Single-Flush:0915 x 2134mm |  | 0915 x 2134mm | Size |  | 195886,195887,195888,195889,195890,209215,209227,209228,209229,209230,209231 | Manufacturer |  | 1byTDaqS91rBnWJlv$n$TS | 1 | M_Single-Flush:0915 x 2134mm:0915 x 2134mm:231990 |  | InstallationDate | 1429 | WarrantyGuarantorLabor |  | ModelLabel | F | WarrantyDescription |  |  | ProductionYear | [6 empty] | Finish |  | Area | SerialNumber | WarrantyStartDate | BarCode | AssetIdentifier | Features | 1E10 |  |  |  | 0 | 0.915000 |  | WarrantyDurationParts | AccessibilityPerformance | CodePerformance | Color | Constituents | Grade | Material | ModelReference | NominalHeight | NominalLength | Shape | SustainabilityPerformance | WarrantyDurationLabor | FIXED | WarrantyGuarantorParts | ExpectedLife | ReplacementCost | NominalWidth |  |  |  | Fire Rating |  | Fire Rating | [7 empty] | 0.051000 |  |  |  | 2.134000 | Construction Type | 0.915000 | 2.134000 | 0.025000 | 204521 | First Floor | 0.076000 | Door - Panel | 20 | 0.000000 | 2.134000 | 1E10 | 23.30.10.00 | 0.025000 | 0 | Door - Frame | Doors | GlazingAreaFraction | OperationType | IsFireExit
1430 | First Floor | 207050,207288 |  |  | 232087 |  | New Construction |  |  |  | 209258 | 124020 | 133462 | M_Single-Flush:0915 x 2134mm |  | 0915 x 2134mm | Size |  | 195891,195892,195893,195894,195895,209217,209227,209228,209229,209230,209231 | Manufacturer |  | 1byTDaqS91rBnWJlv$n$Vz | 1 | M_Single-Flush:0915 x 2134mm:0915 x 2134mm:232087 |  | InstallationDate | 1430 | WarrantyGuarantorLabor |  | ModelLabel | F | WarrantyDescription |  |  | ProductionYear | [6 empty] | Finish |  | Area | SerialNumber | WarrantyStartDate | BarCode | AssetIdentifier | Features | 1E09 |  |  |  | 0 | 0.915000 |  | WarrantyDurationParts | AccessibilityPerformance | CodePerformance | Color | Constituents | Grade | Material | ModelReference | NominalHeight | NominalLength | Shape | SustainabilityPerformance | WarrantyDurationLabor | FIXED | WarrantyGuarantorParts | ExpectedLife | ReplacementCost | NominalWidth |  |  |  | Fire Rating |  | Fire Rating | [7 empty] | 0.051000 |  |  |  | 2.134000 | Construction Type | 0.915000 | 2.134000 | 0.025000 | 204522 | First Floor | 0.076000 | Door - Panel | 20 | 0.000000 | 2.134000 | 1E09 | 23.30.10.00 | 0.025000 | 0 | Door - Frame | Doors | GlazingAreaFraction | OperationType | IsFireExit
1431 | First Floor | 207072,207257 |  |  | 232154 |  | New Construction |  |  |  | 209258 | 124021 | 133463 | M_Single-Flush:0915 x 2134mm |  | 0915 x 2134mm | Size |  | 195896,195897,195898,195899,195900,209215,209227,209228,209229,209230,209231 | Manufacturer |  | 1byTDaqS91rBnWJlv$n$Um | 1 | M_Single-Flush:0915 x 2134mm:0915 x 2134mm:232154 |  | InstallationDate | 1431 | WarrantyGuarantorLabor |  | ModelLabel | F | WarrantyDescription |  |  | ProductionYear | [6 empty] | Finish |  | Area | SerialNumber | WarrantyStartDate | BarCode | AssetIdentifier | Features | 1E12 |  |  |  | 0 | 0.915000 |  | WarrantyDurationParts | AccessibilityPerformance | CodePerformance | Color | Constituents | Grade | Material | ModelReference | NominalHeight | NominalLength | Shape | SustainabilityPerformance | WarrantyDurationLabor | FIXED | WarrantyGuarantorParts | ExpectedLife | ReplacementCost | NominalWidth |  |  |  | Fire Rating |  | Fire Rating | [7 empty] | 0.051000 |  |  |  | 2.134000 | Construction Type | 0.915000 | 2.134000 | 0.025000 | 204523 | First Floor | 0.076000 | Door - Panel | 20 | 0.000000 | 2.134000 | 1E12 | 23.30.10.00 | 0.025000 | 0 | Door - Frame | Doors | GlazingAreaFraction | OperationType | IsFireExit
1432 | First Floor | 207061,207307 |  |  | 232239 |  | New Construction |  |  |  | 209258 | 124022 | 133464 | M_Single-Flush:0915 x 2134mm |  | 0915 x 2134mm | Size |  | 195901,195902,195903,195904,195905,209217,209227,209228,209229,209230,209231 | Manufacturer |  | 1byTDaqS91rBnWJlv$n$P5 | 1 | M_Single-Flush:0915 x 2134mm:0915 x 2134mm:232239 |  | InstallationDate | 1432 | WarrantyGuarantorLabor |  | ModelLabel | F | WarrantyDescription |  |  | ProductionYear | [6 empty] | Finish |  | Area | SerialNumber | WarrantyStartDate | BarCode | AssetIdentifier | Features | 1E11 |  |  |  | 0 | 0.915000 |  | WarrantyDurationParts | AccessibilityPerformance | CodePerformance | Color | Constituents | Grade | Material | ModelReference | NominalHeight | NominalLength | Shape | SustainabilityPerformance | WarrantyDurationLabor | FIXED | WarrantyGuarantorParts | ExpectedLife | ReplacementCost | NominalWidth |  |  |  | Fire Rating |  | Fire Rating | [7 empty] | 0.051000 |  |  |  | 2.134000 | Construction Type | 0.915000 | 2.134000 | 0.025000 | 204524 | First Floor | 0.076000 | Door - Panel | 20 | 0.000000 | 2.134000 | 1E11 | 23.30.10.00 | 0.025000 | 0 | Door - Frame | Doors | GlazingAreaFraction | OperationType | IsFireExit
1433 | First Floor | 206848,207250 |  |  | 232292 |  | New Construction |  |  |  | 209258 | 124023 | 133465 | M_Single-Flush:0915 x 2134mm |  | 0915 x 2134mm | Size |  | 195906,195907,195908,195909,195910,209217,209227,209228,209229,209230,209231 | Manufacturer |  | 1byTDaqS91rBnWJlv$n$OE | 1 | M_Single-Flush:0915 x 2134mm:0915 x 2134mm:232292 |  | InstallationDate | 1433 | WarrantyGuarantorLabor |  | ModelLabel | F | WarrantyDescription |  |  | ProductionYear | [6 empty] | Finish |  | Area | SerialNumber | WarrantyStartDate | BarCode | AssetIdentifier | Features | 1E33 |  |  |  | 0 | 0.915000 |  | WarrantyDurationParts | AccessibilityPerformance | CodePerformance | Color | Constituents | Grade | Material | ModelReference | NominalHeight | NominalLength | Shape | SustainabilityPerformance | WarrantyDurationLabor | FIXED | WarrantyGuarantorParts | ExpectedLife | ReplacementCost | NominalWidth |  |  |  | Fire Rating |  | Fire Rating | [7 empty] | 0.051000 |  |  |  | 2.134000 | Construction Type | 0.915000 | 2.134000 | 0.025000 | 204525 | First Floor | 0.076000 | Door - Panel | 20 | 0.000000 | 2.134000 | 1E33 | 23.30.10.00 | 0.025000 | 0 | Door - Frame | Doors | GlazingAreaFraction | OperationType | IsFireExit
1434 | First Floor | 207029,207048 |  |  | 232339 |  | New Construction |  |  |  | 209258 | 124024 | 133466 | M_Single-Flush:0915 x 2134mm |  | 0915 x 2134mm | Size |  | 195911,195912,195913,195914,195915,209215,209227,209228,209229,209230,209231 | Manufacturer |  | 1byTDaqS91rBnWJlv$n$Rv | 1 | M_Single-Flush:0915 x 2134mm:0915 x 2134mm:232339 |  | InstallationDate | 1434 | WarrantyGuarantorLabor |  | ModelLabel | F | WarrantyDescription |  |  | ProductionYear | [6 empty] | Finish |  | Area | SerialNumber | WarrantyStartDate | BarCode | AssetIdentifier | Features | 1E08 |  |  |  | 0 | 0.915000 |  | WarrantyDurationParts | AccessibilityPerformance | CodePerformance | Color | Constituents | Grade | Material | ModelReference | NominalHeight | NominalLength | Shape | SustainabilityPerformance | WarrantyDurationLabor | FIXED | WarrantyGuarantorParts | ExpectedLife | ReplacementCost | NominalWidth |  |  |  | Fire Rating |  | Fire Rating | [7 empty] | 0.051000 |  |  |  | 2.134000 | Construction Type | 0.915000 | 2.134000 | 0.025000 | 204526 | First Floor | 0.076000 | Door - Panel | 20 | 0.000000 | 2.134000 | 1E08 | 23.30.10.00 | 0.025000 | 0 | Door - Frame | Doors | GlazingAreaFraction | OperationType | IsFireExit
1435 | First Floor | 207031,207035 |  |  | 232388 |  | New Construction |  |  |  | 209258 | 124025 | 133467 | M_Single-Flush:0915 x 2134mm |  | 0915 x 2134mm | Size |  | 195916,195917,195918,195919,195920,209217,209227,209228,209229,209230,209231 | Manufacturer |  | 1byTDaqS91rBnWJlv$n$Qk | 1 | M_Single-Flush:0915 x 2134mm:0915 x 2134mm:232388 |  | InstallationDate | 1435 | WarrantyGuarantorLabor |  | ModelLabel | F | WarrantyDescription |  |  | ProductionYear | [6 empty] | Finish |  | Area | SerialNumber | WarrantyStartDate | BarCode | AssetIdentifier | Features | 1E07A |  |  |  | 0 | 0.915000 |  | WarrantyDurationParts | AccessibilityPerformance | CodePerformance | Color | Constituents | Grade | Material | ModelReference | NominalHeight | NominalLength | Shape | SustainabilityPerformance | WarrantyDurationLabor | FIXED | WarrantyGuarantorParts | ExpectedLife | ReplacementCost | NominalWidth |  |  |  | Fire Rating |  | Fire Rating | [7 empty] | 0.051000 |  |  |  | 2.134000 | Construction Type | 0.915000 | 2.134000 | 0.025000 | 204527 | First Floor | 0.076000 | Door - Panel | 20 | 0.000000 | 2.134000 | 1E07A | 23.30.10.00 | 0.025000 | 0 | Door - Frame | Doors | GlazingAreaFraction | OperationType | IsFireExit
1436 | First Floor | 207033,207286 |  |  | 232467 |  | New Construction |  |  |  | 209258 | 124026 | 133468 | M_Single-Flush:0915 x 2134mm |  | 0915 x 2134mm | Size |  | 195921,195922,195923,195924,195925,209217,209227,209228,209229,209230,209231 | Manufacturer |  | 1byTDaqS91rBnWJlv$n$5v | 1 | M_Single-Flush:0915 x 2134mm:0915 x 2134mm:232467 |  | InstallationDate | 1436 | WarrantyGuarantorLabor |  | ModelLabel | F | WarrantyDescription |  |  | ProductionYear | [6 empty] | Finish |  | Area | SerialNumber | WarrantyStartDate | BarCode | AssetIdentifier | Features | 1E07 |  |  |  | 0 | 0.915000 |  | WarrantyDurationParts | AccessibilityPerformance | CodePerformance | Color | Constituents | Grade | Material | ModelReference | NominalHeight | NominalLength | Shape | SustainabilityPerformance | WarrantyDurationLabor | FIXED | WarrantyGuarantorParts | ExpectedLife | ReplacementCost | NominalWidth |  |  |  | Fire Rating |  | Fire Rating | [7 empty] | 0.051000 |  |  |  | 2.134000 | Construction Type | 0.915000 | 2.134000 | 0.025000 | 204528 | First Floor | 0.076000 | Door - Panel | 20 | 0.000000 | 2.134000 | 1E07 | 23.30.10.00 | 0.025000 | 0 | Door - Frame | Doors | GlazingAreaFraction | OperationType | IsFireExit
1437 | First Floor | 207017,207284 |  |  | 232576 |  | New Construction |  |  |  | 209258 | 124027 | 133469 | M_Single-Flush:0915 x 2134mm |  | 0915 x 2134mm | Size |  | 195926,195927,195928,195929,195930,209215,209227,209228,209229,209230,209231 | Manufacturer |  | 1byTDaqS91rBnWJlv$n$7g | 1 | M_Single-Flush:0915 x 2134mm:0915 x 2134mm:232576 |  | InstallationDate | 1437 | WarrantyGuarantorLabor |  | ModelLabel | F | WarrantyDescription |  |  | ProductionYear | [6 empty] | Finish |  | Area | SerialNumber | WarrantyStartDate | BarCode | AssetIdentifier | Features | 1E06 |  |  |  | 0 | 0.915000 |  | WarrantyDurationParts | AccessibilityPerformance | CodePerformance | Color | Constituents | Grade | Material | ModelReference | NominalHeight | NominalLength | Shape | SustainabilityPerformance | WarrantyDurationLabor | FIXED | WarrantyGuarantorParts | ExpectedLife | ReplacementCost | NominalWidth |  |  |  | Fire Rating |  | Fire Rating | [7 empty] | 0.051000 |  |  |  | 2.134000 | Construction Type | 0.915000 | 2.134000 | 0.025000 | 204529 | First Floor | 0.076000 | Door - Panel | 20 | 0.000000 | 2.134000 | 1E06 | 23.30.10.00 | 0.025000 | 0 | Door - Frame | Doors | GlazingAreaFraction | OperationType | IsFireExit
1438 | First Floor | 206850,207309 |  |  | 232789 |  | New Construction |  |  |  | 209258 | 124028 | 133471 | M_Single-Flush:0915 x 2134mm |  | 0915 x 2134mm | Size |  | 195937,195938,195939,195940,195941,209217,209227,209228,209229,209230,209231 | Manufacturer |  | 1byTDaqS91rBnWJlv$n$0$ | 1 | M_Single-Flush:0915 x 2134mm:0915 x 2134mm:232789 |  | InstallationDate | 1438 | WarrantyGuarantorLabor |  | ModelLabel | F | WarrantyDescription |  |  | ProductionYear | [6 empty] | Finish |  | Area | SerialNumber | WarrantyStartDate | BarCode | AssetIdentifier | Features | 1EC3 |  |  |  | 0 | 0.915000 |  | WarrantyDurationParts | AccessibilityPerformance | CodePerformance | Color | Constituents | Grade | Material | ModelReference | NominalHeight | NominalLength | Shape | SustainabilityPerformance | WarrantyDurationLabor | FIXED | WarrantyGuarantorParts | ExpectedLife | ReplacementCost | NominalWidth |  |  |  | Fire Rating |  | Fire Rating | [7 empty] | 0.051000 |  |  |  | 2.134000 | Construction Type | 0.915000 | 2.134000 | 0.025000 | 204530 | First Floor | 0.076000 | Door - Panel | 20 | 0.000000 | 2.134000 | 1EC3 | 23.30.10.00 | 0.025000 | 0 | Door - Frame | Doors | GlazingAreaFraction | OperationType | IsFireExit
1439 | First Floor | 207079,207295 |  |  | 232828 |  | New Construction |  |  |  | 209258 | 124029 | 133472 | M_Single-Flush:0915 x 2134mm |  | 0915 x 2134mm | Size |  | 195942,195943,195944,195945,195946,209215,209227,209228,209229,209230,209231 | Manufacturer |  | 1byTDaqS91rBnWJlv$n$0M | 1 | M_Single-Flush:0915 x 2134mm:0915 x 2134mm:232828 |  | InstallationDate | 1439 | WarrantyGuarantorLabor |  | ModelLabel | F | WarrantyDescription |  |  | ProductionYear | [6 empty] | Finish |  | Area | SerialNumber | WarrantyStartDate | BarCode | AssetIdentifier | Features | 1E14 |  |  |  | 0 | 0.915000 |  | WarrantyDurationParts | AccessibilityPerformance | CodePerformance | Color | Constituents | Grade | Material | ModelReference | NominalHeight | NominalLength | Shape | SustainabilityPerformance | WarrantyDurationLabor | FIXED | WarrantyGuarantorParts | ExpectedLife | ReplacementCost | NominalWidth |  |  |  | Fire Rating |  | Fire Rating | [7 empty] | 0.051000 |  |  |  | 2.134000 | Construction Type | 0.915000 | 2.134000 | 0.025000 | 204531 | First Floor | 0.076000 | Door - Panel | 20 | 0.000000 | 2.134000 | 1E14 | 23.30.10.00 | 0.025000 | 0 | Door - Frame | Doors | GlazingAreaFraction | OperationType | IsFireExit
1440 | First Floor | 207107,207262 |  |  | 233072 |  | New Construction |  |  |  | 209258 | 124031 | 133474 | M_Single-Flush:0915 x 2134mm |  | 0915 x 2134mm | Size |  | 195952,195953,195954,195955,195956,209215,209227,209228,209229,209230,209231 | Manufacturer |  | 1byTDaqS91rBnWJlv$n$CQ | 1 | M_Single-Flush:0915 x 2134mm:0915 x 2134mm:233072 |  | InstallationDate | 1440 | WarrantyGuarantorLabor |  | ModelLabel | F | WarrantyDescription |  |  | ProductionYear | [6 empty] | Finish |  | Area | SerialNumber | WarrantyStartDate | BarCode | AssetIdentifier | Features | 1E16 |  |  |  | 0 | 0.915000 |  | WarrantyDurationParts | AccessibilityPerformance | CodePerformance | Color | Constituents | Grade | Material | ModelReference | NominalHeight | NominalLength | Shape | SustainabilityPerformance | WarrantyDurationLabor | FIXED | WarrantyGuarantorParts | ExpectedLife | ReplacementCost | NominalWidth |  |  |  | Fire Rating |  | Fire Rating | [7 empty] | 0.051000 |  |  |  | 2.134000 | Construction Type | 0.915000 | 2.134000 | 0.025000 | 204533 | First Floor | 0.076000 | Door - Panel | 20 | 0.000000 | 2.134000 | 1E16 | 23.30.10.00 | 0.025000 | 0 | Door - Frame | Doors | GlazingAreaFraction | OperationType | IsFireExit
1441 | First Floor | 207135,207265 |  |  | 233169 |  | New Construction |  |  |  | 209258 | 124032 | 133475 | M_Single-Flush:0915 x 2134mm |  | 0915 x 2134mm | Size |  | 195957,195958,195959,195960,195961,209217,209227,209228,209229,209230,209231 | Manufacturer |  | 1byTDaqS91rBnWJlv$n$Ex | 1 | M_Single-Flush:0915 x 2134mm:0915 x 2134mm:233169 |  | InstallationDate | 1441 | WarrantyGuarantorLabor |  | ModelLabel | F | WarrantyDescription |  |  | ProductionYear | [6 empty] | Finish |  | Area | SerialNumber | WarrantyStartDate | BarCode | AssetIdentifier | Features | 1E19 |  |  |  | 0 | 0.915000 |  | WarrantyDurationParts | AccessibilityPerformance | CodePerformance | Color | Constituents | Grade | Material | ModelReference | NominalHeight | NominalLength | Shape | SustainabilityPerformance | WarrantyDurationLabor | FIXED | WarrantyGuarantorParts | ExpectedLife | ReplacementCost | NominalWidth |  |  |  | Fire Rating |  | Fire Rating | [7 empty] | 0.051000 |  |  |  | 2.134000 | Construction Type | 0.915000 | 2.134000 | 0.025000 | 204534 | First Floor | 0.076000 | Door - Panel | 20 | 0.000000 | 2.134000 | 1E19 | 23.30.10.00 | 0.025000 | 0 | Door - Frame | Doors | GlazingAreaFraction | OperationType | IsFireExit
1442 | First Floor | 207099,207125 |  |  | 233264 |  | New Construction |  |  |  | 209258 | 124033 | 133476 | M_Single-Flush:0915 x 2134mm |  | 0915 x 2134mm | Size |  | 195962,195963,195964,195965,195966,209215,209227,209228,209229,209230,209231 | Manufacturer |  | 1byTDaqS91rBnWJlv$n$9Q | 1 | M_Single-Flush:0915 x 2134mm:0915 x 2134mm:233264 |  | InstallationDate | 1442 | WarrantyGuarantorLabor |  | ModelLabel | F | WarrantyDescription |  |  | ProductionYear | [6 empty] | Finish |  | Area | SerialNumber | WarrantyStartDate | BarCode | AssetIdentifier | Features | 1E18 |  |  |  | 0 | 0.915000 |  | WarrantyDurationParts | AccessibilityPerformance | CodePerformance | Color | Constituents | Grade | Material | ModelReference | NominalHeight | NominalLength | Shape | SustainabilityPerformance | WarrantyDurationLabor | FIXED | WarrantyGuarantorParts | ExpectedLife | ReplacementCost | NominalWidth |  |  |  | Fire Rating |  | Fire Rating | [7 empty] | 0.051000 |  |  |  | 2.134000 | Construction Type | 0.915000 | 2.134000 | 0.025000 | 204535 | First Floor | 0.076000 | Door - Panel | 20 | 0.000000 | 2.134000 | 1E18 | 23.30.10.00 | 0.025000 | 0 | Door - Frame | Doors | GlazingAreaFraction | OperationType | IsFireExit
1443 | First Floor | 206821,206878 |  |  | 234077 |  | New Construction |  |  |  | 209258 | 124036 | 133480 | M_Single-Flush:0915 x 2134mm |  | 0915 x 2134mm | Size |  | 195983,195984,195985,195986,195987,209217,209227,209228,209229,209230,209231 | Manufacturer |  | 1byTDaqS91rBnWJlv$n_yt | 1 | M_Single-Flush:0915 x 2134mm:0915 x 2134mm:234077 |  | InstallationDate | 1443 | WarrantyGuarantorLabor |  | ModelLabel | F | WarrantyDescription |  |  | ProductionYear | [6 empty] | Finish |  | Area | SerialNumber | WarrantyStartDate | BarCode | AssetIdentifier | Features | 1D39 |  |  |  | 0 | 0.915000 |  | WarrantyDurationParts | AccessibilityPerformance | CodePerformance | Color | Constituents | Grade | Material | ModelReference | NominalHeight | NominalLength | Shape | SustainabilityPerformance | WarrantyDurationLabor | FIXED | WarrantyGuarantorParts | ExpectedLife | ReplacementCost | NominalWidth |  |  |  | Fire Rating |  | Fire Rating | [7 empty] | 0.051000 |  |  |  | 2.134000 | Construction Type | 0.915000 | 2.134000 | 0.025000 | 204538 | First Floor | 0.076000 | Door - Panel | 20 | 0.000000 | 2.134000 | 1D39 | 23.30.10.00 | 0.025000 | 0 | Door - Frame | Doors | GlazingAreaFraction | OperationType | IsFireExit
1444 | First Floor | 206273,206884 |  |  | 234202 |  | New Construction |  |  |  | 209258 | 124037 | 133481 | M_Single-Flush:0915 x 2134mm |  | 0915 x 2134mm | Size |  | 195988,195989,195990,195991,195992,209217,209227,209228,209229,209230,209231 | Manufacturer |  | 1byTDaqS91rBnWJlv$n__m | 1 | M_Single-Flush:0915 x 2134mm:0915 x 2134mm:234202 |  | InstallationDate | 1444 | WarrantyGuarantorLabor |  | ModelLabel | F | WarrantyDescription |  |  | ProductionYear | [6 empty] | Finish |  | Area | SerialNumber | WarrantyStartDate | BarCode | AssetIdentifier | Features | 1DC8 |  |  |  | 0 | 0.915000 |  | WarrantyDurationParts | AccessibilityPerformance | CodePerformance | Color | Constituents | Grade | Material | ModelReference | NominalHeight | NominalLength | Shape | SustainabilityPerformance | WarrantyDurationLabor | FIXED | WarrantyGuarantorParts | ExpectedLife | ReplacementCost | NominalWidth |  |  |  | Fire Rating |  | Fire Rating | [7 empty] | 0.051000 |  |  |  | 2.134000 | Construction Type | 0.915000 | 2.134000 | 0.025000 | 204539 | First Floor | 0.076000 | Door - Panel | 20 | 0.000000 | 2.134000 | 1DC8 | 23.30.10.00 | 0.025000 | 0 | Door - Frame | Doors | GlazingAreaFraction | OperationType | IsFireExit
1520 | First Floor | 207178,208773 |  |  | 252860 |  | New Construction |  |  |  | 209258 | 124145 | 133584 | M_Double-Flush:1830 x 2134mm Exterior |  | 1830 x 2134mm Exterior | Size |  | 196540,196541,196542,196543,196544,208976,208977,208978,208979,208980,208981 | Manufacturer |  | 0mxk1RW8H5mvX1dNnpRqn4 | 1 | M_Double-Flush:1830 x 2134mm Exterior:1830 x 2134mm Exterior:252860 |  | InstallationDate | 1520 | WarrantyGuarantorLabor |  | ModelLabel | T | WarrantyDescription |  |  | ProductionYear | [6 empty] | Finish |  | Area | SerialNumber | WarrantyStartDate | BarCode | AssetIdentifier | Features | 1E24 |  |  |  | 1 | 1.830000 |  | WarrantyDurationParts | AccessibilityPerformance | CodePerformance | Color | Constituents | Grade | Material | ModelReference | NominalHeight | NominalLength | Shape | SustainabilityPerformance | WarrantyDurationLabor | FIXED | WarrantyGuarantorParts | ExpectedLife | ReplacementCost | NominalWidth |  |  |  | Fire Rating |  | Fire Rating | [7 empty] | 0.051000 |  |  |  | 2.134000 | Construction Type | 1.830000 | 2.134000 | 0.025000 | 204622 | First Floor | 0.076000 | Door - Panel | 58 | 0.000000 | 2.134000 | 1E24 | 23.30.10.00 | 0.025000 | 0 | Door - Frame | Doors | GlazingAreaFraction | OperationType | IsFireExit
1521 | First Floor | 206998,207393 |  |  | 350102 |  | New Construction |  |  |  | 209258 | 125021 | 133773 | M_Single-Flush:0915 x 2134mm |  | 0915 x 2134mm | Size |  | 200141,200142,200143,200144,200145,209215,209227,209228,209229,209230,209231 | Manufacturer |  | 0tIhQ6hmz02e5gznEed7$9 | 1 | M_Single-Flush:0915 x 2134mm:0915 x 2134mm:350102 |  | InstallationDate | 1521 | WarrantyGuarantorLabor |  | ModelLabel | F | WarrantyDescription |  |  | ProductionYear | [6 empty] | Finish |  | Area | SerialNumber | WarrantyStartDate | BarCode | AssetIdentifier | Features | 1E03 |  |  |  | 0 | 0.915000 |  | WarrantyDurationParts | AccessibilityPerformance | CodePerformance | Color | Constituents | Grade | Material | ModelReference | NominalHeight | NominalLength | Shape | SustainabilityPerformance | WarrantyDurationLabor | FIXED | WarrantyGuarantorParts | ExpectedLife | ReplacementCost | NominalWidth |  |  |  | Fire Rating |  | Fire Rating | [7 empty] | 0.051000 |  |  |  | 2.134000 | Construction Type | 0.915000 | 2.134000 | 0.025000 | 204672 | First Floor | 0.076000 | Door - Panel | 20 | 0.000000 | 2.134000 | 1E03 | 23.30.10.00 | 0.025000 | 0 | Door - Frame | Doors | GlazingAreaFraction | OperationType | IsFireExit
1522 | First Floor | 206002,206825 |  |  | 355218 |  | New Construction |  |  |  | 209258 | 125076 | 133830 | M_Single-Flush:0915 x 2134mm |  | 0915 x 2134mm | Size |  | 200472,200473,200474,200475,200476,209215,209227,209228,209229,209230,209231 | Manufacturer |  | 0tIhQ6hmz02e5gznEed4FD | 1 | M_Single-Flush:0915 x 2134mm:0915 x 2134mm:355218 |  | InstallationDate | 1522 | WarrantyGuarantorLabor |  | ModelLabel | F | WarrantyDescription |  |  | ProductionYear | [6 empty] | Finish |  | Area | SerialNumber | WarrantyStartDate | BarCode | AssetIdentifier | Features | 1D40A |  |  |  | 0 | 0.915000 |  | WarrantyDurationParts | AccessibilityPerformance | CodePerformance | Color | Constituents | Grade | Material | ModelReference | NominalHeight | NominalLength | Shape | SustainabilityPerformance | WarrantyDurationLabor | FIXED | WarrantyGuarantorParts | ExpectedLife | ReplacementCost | NominalWidth |  |  |  | Fire Rating |  | Fire Rating | [7 empty] | 0.051000 |  |  |  | 2.134000 | Construction Type | 0.915000 | 2.134000 | 0.025000 | 204673 | First Floor | 0.076000 | Door - Panel | 20 | 0.000000 | 2.134000 | 1D40A | 23.30.10.00 | 0.025000 | 0 | Door - Frame | Doors | GlazingAreaFraction | OperationType | IsFireExit
1523 | First Floor | 206374,206426 |  |  | 364769 |  | New Construction |  |  |  | 209258 | 125191 | 133943 | M_Single-Flush:0915 x 2134mm |  | 0915 x 2134mm | Size |  | 201155,201156,201157,201158,201159,209215,209227,209228,209229,209230,209231 | Manufacturer |  | 3pms57Ad5AVAb74jf4yKZb | 1 | M_Single-Flush:0915 x 2134mm:0915 x 2134mm:364769 |  | InstallationDate | 1523 | WarrantyGuarantorLabor |  | ModelLabel | F | WarrantyDescription |  |  | ProductionYear | [6 empty] | Finish |  | Area | SerialNumber | WarrantyStartDate | BarCode | AssetIdentifier | Features | 1C03 |  |  |  | 0 | 0.915000 |  | WarrantyDurationParts | AccessibilityPerformance | CodePerformance | Color | Constituents | Grade | Material | ModelReference | NominalHeight | NominalLength | Shape | SustainabilityPerformance | WarrantyDurationLabor | FIXED | WarrantyGuarantorParts | ExpectedLife | ReplacementCost | NominalWidth |  |  |  | Fire Rating |  | Fire Rating | [7 empty] | 0.051000 |  |  |  | 2.134000 | Construction Type | 0.915000 | 2.134000 | 0.025000 | 204674 | First Floor | 0.076000 | Door - Panel | 20 | 0.000000 | 2.134000 | 1C03 | 23.30.10.00 | 0.025000 | 0 | Door - Frame | Doors | GlazingAreaFraction | OperationType | IsFireExit
1524 | First Floor | 206314,206505 |  |  | 402047 |  | New Construction |  |  |  | 209258 | 125694 | 134199 | M_Single-Flush:0915 x 2134mm |  | 0915 x 2134mm | Size |  | 203438,203439,203440,203441,203442,209215,209227,209228,209229,209230,209231 | Manufacturer |  | 0ztdC3L1HAzhbhMHypqcYf | 1 | M_Single-Flush:0915 x 2134mm:0915 x 2134mm:402047 |  | InstallationDate | 1524 | WarrantyGuarantorLabor |  | ModelLabel | F | WarrantyDescription |  |  | ProductionYear | [6 empty] | Finish |  | Area | SerialNumber | WarrantyStartDate | BarCode | AssetIdentifier | Features | 1D01 |  |  |  | 0 | 0.915000 |  | WarrantyDurationParts | AccessibilityPerformance | CodePerformance | Color | Constituents | Grade | Material | ModelReference | NominalHeight | NominalLength | Shape | SustainabilityPerformance | WarrantyDurationLabor | FIXED | WarrantyGuarantorParts | ExpectedLife | ReplacementCost | NominalWidth |  |  |  | Fire Rating |  | Fire Rating | [7 empty] | 0.051000 |  |  |  | 2.134000 | Construction Type | 0.915000 | 2.134000 | 0.025000 | 204676 | First Floor | 0.076000 | Door - Panel | 20 | 0.000000 | 2.134000 | 1D01 | 23.30.10.00 | 0.025000 | 0 | Door - Frame | Doors | GlazingAreaFraction | OperationType | IsFireExit
1525 | First Floor | 206836,206855 |  |  | 403890 |  | New Construction |  |  |  | 209258 | 125695 | 134201 | M_Single-Flush:0915 x 2134mm |  | 0915 x 2134mm | Size |  | 203449,203450,203451,203452,203453,209217,209227,209228,209229,209230,209231 | Manufacturer |  | 0ztdC3L1HAzhbhMHypqcDa | 1 | M_Single-Flush:0915 x 2134mm:0915 x 2134mm:403890 |  | InstallationDate | 1525 | WarrantyGuarantorLabor |  | ModelLabel | F | WarrantyDescription |  |  | ProductionYear | [6 empty] | Finish |  | Area | SerialNumber | WarrantyStartDate | BarCode | AssetIdentifier | Features | 1DC5 |  |  |  | 0 | 0.915000 |  | WarrantyDurationParts | AccessibilityPerformance | CodePerformance | Color | Constituents | Grade | Material | ModelReference | NominalHeight | NominalLength | Shape | SustainabilityPerformance | WarrantyDurationLabor | FIXED | WarrantyGuarantorParts | ExpectedLife | ReplacementCost | NominalWidth |  |  |  | Fire Rating |  | Fire Rating | [7 empty] | 0.051000 |  |  |  | 2.134000 | Construction Type | 0.915000 | 2.134000 | 0.025000 | 204677 | First Floor | 0.076000 | Door - Panel | 20 | 0.000000 | 2.134000 | 1DC5 | 23.30.10.00 | 0.025000 | 0 | Door - Frame | Doors | GlazingAreaFraction | OperationType | IsFireExit
1527 | First Floor | 207011,207020 |  |  | 471867 |  | New Construction |  |  |  | 209258 | 125891 | 134303 | M_Single-Flush:0915 x 2134mm Rated |  | 0915 x 2134mm Rated | Size |  | 204069,204070,204071,204072,204073,204421,209023,209024,209025,209026,209027 | Manufacturer |  | 1eHJakbVPEdf9cGdMXVBAY | 1 | M_Single-Flush:0915 x 2134mm Rated:0915 x 2134mm Rated:471867 |  | InstallationDate | 1527 | WarrantyGuarantorLabor |  | ModelLabel | F | WarrantyDescription |  |  | ProductionYear | [6 empty] | Finish |  | Area | SerialNumber | WarrantyStartDate | BarCode | AssetIdentifier | Features | 1E05 |  |  |  | 0 | 0.915000 |  | WarrantyDurationParts | AccessibilityPerformance | CodePerformance | Color | Constituents | Grade | Material | ModelReference | NominalHeight | NominalLength | Shape | SustainabilityPerformance | WarrantyDurationLabor | FIXED | WarrantyGuarantorParts | ExpectedLife | ReplacementCost | NominalWidth |  |  |  | Fire Rating |  | Fire Rating | [7 empty] | 0.051000 |  |  |  | 2.134000 | Construction Type | 0.915000 | 2.134000 | 0.025000 | 204686 | First Floor | 0.076000 | Door - Panel | 61 | 0.250000 | 2.384000 | 1E05 | 23.30.10.00 | 0.025000 | 0 | Door - Frame | Doors | GlazingAreaFraction | OperationType | IsFireExit
1528 | First Floor | 206348,206625 |  |  | 225637 |  | New Construction |  |  |  | 209258 | 125892 | 133384 | M_Single-Flush:0915 x 2134mm |  | 0915 x 2134mm | Size |  | 195502,195503,195504,195505,195506,209215,209227,209228,209229,209230,209231 | Manufacturer |  | 1byTDaqS91rBnWJlv$nmmF | 1 | M_Single-Flush:0915 x 2134mm:0915 x 2134mm:225637 |  | InstallationDate | 1528 | WarrantyGuarantorLabor |  | ModelLabel | F | WarrantyDescription |  |  | ProductionYear | [6 empty] | Finish |  | Area | SerialNumber | WarrantyStartDate | BarCode | AssetIdentifier | Features | 1D16 |  |  |  | 0 | 0.915000 |  | WarrantyDurationParts | AccessibilityPerformance | CodePerformance | Color | Constituents | Grade | Material | ModelReference | NominalHeight | NominalLength | Shape | SustainabilityPerformance | WarrantyDurationLabor | FIXED | WarrantyGuarantorParts | ExpectedLife | ReplacementCost | NominalWidth |  |  |  | Fire Rating |  | Fire Rating | [7 empty] | 0.051000 |  |  |  | 2.134000 | Construction Type | 0.915000 | 2.134000 | 0.025000 | 204687 | First Floor | 0.076000 | Door - Panel | 20 | 0.000000 | 2.134000 | 1D16 | 23.30.10.00 | 0.025000 | 0 | Door - Frame | Doors | GlazingAreaFraction | OperationType | IsFireExit
1529 | First Floor | 206352,206641 |  |  | 226297 |  | New Construction |  |  |  | 209258 | 125893 | 133392 | M_Single-Flush:0915 x 2134mm |  | 0915 x 2134mm | Size |  | 195542,195543,195544,195545,195546,209215,209227,209228,209229,209230,209231 | Manufacturer |  | 1byTDaqS91rBnWJlv$nmwJ | 1 | M_Single-Flush:0915 x 2134mm:0915 x 2134mm:226297 |  | InstallationDate | 1529 | WarrantyGuarantorLabor |  | ModelLabel | F | WarrantyDescription |  |  | ProductionYear | [6 empty] | Finish |  | Area | SerialNumber | WarrantyStartDate | BarCode | AssetIdentifier | Features | 1D18 |  |  |  | 0 | 0.915000 |  | WarrantyDurationParts | AccessibilityPerformance | CodePerformance | Color | Constituents | Grade | Material | ModelReference | NominalHeight | NominalLength | Shape | SustainabilityPerformance | WarrantyDurationLabor | FIXED | WarrantyGuarantorParts | ExpectedLife | ReplacementCost | NominalWidth |  |  |  | Fire Rating |  | Fire Rating | [7 empty] | 0.051000 |  |  |  | 2.134000 | Construction Type | 0.915000 | 2.134000 | 0.025000 | 204688 | First Floor | 0.076000 | Door - Panel | 20 | 0.000000 | 2.134000 | 1D18 | 23.30.10.00 | 0.025000 | 0 | Door - Frame | Doors | GlazingAreaFraction | OperationType | IsFireExit
1530 | First Floor | 206240,206672 |  |  | 226378 |  | New Construction |  |  |  | 209258 | 125894 | 133393 | M_Single-Flush:0915 x 2134mm |  | 0915 x 2134mm | Size |  | 195547,195548,195549,195550,195551,209217,209227,209228,209229,209230,209231 | Manufacturer |  | 1byTDaqS91rBnWJlv$nmaW | 1 | M_Single-Flush:0915 x 2134mm:0915 x 2134mm:226378 |  | InstallationDate | 1530 | WarrantyGuarantorLabor |  | ModelLabel | F | WarrantyDescription |  |  | ProductionYear | [6 empty] | Finish |  | Area | SerialNumber | WarrantyStartDate | BarCode | AssetIdentifier | Features | 1D21 |  |  |  | 0 | 0.915000 |  | WarrantyDurationParts | AccessibilityPerformance | CodePerformance | Color | Constituents | Grade | Material | ModelReference | NominalHeight | NominalLength | Shape | SustainabilityPerformance | WarrantyDurationLabor | FIXED | WarrantyGuarantorParts | ExpectedLife | ReplacementCost | NominalWidth |  |  |  | Fire Rating |  | Fire Rating | [7 empty] | 0.051000 |  |  |  | 2.134000 | Construction Type | 0.915000 | 2.134000 | 0.025000 | 204689 | First Floor | 0.076000 | Door - Panel | 20 | 0.000000 | 2.134000 | 1D21 | 23.30.10.00 | 0.025000 | 0 | Door - Frame | Doors | GlazingAreaFraction | OperationType | IsFireExit
1531 | First Floor | 206369,206898 |  |  | 226666 |  | New Construction |  |  |  | 209258 | 125895 | 133397 | M_Single-Flush:0915 x 2134mm |  | 0915 x 2134mm | Size |  | 195567,195568,195569,195570,195571,209217,209227,209228,209229,209230,209231 | Manufacturer |  | 1byTDaqS91rBnWJlv$nmW0 | 1 | M_Single-Flush:0915 x 2134mm:0915 x 2134mm:226666 |  | InstallationDate | 1531 | WarrantyGuarantorLabor |  | ModelLabel | F | WarrantyDescription |  |  | ProductionYear | [6 empty] | Finish |  | Area | SerialNumber | WarrantyStartDate | BarCode | AssetIdentifier | Features | 1C13 |  |  |  | 0 | 0.915000 |  | WarrantyDurationParts | AccessibilityPerformance | CodePerformance | Color | Constituents | Grade | Material | ModelReference | NominalHeight | NominalLength | Shape | SustainabilityPerformance | WarrantyDurationLabor | FIXED | WarrantyGuarantorParts | ExpectedLife | ReplacementCost | NominalWidth |  |  |  | Fire Rating |  | Fire Rating | [7 empty] | 0.051000 |  |  |  | 2.134000 | Construction Type | 0.915000 | 2.134000 | 0.025000 | 204690 | First Floor | 0.076000 | Door - Panel | 20 | 0.000000 | 2.134000 | 1C13 | 23.30.10.00 | 0.025000 | 0 | Door - Frame | Doors | GlazingAreaFraction | OperationType | IsFireExit
1532 | First Floor | 206252,206703 |  |  | 227026 |  | New Construction |  |  |  | 209258 | 125896 | 133401 | M_Single-Flush:0915 x 2134mm |  | 0915 x 2134mm | Size |  | 195587,195588,195589,195590,195591,209215,209227,209228,209229,209230,209231 | Manufacturer |  | 1byTDaqS91rBnWJlv$nmku | 1 | M_Single-Flush:0915 x 2134mm:0915 x 2134mm:227026 |  | InstallationDate | 1532 | WarrantyGuarantorLabor |  | ModelLabel | F | WarrantyDescription |  |  | ProductionYear | [6 empty] | Finish |  | Area | SerialNumber | WarrantyStartDate | BarCode | AssetIdentifier | Features | 1D24 |  |  |  | 0 | 0.915000 |  | WarrantyDurationParts | AccessibilityPerformance | CodePerformance | Color | Constituents | Grade | Material | ModelReference | NominalHeight | NominalLength | Shape | SustainabilityPerformance | WarrantyDurationLabor | FIXED | WarrantyGuarantorParts | ExpectedLife | ReplacementCost | NominalWidth |  |  |  | Fire Rating |  | Fire Rating | [7 empty] | 0.051000 |  |  |  | 2.134000 | Construction Type | 0.915000 | 2.134000 | 0.025000 | 204691 | First Floor | 0.076000 | Door - Panel | 20 | 0.000000 | 2.134000 | 1D24 | 23.30.10.00 | 0.025000 | 0 | Door - Frame | Doors | GlazingAreaFraction | OperationType | IsFireExit
1533 | First Floor | 206254,206734 |  |  | 227089 |  | New Construction |  |  |  | 209258 | 125897 | 133402 | M_Single-Flush:0915 x 2134mm |  | 0915 x 2134mm | Size |  | 195592,195593,195594,195595,195596,209217,209227,209228,209229,209230,209231 | Manufacturer |  | 1byTDaqS91rBnWJlv$nmfx | 1 | M_Single-Flush:0915 x 2134mm:0915 x 2134mm:227089 |  | InstallationDate | 1533 | WarrantyGuarantorLabor |  | ModelLabel | F | WarrantyDescription |  |  | ProductionYear | [6 empty] | Finish |  | Area | SerialNumber | WarrantyStartDate | BarCode | AssetIdentifier | Features | 1D27 |  |  |  | 0 | 0.915000 |  | WarrantyDurationParts | AccessibilityPerformance | CodePerformance | Color | Constituents | Grade | Material | ModelReference | NominalHeight | NominalLength | Shape | SustainabilityPerformance | WarrantyDurationLabor | FIXED | WarrantyGuarantorParts | ExpectedLife | ReplacementCost | NominalWidth |  |  |  | Fire Rating |  | Fire Rating | [7 empty] | 0.051000 |  |  |  | 2.134000 | Construction Type | 0.915000 | 2.134000 | 0.025000 | 204692 | First Floor | 0.076000 | Door - Panel | 20 | 0.000000 | 2.134000 | 1D27 | 23.30.10.00 | 0.025000 | 0 | Door - Frame | Doors | GlazingAreaFraction | OperationType | IsFireExit
1534 | First Floor | 206756,206875 |  |  | 227228 |  | New Construction |  |  |  | 209258 | 125898 | 133405 | M_Single-Flush:0915 x 2134mm |  | 0915 x 2134mm | Size |  | 195607,195608,195609,195610,195611,209217,209227,209228,209229,209230,209231 | Manufacturer |  | 1byTDaqS91rBnWJlv$nmhs | 1 | M_Single-Flush:0915 x 2134mm:0915 x 2134mm:227228 |  | InstallationDate | 1534 | WarrantyGuarantorLabor |  | ModelLabel | F | WarrantyDescription |  |  | ProductionYear | [6 empty] | Finish |  | Area | SerialNumber | WarrantyStartDate | BarCode | AssetIdentifier | Features | 1D31 |  |  |  | 0 | 0.915000 |  | WarrantyDurationParts | AccessibilityPerformance | CodePerformance | Color | Constituents | Grade | Material | ModelReference | NominalHeight | NominalLength | Shape | SustainabilityPerformance | WarrantyDurationLabor | FIXED | WarrantyGuarantorParts | ExpectedLife | ReplacementCost | NominalWidth |  |  |  | Fire Rating |  | Fire Rating | [7 empty] | 0.051000 |  |  |  | 2.134000 | Construction Type | 0.915000 | 2.134000 | 0.025000 | 204693 | First Floor | 0.076000 | Door - Panel | 20 | 0.000000 | 2.134000 | 1D31 | 23.30.10.00 | 0.025000 | 0 | Door - Frame | Doors | GlazingAreaFraction | OperationType | IsFireExit
1535 | First Floor | 206780,206873 |  |  | 227305 |  | New Construction |  |  |  | 209258 | 125899 | 133406 | M_Single-Flush:0915 x 2134mm |  | 0915 x 2134mm | Size |  | 195612,195613,195614,195615,195616,209215,209227,209228,209229,209230,209231 | Manufacturer |  | 1byTDaqS91rBnWJlv$nmg3 | 1 | M_Single-Flush:0915 x 2134mm:0915 x 2134mm:227305 |  | InstallationDate | 1535 | WarrantyGuarantorLabor |  | ModelLabel | F | WarrantyDescription |  |  | ProductionYear | [6 empty] | Finish |  | Area | SerialNumber | WarrantyStartDate | BarCode | AssetIdentifier | Features | 1D33A |  |  |  | 0 | 0.915000 |  | WarrantyDurationParts | AccessibilityPerformance | CodePerformance | Color | Constituents | Grade | Material | ModelReference | NominalHeight | NominalLength | Shape | SustainabilityPerformance | WarrantyDurationLabor | FIXED | WarrantyGuarantorParts | ExpectedLife | ReplacementCost | NominalWidth |  |  |  | Fire Rating |  | Fire Rating | [7 empty] | 0.051000 |  |  |  | 2.134000 | Construction Type | 0.915000 | 2.134000 | 0.025000 | 204694 | First Floor | 0.076000 | Door - Panel | 20 | 0.000000 | 2.134000 | 1D33A | 23.30.10.00 | 0.025000 | 0 | Door - Frame | Doors | GlazingAreaFraction | OperationType | IsFireExit
1536 | First Floor | 206792,206871 |  |  | 227652 |  | New Construction |  |  |  | 209258 | 125900 | 133411 | M_Single-Flush:0915 x 2134mm |  | 0915 x 2134mm | Size |  | 195637,195638,195639,195640,195641,209217,209227,209228,209229,209230,209231 | Manufacturer |  | 1byTDaqS91rBnWJlv$nmGk | 1 | M_Single-Flush:0915 x 2134mm:0915 x 2134mm:227652 |  | InstallationDate | 1536 | WarrantyGuarantorLabor |  | ModelLabel | F | WarrantyDescription |  |  | ProductionYear | [6 empty] | Finish |  | Area | SerialNumber | WarrantyStartDate | BarCode | AssetIdentifier | Features | 1D35 |  |  |  | 0 | 0.915000 |  | WarrantyDurationParts | AccessibilityPerformance | CodePerformance | Color | Constituents | Grade | Material | ModelReference | NominalHeight | NominalLength | Shape | SustainabilityPerformance | WarrantyDurationLabor | FIXED | WarrantyGuarantorParts | ExpectedLife | ReplacementCost | NominalWidth |  |  |  | Fire Rating |  | Fire Rating | [7 empty] | 0.051000 |  |  |  | 2.134000 | Construction Type | 0.915000 | 2.134000 | 0.025000 | 204695 | First Floor | 0.076000 | Door - Panel | 20 | 0.000000 | 2.134000 | 1D35 | 23.30.10.00 | 0.025000 | 0 | Door - Frame | Doors | GlazingAreaFraction | OperationType | IsFireExit
1537 | First Floor | 207351,207516 |  |  | 229671 |  | New Construction |  |  |  | 209258 | 125901 | 133434 | M_Single-Flush:0915 x 2134mm |  | 0915 x 2134mm | Size |  | 195754,195755,195756,195757,195758,209217,209227,209228,209229,209230,209231 | Manufacturer |  | 1byTDaqS91rBnWJlv$n$nD | 1 | M_Single-Flush:0915 x 2134mm:0915 x 2134mm:229671 |  | InstallationDate | 1537 | WarrantyGuarantorLabor |  | ModelLabel | F | WarrantyDescription |  |  | ProductionYear | [6 empty] | Finish |  | Area | SerialNumber | WarrantyStartDate | BarCode | AssetIdentifier | Features | 1B12 |  |  |  | 0 | 0.915000 |  | WarrantyDurationParts | AccessibilityPerformance | CodePerformance | Color | Constituents | Grade | Material | ModelReference | NominalHeight | NominalLength | Shape | SustainabilityPerformance | WarrantyDurationLabor | FIXED | WarrantyGuarantorParts | ExpectedLife | ReplacementCost | NominalWidth |  |  |  | Fire Rating |  | Fire Rating | [7 empty] | 0.051000 |  |  |  | 2.134000 | Construction Type | 0.915000 | 2.134000 | 0.025000 | 204696 | First Floor | 0.076000 | Door - Panel | 20 | 0.000000 | 2.134000 | 1B12 | 23.30.10.00 | 0.025000 | 0 | Door - Frame | Doors | GlazingAreaFraction | OperationType | IsFireExit
1538 | First Floor | 207367,207547 |  |  | 229819 |  | New Construction |  |  |  | 209258 | 125903 | 133436 | M_Single-Flush:0915 x 2134mm |  | 0915 x 2134mm | Size |  | 195764,195765,195766,195767,195768,209215,209227,209228,209229,209230,209231 | Manufacturer |  | 1byTDaqS91rBnWJlv$n$pH | 1 | M_Single-Flush:0915 x 2134mm:0915 x 2134mm:229819 |  | InstallationDate | 1538 | WarrantyGuarantorLabor |  | ModelLabel | F | WarrantyDescription |  |  | ProductionYear | [6 empty] | Finish |  | Area | SerialNumber | WarrantyStartDate | BarCode | AssetIdentifier | Features | 1B16 |  |  |  | 0 | 0.915000 |  | WarrantyDurationParts | AccessibilityPerformance | CodePerformance | Color | Constituents | Grade | Material | ModelReference | NominalHeight | NominalLength | Shape | SustainabilityPerformance | WarrantyDurationLabor | FIXED | WarrantyGuarantorParts | ExpectedLife | ReplacementCost | NominalWidth |  |  |  | Fire Rating |  | Fire Rating | [7 empty] | 0.051000 |  |  |  | 2.134000 | Construction Type | 0.915000 | 2.134000 | 0.025000 | 204698 | First Floor | 0.076000 | Door - Panel | 20 | 0.000000 | 2.134000 | 1B16 | 23.30.10.00 | 0.025000 | 0 | Door - Frame | Doors | GlazingAreaFraction | OperationType | IsFireExit
1539 | First Floor | 206006,207390 |  |  | 230781 |  | New Construction |  |  |  | 209258 | 125904 | 133443 | M_Single-Flush:0915 x 2134mm |  | 0915 x 2134mm | Size |  | 195799,195800,195801,195802,195803,209217,209227,209228,209229,209230,209231 | Manufacturer |  | 1byTDaqS91rBnWJlv$n$WN | 1 | M_Single-Flush:0915 x 2134mm:0915 x 2134mm:230781 |  | InstallationDate | 1539 | WarrantyGuarantorLabor |  | ModelLabel | F | WarrantyDescription |  |  | ProductionYear | [6 empty] | Finish |  | Area | SerialNumber | WarrantyStartDate | BarCode | AssetIdentifier | Features | 1BC4 |  |  |  | 0 | 0.915000 |  | WarrantyDurationParts | AccessibilityPerformance | CodePerformance | Color | Constituents | Grade | Material | ModelReference | NominalHeight | NominalLength | Shape | SustainabilityPerformance | WarrantyDurationLabor | FIXED | WarrantyGuarantorParts | ExpectedLife | ReplacementCost | NominalWidth |  |  |  | Fire Rating |  | Fire Rating | [7 empty] | 0.051000 |  |  |  | 2.134000 | Construction Type | 0.915000 | 2.134000 | 0.025000 | 204699 | First Floor | 0.076000 | Door - Panel | 20 | 0.000000 | 2.134000 | 1BC4 | 23.30.10.00 | 0.025000 | 0 | Door - Frame | Doors | GlazingAreaFraction | OperationType | IsFireExit
1540 | First Floor | 207248,207319 |  |  | 231726 |  | New Construction |  |  |  | 209258 | 125905 | 133457 | M_Single-Flush:0915 x 2134mm |  | 0915 x 2134mm | Size |  | 195870,195871,195872,195873,195874,209215,209227,209228,209229,209230,209231 | Manufacturer |  | 1byTDaqS91rBnWJlv$n$H4 | 1 | M_Single-Flush:0915 x 2134mm:0915 x 2134mm:231726 |  | InstallationDate | 1540 | WarrantyGuarantorLabor |  | ModelLabel | F | WarrantyDescription |  |  | ProductionYear | [6 empty] | Finish |  | Area | SerialNumber | WarrantyStartDate | BarCode | AssetIdentifier | Features | 1E30 |  |  |  | 0 | 0.915000 |  | WarrantyDurationParts | AccessibilityPerformance | CodePerformance | Color | Constituents | Grade | Material | ModelReference | NominalHeight | NominalLength | Shape | SustainabilityPerformance | WarrantyDurationLabor | FIXED | WarrantyGuarantorParts | ExpectedLife | ReplacementCost | NominalWidth |  |  |  | Fire Rating |  | Fire Rating | [7 empty] | 0.051000 |  |  |  | 2.134000 | Construction Type | 0.915000 | 2.134000 | 0.025000 | 204700 | First Floor | 0.076000 | Door - Panel | 20 | 0.000000 | 2.134000 | 1E30 | 23.30.10.00 | 0.025000 | 0 | Door - Frame | Doors | GlazingAreaFraction | OperationType | IsFireExit
1553 | First Floor | 206350,206638 |  |  | 362567 |  | New Construction |  |  |  | 209258 | 125928 | 133911 | M_Single-Flush:0915 x 2134mm |  | 0915 x 2134mm | Size |  | 200966,200967,200968,200969,200970,209217,209227,209228,209229,209230,209231 | Manufacturer |  | 1uDBQ9y7vCyxXlpVEuen9f | 1 | M_Single-Flush:0915 x 2134mm:0915 x 2134mm:362567 |  | InstallationDate | 1553 | WarrantyGuarantorLabor |  | ModelLabel | F | WarrantyDescription |  |  | ProductionYear | [6 empty] | Finish |  | Area | SerialNumber | WarrantyStartDate | BarCode | AssetIdentifier | Features | 1D17 |  |  |  | 0 | 0.915000 |  | WarrantyDurationParts | AccessibilityPerformance | CodePerformance | Color | Constituents | Grade | Material | ModelReference | NominalHeight | NominalLength | Shape | SustainabilityPerformance | WarrantyDurationLabor | FIXED | WarrantyGuarantorParts | ExpectedLife | ReplacementCost | NominalWidth |  |  |  | Fire Rating |  | Fire Rating | [7 empty] | 0.051000 |  |  |  | 2.134000 | Construction Type | 0.915000 | 2.134000 | 0.025000 | 204723 | First Floor | 0.076000 | Door - Panel | 20 | 0.000000 | 2.134000 | 1D17 | 23.30.10.00 | 0.025000 | 0 | Door - Frame | Doors | GlazingAreaFraction | OperationType | IsFireExit
1888 | First Floor | 206392 |  |  | 222415 |  | New Construction |  |  |  | 209258 | 123923 | 133347 | M_Single-Flush:0915 x 2134mm Exterior |  | 0915 x 2134mm Exterior | Size |  | 195316,195317,195318,195319,195320,209028,209051,209052,209053,209054,209055 | Manufacturer |  | 1byTDaqS91rBnWJlv$nncb | 1 | M_Single-Flush:0915 x 2134mm Exterior:0915 x 2134mm Exterior:222415 |  | InstallationDate | 1888 | WarrantyGuarantorLabor |  | ModelLabel | T | WarrantyDescription |  |  | ProductionYear | [6 empty] | Finish |  | Area | SerialNumber | WarrantyStartDate | BarCode | AssetIdentifier | Features | 1CC3 |  |  |  | 1 | 0.915000 |  | WarrantyDurationParts | AccessibilityPerformance | CodePerformance | Color | Constituents | Grade | Material | ModelReference | NominalHeight | NominalLength | Shape | SustainabilityPerformance | WarrantyDurationLabor | FIXED | WarrantyGuarantorParts | ExpectedLife | ReplacementCost | NominalWidth |  |  |  | Fire Rating |  | Fire Rating | [7 empty] | 0.051000 |  |  |  | 2.134000 | Construction Type | 0.915000 | 2.134000 | 0.025000 | 204427 | First Floor | 0.076000 | Door - Panel | 59 | 0.000000 | 2.134000 | 1CC3 | 23.30.10.00 | 0.025000 | 0 | Door - Frame | Doors | GlazingAreaFraction | OperationType | IsFireExit
1889 | First Floor | 207154 |  |  | 231495 |  | New Construction |  |  |  | 209258 | 124013 | 133454 | M_Single-Flush:0915 x 2134mm Exterior |  | 0915 x 2134mm Exterior | Size |  | 195855,195856,195857,195858,195859,205858,209051,209052,209053,209054,209055 | Manufacturer |  | 1byTDaqS91rBnWJlv$n$Kj | 1 | M_Single-Flush:0915 x 2134mm Exterior:0915 x 2134mm Exterior:231495 |  | InstallationDate | 1889 | WarrantyGuarantorLabor |  | ModelLabel | T | WarrantyDescription |  |  | ProductionYear | [6 empty] | Finish |  | Area | SerialNumber | WarrantyStartDate | BarCode | AssetIdentifier | Features | 1E20 |  |  |  | 1 | 0.915000 |  | WarrantyDurationParts | AccessibilityPerformance | CodePerformance | Color | Constituents | Grade | Material | ModelReference | NominalHeight | NominalLength | Shape | SustainabilityPerformance | WarrantyDurationLabor | FIXED | WarrantyGuarantorParts | ExpectedLife | ReplacementCost | NominalWidth |  |  |  | Fire Rating |  | Fire Rating | [7 empty] | 0.051000 |  |  |  | 2.134000 | Construction Type | 0.915000 | 2.134000 | 0.025000 | 204517 | First Floor | 0.076000 | Door - Panel | 59 | 0.000000 | 2.134000 | 1E20 | 23.30.10.00 | 0.025000 | 0 | Door - Frame | Doors | GlazingAreaFraction | OperationType | IsFireExit
1890 | First Floor | 207156 |  |  | 231622 |  | New Construction |  |  |  | 209258 | 124014 | 133455 | M_Single-Flush:0915 x 2134mm Exterior |  | 0915 x 2134mm Exterior | Size |  | 195860,195861,195862,195863,195864,209028,209051,209052,209053,209054,209055 | Manufacturer |  | 1byTDaqS91rBnWJlv$n$Mi | 1 | M_Single-Flush:0915 x 2134mm Exterior:0915 x 2134mm Exterior:231622 |  | InstallationDate | 1890 | WarrantyGuarantorLabor |  | ModelLabel | T | WarrantyDescription |  |  | ProductionYear | [6 empty] | Finish |  | Area | SerialNumber | WarrantyStartDate | BarCode | AssetIdentifier | Features | 1E21 |  |  |  | 1 | 0.915000 |  | WarrantyDurationParts | AccessibilityPerformance | CodePerformance | Color | Constituents | Grade | Material | ModelReference | NominalHeight | NominalLength | Shape | SustainabilityPerformance | WarrantyDurationLabor | FIXED | WarrantyGuarantorParts | ExpectedLife | ReplacementCost | NominalWidth |  |  |  | Fire Rating |  | Fire Rating | [7 empty] | 0.051000 |  |  |  | 2.134000 | Construction Type | 0.915000 | 2.134000 | 0.025000 | 204518 | First Floor | 0.076000 | Door - Panel | 59 | 0.000000 | 2.134000 | 1E21 | 23.30.10.00 | 0.025000 | 0 | Door - Frame | Doors | GlazingAreaFraction | OperationType | IsFireExit
1891 | First Floor | 207260 |  |  | 232975 |  | New Construction |  |  |  | 209258 | 124030 | 133473 | M_Single-Flush:0915 x 2134mm Exterior |  | 0915 x 2134mm Exterior | Size |  | 195947,195948,195949,195950,195951,209028,209051,209052,209053,209054,209055 | Manufacturer |  | 1byTDaqS91rBnWJlv$n$Db | 1 | M_Single-Flush:0915 x 2134mm Exterior:0915 x 2134mm Exterior:232975 |  | InstallationDate | 1891 | WarrantyGuarantorLabor |  | ModelLabel | T | WarrantyDescription |  |  | ProductionYear | [6 empty] | Finish |  | Area | SerialNumber | WarrantyStartDate | BarCode | AssetIdentifier | Features | 1EC1A |  |  |  | 1 | 0.915000 |  | WarrantyDurationParts | AccessibilityPerformance | CodePerformance | Color | Constituents | Grade | Material | ModelReference | NominalHeight | NominalLength | Shape | SustainabilityPerformance | WarrantyDurationLabor | FIXED | WarrantyGuarantorParts | ExpectedLife | ReplacementCost | NominalWidth |  |  |  | Fire Rating |  | Fire Rating | [7 empty] | 0.051000 |  |  |  | 2.134000 | Construction Type | 0.915000 | 2.134000 | 0.025000 | 204532 | First Floor | 0.076000 | Door - Panel | 59 | 0.000000 | 2.134000 | 1EC1A | 23.30.10.00 | 0.025000 | 0 | Door - Frame | Doors | GlazingAreaFraction | OperationType | IsFireExit
1892 | First Floor | 207316 |  |  | 233580 |  | New Construction |  |  |  | 209258 | 124034 | 133477 | M_Single-Flush:1.220 x 2134mm Exterior |  | 1.220 x 2134mm Exterior | Size |  | 195967,195968,195969,195970,195971,204093,204094,204095,204096,204097,204137 | Manufacturer |  | 1byTDaqS91rBnWJlv$n_q6 | 1 | M_Single-Flush:1.220 x 2134mm Exterior:1.220 x 2134mm Exterior:233580 |  | InstallationDate | 1892 | WarrantyGuarantorLabor |  | ModelLabel | T | WarrantyDescription |  |  | ProductionYear | [6 empty] | Finish |  | Area | SerialNumber | WarrantyStartDate | BarCode | AssetIdentifier | Features | 1EC4 |  |  |  | 1 | 1.220000 |  | WarrantyDurationParts | AccessibilityPerformance | CodePerformance | Color | Constituents | Grade | Material | ModelReference | NominalHeight | NominalLength | Shape | SustainabilityPerformance | WarrantyDurationLabor | FIXED | WarrantyGuarantorParts | ExpectedLife | ReplacementCost | NominalWidth |  |  |  | Fire Rating |  | Fire Rating | [7 empty] | 0.051000 |  |  |  | 2.134000 | Construction Type | 1.220000 | 2.134000 | 0.025000 | 204536 | First Floor | 0.076000 | Door - Panel | 34 | 0.000000 | 2.134000 | 1EC4 | 23.30.10.00 | 0.025000 | 0 | Door - Frame | Doors | GlazingAreaFraction | OperationType | IsFireExit
1893 | First Floor | 207119 |  |  | 233711 |  | New Construction |  |  |  | 209258 | 124035 | 133478 | M_Single-Flush:0915 x 2134mm Exterior |  | 0915 x 2134mm Exterior | Size |  | 195972,195973,195974,195975,195976,205858,209051,209052,209053,209054,209055 | Manufacturer |  | 1byTDaqS91rBnWJlv$n_s5 | 1 | M_Single-Flush:0915 x 2134mm Exterior:0915 x 2134mm Exterior:233711 |  | InstallationDate | 1893 | WarrantyGuarantorLabor |  | ModelLabel | T | WarrantyDescription |  |  | ProductionYear | [6 empty] | Finish |  | Area | SerialNumber | WarrantyStartDate | BarCode | AssetIdentifier | Features | 1E17 |  |  |  | 1 | 0.915000 |  | WarrantyDurationParts | AccessibilityPerformance | CodePerformance | Color | Constituents | Grade | Material | ModelReference | NominalHeight | NominalLength | Shape | SustainabilityPerformance | WarrantyDurationLabor | FIXED | WarrantyGuarantorParts | ExpectedLife | ReplacementCost | NominalWidth |  |  |  | Fire Rating |  | Fire Rating | [7 empty] | 0.051000 |  |  |  | 2.134000 | Construction Type | 0.915000 | 2.134000 | 0.025000 | 204537 | First Floor | 0.076000 | Door - Panel | 59 | 0.000000 | 2.134000 | 1E17 | 23.30.10.00 | 0.025000 | 0 | Door - Frame | Doors | GlazingAreaFraction | OperationType | IsFireExit
1894 | First Floor | 207624 |  |  | 252102 |  | New Construction |  |  |  | 209258 | 124141 | 133580 | M_Double-Flush:1830 x 2134mm Exterior |  | 1830 x 2134mm Exterior | Size |  | 196520,196521,196522,196523,196524,208976,208977,208978,208979,208980,208981 | Manufacturer |  | 0mxk1RW8H5mvX1dNnpRqy_ | 1 | M_Double-Flush:1830 x 2134mm Exterior:1830 x 2134mm Exterior:252102 |  | InstallationDate | 1894 | WarrantyGuarantorLabor |  | ModelLabel | T | WarrantyDescription |  |  | ProductionYear | [6 empty] | Finish |  | Area | SerialNumber | WarrantyStartDate | BarCode | AssetIdentifier | Features | 1E15A |  |  |  | 1 | 1.830000 |  | WarrantyDurationParts | AccessibilityPerformance | CodePerformance | Color | Constituents | Grade | Material | ModelReference | NominalHeight | NominalLength | Shape | SustainabilityPerformance | WarrantyDurationLabor | FIXED | WarrantyGuarantorParts | ExpectedLife | ReplacementCost | NominalWidth |  |  |  | Fire Rating |  | Fire Rating | [7 empty] | 0.051000 |  |  |  | 2.134000 | Construction Type | 1.830000 | 2.134000 | 0.025000 | 204618 | First Floor | 0.076000 | Door - Panel | 58 | 0.000000 | 2.134000 | 1E15A | 23.30.10.00 | 0.025000 | 0 | Door - Frame | Doors | GlazingAreaFraction | OperationType | IsFireExit
1895 | First Floor | 207090 |  |  | 252224 |  | New Construction |  |  |  | 209258 | 124142 | 133581 | M_Double-Flush:1830 x 2134mm Exterior |  | 1830 x 2134mm Exterior | Size |  | 196525,196526,196527,196528,196529,208976,208977,208978,208979,208980,208981 | Manufacturer |  | 0mxk1RW8H5mvX1dNnpRqwu | 1 | M_Double-Flush:1830 x 2134mm Exterior:1830 x 2134mm Exterior:252224 |  | InstallationDate | 1895 | WarrantyGuarantorLabor |  | ModelLabel | T | WarrantyDescription |  |  | ProductionYear | [6 empty] | Finish |  | Area | SerialNumber | WarrantyStartDate | BarCode | AssetIdentifier | Features | 1E15 |  |  |  | 1 | 1.830000 |  | WarrantyDurationParts | AccessibilityPerformance | CodePerformance | Color | Constituents | Grade | Material | ModelReference | NominalHeight | NominalLength | Shape | SustainabilityPerformance | WarrantyDurationLabor | FIXED | WarrantyGuarantorParts | ExpectedLife | ReplacementCost | NominalWidth |  |  |  | Fire Rating |  | Fire Rating | [7 empty] | 0.051000 |  |  |  | 2.134000 | Construction Type | 1.830000 | 2.134000 | 0.025000 | 204619 | First Floor | 0.076000 | Door - Panel | 58 | 0.000000 | 2.134000 | 1E15 | 23.30.10.00 | 0.025000 | 0 | Door - Frame | Doors | GlazingAreaFraction | OperationType | IsFireExit
1896 | First Floor | 206064 |  |  | 252441 |  | New Construction |  |  |  | 209258 | 124143 | 133582 | M_Single-Flush:0915 x 2134mm Exterior |  | 0915 x 2134mm Exterior | Size |  | 196530,196531,196532,196533,196534,209028,209051,209052,209053,209054,209055 | Manufacturer |  | 0mxk1RW8H5mvX1dNnpRqtX | 1 | M_Single-Flush:0915 x 2134mm Exterior:0915 x 2134mm Exterior:252441 |  | InstallationDate | 1896 | WarrantyGuarantorLabor |  | ModelLabel | T | WarrantyDescription |  |  | ProductionYear | [6 empty] | Finish |  | Area | SerialNumber | WarrantyStartDate | BarCode | AssetIdentifier | Features | 1AC3 |  |  |  | 1 | 0.915000 |  | WarrantyDurationParts | AccessibilityPerformance | CodePerformance | Color | Constituents | Grade | Material | ModelReference | NominalHeight | NominalLength | Shape | SustainabilityPerformance | WarrantyDurationLabor | FIXED | WarrantyGuarantorParts | ExpectedLife | ReplacementCost | NominalWidth |  |  |  | Fire Rating |  | Fire Rating | [7 empty] | 0.051000 |  |  |  | 2.134000 | Construction Type | 0.915000 | 2.134000 | 0.025000 | 204620 | First Floor | 0.076000 | Door - Panel | 59 | 0.000000 | 2.134000 | 1AC3 | 23.30.10.00 | 0.025000 | 0 | Door - Frame | Doors | GlazingAreaFraction | OperationType | IsFireExit
1897 | First Floor | 206093 |  |  | 252490 |  | New Construction |  |  |  | 209258 | 124144 | 133583 | M_Single-Flush:0915 x 2134mm Exterior |  | 0915 x 2134mm Exterior | Size |  | 196535,196536,196537,196538,196539,209028,209051,209052,209053,209054,209055 | Manufacturer |  | 0mxk1RW8H5mvX1dNnpRqso | 1 | M_Single-Flush:0915 x 2134mm Exterior:0915 x 2134mm Exterior:252490 |  | InstallationDate | 1897 | WarrantyGuarantorLabor |  | ModelLabel | T | WarrantyDescription |  |  | ProductionYear | [6 empty] | Finish |  | Area | SerialNumber | WarrantyStartDate | BarCode | AssetIdentifier | Features | 1AC5a |  |  |  | 1 | 0.915000 |  | WarrantyDurationParts | AccessibilityPerformance | CodePerformance | Color | Constituents | Grade | Material | ModelReference | NominalHeight | NominalLength | Shape | SustainabilityPerformance | WarrantyDurationLabor | FIXED | WarrantyGuarantorParts | ExpectedLife | ReplacementCost | NominalWidth |  |  |  | Fire Rating |  | Fire Rating | [7 empty] | 0.051000 |  |  |  | 2.134000 | Construction Type | 0.915000 | 2.134000 | 0.025000 | 204621 | First Floor | 0.076000 | Door - Panel | 59 | 0.000000 | 2.134000 | 1AC5a | 23.30.10.00 | 0.025000 | 0 | Door - Frame | Doors | GlazingAreaFraction | OperationType | IsFireExit
2015 | First Floor |  |  |  | 411832 |  | New Construction |  |  |  | 209258 | 125699 | 134209 | M_Toilet Partition:0865 x 1500mm |  | 0865 x 1500mm | Size |  | 203494,203495,203496,203497,203498,209034,209064,209065,209066,209067,209068 | Manufacturer |  | 3qpE7fVkr8dRZ2wfCc6tWA | 1 | M_Toilet Partition:0865 x 1500mm:0865 x 1500mm:411832 |  | InstallationDate | 2015 | WarrantyGuarantorLabor |  | ModelLabel | F | WarrantyDescription |  |  | ProductionYear | [6 empty] | Finish |  | Area | SerialNumber | WarrantyStartDate | BarCode | AssetIdentifier | Features | 1A09tp1 |  |  |  | 0 | 0.865000 |  | WarrantyDurationParts | AccessibilityPerformance | CodePerformance | Color | Constituents | Grade | Material | ModelReference | NominalHeight | NominalLength | Shape | SustainabilityPerformance | WarrantyDurationLabor | FIXED | WarrantyGuarantorParts | ExpectedLife | ReplacementCost | NominalWidth |  |  |  | Fire Rating |  | Fire Rating | [7 empty] | 0.025000 |  |  |  | 1.500000 | Construction Type | 0.865000 | 1.500000 |  | 204680 | First Floor |  | Laminate - Ivory, Matte | 56 | 0.250000 | 1.750000 | 1A09tp1 | 23.30.10.00 |  | 0 |  | Doors | GlazingAreaFraction | OperationType | IsFireExit
2016 | First Floor |  |  |  | 412670 |  | New Construction |  |  |  | 209258 | 125700 | 134210 | M_Toilet Partition:0865 x 1500mm |  | 0865 x 1500mm | Size |  | 203499,203500,203501,203502,203503,209034,209064,209065,209066,209067,209068 | Manufacturer |  | 3qpE7fVkr8dRZ2wfCc6tjC | 1 | M_Toilet Partition:0865 x 1500mm:0865 x 1500mm:412670 |  | InstallationDate | 2016 | WarrantyGuarantorLabor |  | ModelLabel | F | WarrantyDescription |  |  | ProductionYear | [6 empty] | Finish |  | Area | SerialNumber | WarrantyStartDate | BarCode | AssetIdentifier | Features | 1A09tp2 |  |  |  | 0 | 0.865000 |  | WarrantyDurationParts | AccessibilityPerformance | CodePerformance | Color | Constituents | Grade | Material | ModelReference | NominalHeight | NominalLength | Shape | SustainabilityPerformance | WarrantyDurationLabor | FIXED | WarrantyGuarantorParts | ExpectedLife | ReplacementCost | NominalWidth |  |  |  | Fire Rating |  | Fire Rating | [7 empty] | 0.025000 |  |  |  | 1.500000 | Construction Type | 0.865000 | 1.500000 |  | 204681 | First Floor |  | Laminate - Ivory, Matte | 56 | 0.250000 | 1.750000 | 1A09tp2 | 23.30.10.00 |  | 0 |  | Doors | GlazingAreaFraction | OperationType | IsFireExit
2017 | First Floor |  |  |  | 412771 |  | New Construction |  |  |  | 209258 | 125702 | 134213 | M_Toilet Partition:0865 x 1500mm |  | 0865 x 1500mm | Size |  | 203516,203517,203518,203519,203520,205962,209064,209065,209066,209067,209068 | Manufacturer |  | 3qpE7fVkr8dRZ2wfCc6tpH | 1 | M_Toilet Partition:0865 x 1500mm:0865 x 1500mm:412771 |  | InstallationDate | 2017 | WarrantyGuarantorLabor |  | ModelLabel | F | WarrantyDescription |  |  | ProductionYear | [6 empty] | Finish |  | Area | SerialNumber | WarrantyStartDate | BarCode | AssetIdentifier | Features | 1A12tp1 |  |  |  | 0 | 0.865000 |  | WarrantyDurationParts | AccessibilityPerformance | CodePerformance | Color | Constituents | Grade | Material | ModelReference | NominalHeight | NominalLength | Shape | SustainabilityPerformance | WarrantyDurationLabor | FIXED | WarrantyGuarantorParts | ExpectedLife | ReplacementCost | NominalWidth |  |  |  | Fire Rating |  | Fire Rating | [7 empty] | 0.025000 |  |  |  | 1.500000 | Construction Type | 0.865000 | 1.500000 |  | 204682 | First Floor |  | Laminate - Ivory, Matte | 56 | 0.250000 | 1.750000 | 1A12tp1 | 23.30.10.00 |  | 0 |  | Doors | GlazingAreaFraction | OperationType | IsFireExit
2252 | First Floor |  |  |  | 263359 |  | New Construction |  |  |  | 209258 | 125939 | 133657 | M_Curtain Wall Dbl Glass:M_Curtain Wall Dbl Glass |  | M_Curtain Wall Dbl Glass | Size |  | 197208,197209,197210,197211,197212,205814,205815,205816,205817,205818,205871 | Manufacturer |  | 3o5ntlA212uQCF0q6eQsZI | 1 | M_Curtain Wall Dbl Glass:M_Curtain Wall Dbl Glass:M_Curtain Wall Dbl Glass:263359 |  | InstallationDate | 2252 | WarrantyGuarantorLabor |  | ModelLabel | T | WarrantyDescription |  |  | ProductionYear | [6 empty] | Finish |  | Area | SerialNumber | WarrantyStartDate | BarCode | AssetIdentifier | Features | 1CA1 |  |  |  | 1 | 1.800000 |  | WarrantyDurationParts | AccessibilityPerformance | CodePerformance | Color | Constituents | Grade | Material | ModelReference | NominalHeight | NominalLength | Shape | SustainabilityPerformance | WarrantyDurationLabor | FIXED | WarrantyGuarantorParts | ExpectedLife | ReplacementCost | NominalWidth |  |  |  | Fire Rating |  | Fire Rating | [8 empty] | 0.050000 |  |  | 2.325000 | Construction Type | 1.800000 | 2.326855 | [5 empty] | 36 |  |  | 1CA1 | 23.30.10.00 |  |  |  | Doors | GlazingAreaFraction | OperationType | IsFireExit | Glass
2254 | First Floor |  |  |  | 283068 |  | New Construction |  |  |  | 209258 | 125937 | 133684 | M_Curtain Wall Sgl Glass:M_Curtain Wall Sgl Glass |  | M_Curtain Wall Sgl Glass | Size |  | 198510,198511,198512,198513,198514,205878,208966,208967,208968,208969,208970 | Manufacturer |  | 1oCmeD_UH0NAQ13DTKAKXn | 1 | M_Curtain Wall Sgl Glass:M_Curtain Wall Sgl Glass:M_Curtain Wall Sgl Glass:283068 |  | InstallationDate | 2254 | WarrantyGuarantorLabor |  | ModelLabel | F | WarrantyDescription |  |  | ProductionYear | [6 empty] | Finish |  | Area | SerialNumber | WarrantyStartDate | BarCode | AssetIdentifier | Features | 1DC5a |  |  |  | 0 | 0.901001 |  | WarrantyDurationParts | AccessibilityPerformance | CodePerformance | Color | Constituents | Grade | Material | ModelReference | NominalHeight | NominalLength | Shape | SustainabilityPerformance | WarrantyDurationLabor | FIXED | WarrantyGuarantorParts | ExpectedLife | ReplacementCost | NominalWidth |  |  |  | Fire Rating |  | Fire Rating | [8 empty] | 0.051000 |  |  | 2.325000 | Construction Type | 0.901001 | 2.325000 | [5 empty] | 37 |  |  | 1DC5a | 23.30.10.00 |  |  |  | Doors | GlazingAreaFraction | OperationType | IsFireExit | Glass
2256 | First Floor |  |  |  | 285186 |  | New Construction |  |  |  | 209258 | 125935 | 133686 | M_Curtain Wall Sgl Glass:M_Curtain Wall Sgl Glass |  | M_Curtain Wall Sgl Glass | Size |  | 198826,198827,198828,198829,198830,205890,208966,208967,208968,208969,208970 | Manufacturer |  | 3LjuaIy0TB9BYwqsSadrQS | 1 | M_Curtain Wall Sgl Glass:M_Curtain Wall Sgl Glass:M_Curtain Wall Sgl Glass:285186 |  | InstallationDate | 2256 | WarrantyGuarantorLabor |  | ModelLabel | F | WarrantyDescription |  |  | ProductionYear | [6 empty] | Finish |  | Area | SerialNumber | WarrantyStartDate | BarCode | AssetIdentifier | Features | 1DC5b |  |  |  | 0 | 0.899549 |  | WarrantyDurationParts | AccessibilityPerformance | CodePerformance | Color | Constituents | Grade | Material | ModelReference | NominalHeight | NominalLength | Shape | SustainabilityPerformance | WarrantyDurationLabor | FIXED | WarrantyGuarantorParts | ExpectedLife | ReplacementCost | NominalWidth |  |  |  | Fire Rating |  | Fire Rating | [8 empty] | 0.051000 |  |  | 2.325000 | Construction Type | 0.899549 | 2.325000 | [5 empty] | 37 |  |  | 1DC5b | 23.30.10.00 |  |  |  | Doors | GlazingAreaFraction | OperationType | IsFireExit | Glass
884 | Second Floor | 207963,207965,208074,208101 |  |  | 237881 |  | New Construction |  |  |  | 209256 | 124067 | 133516 | M_Single-Flush:0915 x 2134mm |  | 0915 x 2134mm | Size |  | 196160,196161,196162,196163,196164,209215,209227,209228,209229,209230,209231 | Manufacturer |  | 35QeWibpT4DfyH3NIf2nTY | 1 | M_Single-Flush:0915 x 2134mm:0915 x 2134mm:237881 |  | InstallationDate | 884 | WarrantyGuarantorLabor |  | ModelLabel | F | WarrantyDescription |  |  | ProductionYear | [6 empty] | Finish |  | Area | SerialNumber | WarrantyStartDate | BarCode | AssetIdentifier | Features | 2C12 |  |  |  | 0 | 0.915000 |  | WarrantyDurationParts | AccessibilityPerformance | CodePerformance | Color | Constituents | Grade | Material | ModelReference | NominalHeight | NominalLength | Shape | SustainabilityPerformance | WarrantyDurationLabor | FIXED | WarrantyGuarantorParts | ExpectedLife | ReplacementCost | NominalWidth |  |  |  | Fire Rating |  | Fire Rating | [7 empty] | 0.051000 |  |  |  | 2.134000 | Construction Type | 0.915000 | 2.134000 | 0.025000 | 204563 | Second Floor | 0.076000 | Door - Panel | 20 | 0.000000 | 2.134000 | 2C12 | 23.30.10.00 | 0.025000 | 0 | Door - Frame | Doors | GlazingAreaFraction | OperationType | IsFireExit
885 | Second Floor | 208167,208169,208171,208375 |  |  | 250360 |  | New Construction |  |  |  | 209256 | 124118 | 133573 | M_Double-Flush:1830 x 2134mm |  | 1830 x 2134mm | Size |  | 196446,196447,196448,196449,196450,204103,204104,204105,204106,204107,204139 | Manufacturer |  | 35QeWibpT4DfyH3NIf2sUZ | 1 | M_Double-Flush:1830 x 2134mm:1830 x 2134mm:250360 |  | InstallationDate | 885 | WarrantyGuarantorLabor |  | ModelLabel | F | WarrantyDescription |  |  | ProductionYear | [6 empty] | Finish |  | Area | SerialNumber | WarrantyStartDate | BarCode | AssetIdentifier | Features | 2D05 |  |  |  | 0 | 1.830000 |  | WarrantyDurationParts | AccessibilityPerformance | CodePerformance | Color | Constituents | Grade | Material | ModelReference | NominalHeight | NominalLength | Shape | SustainabilityPerformance | WarrantyDurationLabor | FIXED | WarrantyGuarantorParts | ExpectedLife | ReplacementCost | NominalWidth |  |  |  | Fire Rating |  | Fire Rating | [7 empty] | 0.051000 |  |  |  | 2.134000 | Construction Type | 1.830000 | 2.134000 | 0.025000 | 204614 | Second Floor | 0.076000 | Door - Panel | 42 | 0.000000 | 2.134000 | 2D05 | 23.30.10.00 | 0.025000 | 0 | Door - Frame | Doors | GlazingAreaFraction | OperationType | IsFireExit
1125 | Second Floor | 208254,208259,208261 |  |  | 241681 |  | New Construction |  |  |  | 209256 | 124107 | 133562 | M_Single-Flush:0915 x 2134mm |  | 0915 x 2134mm | Size |  | 196391,196392,196393,196394,196395,209215,209227,209228,209229,209230,209231 | Manufacturer |  | 35QeWibpT4DfyH3NIf2mPA | 1 | M_Single-Flush:0915 x 2134mm:0915 x 2134mm:241681 |  | InstallationDate | 1125 | WarrantyGuarantorLabor |  | ModelLabel | F | WarrantyDescription |  |  | ProductionYear | [6 empty] | Finish |  | Area | SerialNumber | WarrantyStartDate | BarCode | AssetIdentifier | Features | 2D13 |  |  |  | 0 | 0.915000 |  | WarrantyDurationParts | AccessibilityPerformance | CodePerformance | Color | Constituents | Grade | Material | ModelReference | NominalHeight | NominalLength | Shape | SustainabilityPerformance | WarrantyDurationLabor | FIXED | WarrantyGuarantorParts | ExpectedLife | ReplacementCost | NominalWidth |  |  |  | Fire Rating |  | Fire Rating | [7 empty] | 0.051000 |  |  |  | 2.134000 | Construction Type | 0.915000 | 2.134000 | 0.025000 | 204603 | Second Floor | 0.076000 | Door - Panel | 20 | 0.000000 | 2.134000 | 2D13 | 23.30.10.00 | 0.025000 | 0 | Door - Frame | Doors | GlazingAreaFraction | OperationType | IsFireExit
1445 | Second Floor | 207967,208750 |  |  | 234428 |  | New Construction |  |  |  | 209256 | 124038 | 133483 | M_Single-Flush:0915 x 2134mm |  | 0915 x 2134mm | Size |  | 195998,195999,196000,196001,196002,209215,209227,209228,209229,209230,209231 | Manufacturer |  | 35QeWibpT4DfyH3NIf2oNd | 1 | M_Single-Flush:0915 x 2134mm:0915 x 2134mm:234428 |  | InstallationDate | 1445 | WarrantyGuarantorLabor |  | ModelLabel | F | WarrantyDescription |  |  | ProductionYear | [6 empty] | Finish |  | Area | SerialNumber | WarrantyStartDate | BarCode | AssetIdentifier | Features | 2C13 |  |  |  | 0 | 0.915000 |  | WarrantyDurationParts | AccessibilityPerformance | CodePerformance | Color | Constituents | Grade | Material | ModelReference | NominalHeight | NominalLength | Shape | SustainabilityPerformance | WarrantyDurationLabor | FIXED | WarrantyGuarantorParts | ExpectedLife | ReplacementCost | NominalWidth |  |  |  | Fire Rating |  | Fire Rating | [7 empty] | 0.051000 |  |  |  | 2.134000 | Construction Type | 0.915000 | 2.134000 | 0.025000 | 204540 | Second Floor | 0.076000 | Door - Panel | 20 | 0.000000 | 2.134000 | 2C13 | 23.30.10.00 | 0.025000 | 0 | Door - Frame | Doors | GlazingAreaFraction | OperationType | IsFireExit
1446 | Second Floor | 208092,208690 |  |  | 234664 |  | New Construction |  |  |  | 209256 | 124039 | 133485 | M_Single-Flush:0915 x 2134mm Rated |  | 0915 x 2134mm Rated | Size |  | 196009,196010,196011,196012,196013,208910,209023,209024,209025,209026,209027 | Manufacturer |  | 35QeWibpT4DfyH3NIf2oBp | 1 | M_Single-Flush:0915 x 2134mm Rated:0915 x 2134mm Rated:234664 |  | InstallationDate | 1446 | WarrantyGuarantorLabor |  | ModelLabel | F | WarrantyDescription |  |  | ProductionYear | [6 empty] | Finish |  | Area | SerialNumber | WarrantyStartDate | BarCode | AssetIdentifier | Features | 2CS3 |  |  |  | 0 | 0.915000 |  | WarrantyDurationParts | AccessibilityPerformance | CodePerformance | Color | Constituents | Grade | Material | ModelReference | NominalHeight | NominalLength | Shape | SustainabilityPerformance | WarrantyDurationLabor | FIXED | WarrantyGuarantorParts | ExpectedLife | ReplacementCost | NominalWidth |  |  |  | Fire Rating |  | Fire Rating | [7 empty] | 0.051000 |  |  |  | 2.134000 | Construction Type | 0.915000 | 2.134000 | 0.025000 | 204541 | Second Floor | 0.076000 | Door - Panel | 61 | 0.000000 | 2.134000 | 2CS3 | 23.30.10.00 | 0.025000 | 0 | Door - Frame | Doors | GlazingAreaFraction | OperationType | IsFireExit
1447 | Second Floor | 208097,208761 |  |  | 234796 |  | New Construction |  |  |  | 209256 | 124040 | 133487 | M_Single-Flush:0915 x 2134mm |  | 0915 x 2134mm | Size |  | 196019,196020,196021,196022,196023,209217,209227,209228,209229,209230,209231 | Manufacturer |  | 35QeWibpT4DfyH3NIf2oDt | 1 | M_Single-Flush:0915 x 2134mm:0915 x 2134mm:234796 |  | InstallationDate | 1447 | WarrantyGuarantorLabor |  | ModelLabel | F | WarrantyDescription |  |  | ProductionYear | [6 empty] | Finish |  | Area | SerialNumber | WarrantyStartDate | BarCode | AssetIdentifier | Features | 2CC3A |  |  |  | 0 | 0.915000 |  | WarrantyDurationParts | AccessibilityPerformance | CodePerformance | Color | Constituents | Grade | Material | ModelReference | NominalHeight | NominalLength | Shape | SustainabilityPerformance | WarrantyDurationLabor | FIXED | WarrantyGuarantorParts | ExpectedLife | ReplacementCost | NominalWidth |  |  |  | Fire Rating |  | Fire Rating | [7 empty] | 0.051000 |  |  |  | 2.134000 | Construction Type | 0.915000 | 2.134000 | 0.025000 | 204542 | Second Floor | 0.076000 | Door - Panel | 20 | 0.000000 | 2.134000 | 2CC3A | 23.30.10.00 | 0.025000 | 0 | Door - Frame | Doors | GlazingAreaFraction | OperationType | IsFireExit
1448 | Second Floor | 208009,208754 |  |  | 234843 |  | New Construction |  |  |  | 209256 | 124041 | 133488 | M_Single-Flush:0915 x 2134mm |  | 0915 x 2134mm | Size |  | 196024,196025,196026,196027,196028,209217,209227,209228,209229,209230,209231 | Manufacturer |  | 35QeWibpT4DfyH3NIf2oC0 | 1 | M_Single-Flush:0915 x 2134mm:0915 x 2134mm:234843 |  | InstallationDate | 1448 | WarrantyGuarantorLabor |  | ModelLabel | F | WarrantyDescription |  |  | ProductionYear | [6 empty] | Finish |  | Area | SerialNumber | WarrantyStartDate | BarCode | AssetIdentifier | Features | 2C17 |  |  |  | 0 | 0.915000 |  | WarrantyDurationParts | AccessibilityPerformance | CodePerformance | Color | Constituents | Grade | Material | ModelReference | NominalHeight | NominalLength | Shape | SustainabilityPerformance | WarrantyDurationLabor | FIXED | WarrantyGuarantorParts | ExpectedLife | ReplacementCost | NominalWidth |  |  |  | Fire Rating |  | Fire Rating | [7 empty] | 0.051000 |  |  |  | 2.134000 | Construction Type | 0.915000 | 2.134000 | 0.025000 | 204543 | Second Floor | 0.076000 | Door - Panel | 20 | 0.000000 | 2.134000 | 2C17 | 23.30.10.00 | 0.025000 | 0 | Door - Frame | Doors | GlazingAreaFraction | OperationType | IsFireExit
1449 | Second Floor | 207989,208757 |  |  | 234926 |  | New Construction |  |  |  | 209256 | 124042 | 133489 | M_Single-Flush:0915 x 2134mm |  | 0915 x 2134mm | Size |  | 196029,196030,196031,196032,196033,209215,209227,209228,209229,209230,209231 | Manufacturer |  | 35QeWibpT4DfyH3NIf2oFr | 1 | M_Single-Flush:0915 x 2134mm:0915 x 2134mm:234926 |  | InstallationDate | 1449 | WarrantyGuarantorLabor |  | ModelLabel | F | WarrantyDescription |  |  | ProductionYear | [6 empty] | Finish |  | Area | SerialNumber | WarrantyStartDate | BarCode | AssetIdentifier | Features | 2C15 |  |  |  | 0 | 0.915000 |  | WarrantyDurationParts | AccessibilityPerformance | CodePerformance | Color | Constituents | Grade | Material | ModelReference | NominalHeight | NominalLength | Shape | SustainabilityPerformance | WarrantyDurationLabor | FIXED | WarrantyGuarantorParts | ExpectedLife | ReplacementCost | NominalWidth |  |  |  | Fire Rating |  | Fire Rating | [7 empty] | 0.051000 |  |  |  | 2.134000 | Construction Type | 0.915000 | 2.134000 | 0.025000 | 204544 | Second Floor | 0.076000 | Door - Panel | 20 | 0.000000 | 2.134000 | 2C15 | 23.30.10.00 | 0.025000 | 0 | Door - Frame | Doors | GlazingAreaFraction | OperationType | IsFireExit
1450 | Second Floor | 207889,208107 |  |  | 235137 |  | New Construction |  |  |  | 209256 | 124043 | 133493 | M_Single-Flush:0915 x 2134mm |  | 0915 x 2134mm | Size |  | 196049,196050,196051,196052,196053,209217,209227,209228,209229,209230,209231 | Manufacturer |  | 35QeWibpT4DfyH3NIf2o3Q | 1 | M_Single-Flush:0915 x 2134mm:0915 x 2134mm:235137 |  | InstallationDate | 1450 | WarrantyGuarantorLabor |  | ModelLabel | F | WarrantyDescription |  |  | ProductionYear | [6 empty] | Finish |  | Area | SerialNumber | WarrantyStartDate | BarCode | AssetIdentifier | Features | 2C05 |  |  |  | 0 | 0.915000 |  | WarrantyDurationParts | AccessibilityPerformance | CodePerformance | Color | Constituents | Grade | Material | ModelReference | NominalHeight | NominalLength | Shape | SustainabilityPerformance | WarrantyDurationLabor | FIXED | WarrantyGuarantorParts | ExpectedLife | ReplacementCost | NominalWidth |  |  |  | Fire Rating |  | Fire Rating | [7 empty] | 0.051000 |  |  |  | 2.134000 | Construction Type | 0.915000 | 2.134000 | 0.025000 | 204545 | Second Floor | 0.076000 | Door - Panel | 20 | 0.000000 | 2.134000 | 2C05 | 23.30.10.00 | 0.025000 | 0 | Door - Frame | Doors | GlazingAreaFraction | OperationType | IsFireExit
1451 | Second Floor | 207902,208080 |  |  | 235194 |  | New Construction |  |  |  | 209256 | 124044 | 133494 | M_Single-Flush:0915 x 2134mm |  | 0915 x 2134mm | Size |  | 196054,196055,196056,196057,196058,209215,209227,209228,209229,209230,209231 | Manufacturer |  | 35QeWibpT4DfyH3NIf2o3X | 1 | M_Single-Flush:0915 x 2134mm:0915 x 2134mm:235194 |  | InstallationDate | 1451 | WarrantyGuarantorLabor |  | ModelLabel | F | WarrantyDescription |  |  | ProductionYear | [6 empty] | Finish |  | Area | SerialNumber | WarrantyStartDate | BarCode | AssetIdentifier | Features | 2C07 |  |  |  | 0 | 0.915000 |  | WarrantyDurationParts | AccessibilityPerformance | CodePerformance | Color | Constituents | Grade | Material | ModelReference | NominalHeight | NominalLength | Shape | SustainabilityPerformance | WarrantyDurationLabor | FIXED | WarrantyGuarantorParts | ExpectedLife | ReplacementCost | NominalWidth |  |  |  | Fire Rating |  | Fire Rating | [7 empty] | 0.051000 |  |  |  | 2.134000 | Construction Type | 0.915000 | 2.134000 | 0.025000 | 204546 | Second Floor | 0.076000 | Door - Panel | 20 | 0.000000 | 2.134000 | 2C07 | 23.30.10.00 | 0.025000 | 0 | Door - Frame | Doors | GlazingAreaFraction | OperationType | IsFireExit
1452 | Second Floor | 208082,208120 |  |  | 235326 |  | New Construction |  |  |  | 209256 | 124045 | 133496 | M_Single-Flush:0915 x 2134mm |  | 0915 x 2134mm | Size |  | 196065,196066,196067,196068,196069,209217,209227,209228,209229,209230,209231 | Manufacturer |  | 35QeWibpT4DfyH3NIf2o5b | 1 | M_Single-Flush:0915 x 2134mm:0915 x 2134mm:235326 |  | InstallationDate | 1452 | WarrantyGuarantorLabor |  | ModelLabel | F | WarrantyDescription |  |  | ProductionYear | [6 empty] | Finish |  | Area | SerialNumber | WarrantyStartDate | BarCode | AssetIdentifier | Features | 2CC3 |  |  |  | 0 | 0.915000 |  | WarrantyDurationParts | AccessibilityPerformance | CodePerformance | Color | Constituents | Grade | Material | ModelReference | NominalHeight | NominalLength | Shape | SustainabilityPerformance | WarrantyDurationLabor | FIXED | WarrantyGuarantorParts | ExpectedLife | ReplacementCost | NominalWidth |  |  |  | Fire Rating |  | Fire Rating | [7 empty] | 0.051000 |  |  |  | 2.134000 | Construction Type | 0.915000 | 2.134000 | 0.025000 | 204547 | Second Floor | 0.076000 | Door - Panel | 20 | 0.000000 | 2.134000 | 2CC3 | 23.30.10.00 | 0.025000 | 0 | Door - Frame | Doors | GlazingAreaFraction | OperationType | IsFireExit
1453 | Second Floor | 207866,208109 |  |  | 235450 |  | New Construction |  |  |  | 209256 | 124046 | 133498 | M_Single-Flush:0915 x 2134mm |  | 0915 x 2134mm | Size |  | 196075,196076,196077,196078,196079,209215,209227,209228,209229,209230,209231 | Manufacturer |  | 35QeWibpT4DfyH3NIf2o7X | 1 | M_Single-Flush:0915 x 2134mm:0915 x 2134mm:235450 |  | InstallationDate | 1453 | WarrantyGuarantorLabor |  | ModelLabel | F | WarrantyDescription |  |  | ProductionYear | [6 empty] | Finish |  | Area | SerialNumber | WarrantyStartDate | BarCode | AssetIdentifier | Features | 2C03 |  |  |  | 0 | 0.915000 |  | WarrantyDurationParts | AccessibilityPerformance | CodePerformance | Color | Constituents | Grade | Material | ModelReference | NominalHeight | NominalLength | Shape | SustainabilityPerformance | WarrantyDurationLabor | FIXED | WarrantyGuarantorParts | ExpectedLife | ReplacementCost | NominalWidth |  |  |  | Fire Rating |  | Fire Rating | [7 empty] | 0.051000 |  |  |  | 2.134000 | Construction Type | 0.915000 | 2.134000 | 0.025000 | 204548 | Second Floor | 0.076000 | Door - Panel | 20 | 0.000000 | 2.134000 | 2C03 | 23.30.10.00 | 0.025000 | 0 | Door - Frame | Doors | GlazingAreaFraction | OperationType | IsFireExit
1454 | Second Floor | 207854,208111 |  |  | 235529 |  | New Construction |  |  |  | 209256 | 124047 | 133499 | M_Single-Flush:0915 x 2134mm |  | 0915 x 2134mm | Size |  | 196080,196081,196082,196083,196084,209215,209227,209228,209229,209230,209231 | Manufacturer |  | 35QeWibpT4DfyH3NIf2ovI | 1 | M_Single-Flush:0915 x 2134mm:0915 x 2134mm:235529 |  | InstallationDate | 1454 | WarrantyGuarantorLabor |  | ModelLabel | F | WarrantyDescription |  |  | ProductionYear | [6 empty] | Finish |  | Area | SerialNumber | WarrantyStartDate | BarCode | AssetIdentifier | Features | 2C01 |  |  |  | 0 | 0.915000 |  | WarrantyDurationParts | AccessibilityPerformance | CodePerformance | Color | Constituents | Grade | Material | ModelReference | NominalHeight | NominalLength | Shape | SustainabilityPerformance | WarrantyDurationLabor | FIXED | WarrantyGuarantorParts | ExpectedLife | ReplacementCost | NominalWidth |  |  |  | Fire Rating |  | Fire Rating | [7 empty] | 0.051000 |  |  |  | 2.134000 | Construction Type | 0.915000 | 2.134000 | 0.025000 | 204549 | Second Floor | 0.076000 | Door - Panel | 20 | 0.000000 | 2.134000 | 2C01 | 23.30.10.00 | 0.025000 | 0 | Door - Frame | Doors | GlazingAreaFraction | OperationType | IsFireExit
1455 | Second Floor | 207662,207665 |  |  | 235604 |  | New Construction |  |  |  | 209256 | 124048 | 133500 | M_Single-Flush:0915 x 2134mm |  | 0915 x 2134mm | Size |  | 196085,196086,196087,196088,196089,209217,209227,209228,209229,209230,209231 | Manufacturer |  | 35QeWibpT4DfyH3NIf2ouF | 1 | M_Single-Flush:0915 x 2134mm:0915 x 2134mm:235604 |  | InstallationDate | 1455 | WarrantyGuarantorLabor |  | ModelLabel | F | WarrantyDescription |  |  | ProductionYear | [6 empty] | Finish |  | Area | SerialNumber | WarrantyStartDate | BarCode | AssetIdentifier | Features | 2AC2 |  |  |  | 0 | 0.915000 |  | WarrantyDurationParts | AccessibilityPerformance | CodePerformance | Color | Constituents | Grade | Material | ModelReference | NominalHeight | NominalLength | Shape | SustainabilityPerformance | WarrantyDurationLabor | FIXED | WarrantyGuarantorParts | ExpectedLife | ReplacementCost | NominalWidth |  |  |  | Fire Rating |  | Fire Rating | [7 empty] | 0.051000 |  |  |  | 2.134000 | Construction Type | 0.915000 | 2.134000 | 0.025000 | 204550 | Second Floor | 0.076000 | Door - Panel | 20 | 0.000000 | 2.134000 | 2AC2 | 23.30.10.00 | 0.025000 | 0 | Door - Frame | Doors | GlazingAreaFraction | OperationType | IsFireExit
1456 | Second Floor | 207735,207746 |  |  | 236673 |  | New Construction |  |  |  | 209256 | 124055 | 133502 | M_Single-Flush:0915 x 2134mm |  | 0915 x 2134mm | Size |  | 196090,196091,196092,196093,196094,209215,209227,209228,209229,209230,209231 | Manufacturer |  | 35QeWibpT4DfyH3NIf2ohQ | 1 | M_Single-Flush:0915 x 2134mm:0915 x 2134mm:236673 |  | InstallationDate | 1456 | WarrantyGuarantorLabor |  | ModelLabel | F | WarrantyDescription |  |  | ProductionYear | [6 empty] | Finish |  | Area | SerialNumber | WarrantyStartDate | BarCode | AssetIdentifier | Features | 2A04 |  |  |  | 0 | 0.915000 |  | WarrantyDurationParts | AccessibilityPerformance | CodePerformance | Color | Constituents | Grade | Material | ModelReference | NominalHeight | NominalLength | Shape | SustainabilityPerformance | WarrantyDurationLabor | FIXED | WarrantyGuarantorParts | ExpectedLife | ReplacementCost | NominalWidth |  |  |  | Fire Rating |  | Fire Rating | [7 empty] | 0.051000 |  |  |  | 2.134000 | Construction Type | 0.915000 | 2.134000 | 0.025000 | 204551 | Second Floor | 0.076000 | Door - Panel | 20 | 0.000000 | 2.134000 | 2A04 | 23.30.10.00 | 0.025000 | 0 | Door - Frame | Doors | GlazingAreaFraction | OperationType | IsFireExit
1457 | Second Floor | 207698,207737 |  |  | 236780 |  | New Construction |  |  |  | 209256 | 124056 | 133503 | M_Single-Flush:0915 x 2134mm |  | 0915 x 2134mm | Size |  | 196095,196096,196097,196098,196099,209217,209227,209228,209229,209230,209231 | Manufacturer |  | 35QeWibpT4DfyH3NIf2ogt | 1 | M_Single-Flush:0915 x 2134mm:0915 x 2134mm:236780 |  | InstallationDate | 1457 | WarrantyGuarantorLabor |  | ModelLabel | F | WarrantyDescription |  |  | ProductionYear | [6 empty] | Finish |  | Area | SerialNumber | WarrantyStartDate | BarCode | AssetIdentifier | Features | 2A03 |  |  |  | 0 | 0.915000 |  | WarrantyDurationParts | AccessibilityPerformance | CodePerformance | Color | Constituents | Grade | Material | ModelReference | NominalHeight | NominalLength | Shape | SustainabilityPerformance | WarrantyDurationLabor | FIXED | WarrantyGuarantorParts | ExpectedLife | ReplacementCost | NominalWidth |  |  |  | Fire Rating |  | Fire Rating | [7 empty] | 0.051000 |  |  |  | 2.134000 | Construction Type | 0.915000 | 2.134000 | 0.025000 | 204552 | Second Floor | 0.076000 | Door - Panel | 20 | 0.000000 | 2.134000 | 2A03 | 23.30.10.00 | 0.025000 | 0 | Door - Frame | Doors | GlazingAreaFraction | OperationType | IsFireExit
1458 | Second Floor | 207728,207739 |  |  | 236819 |  | New Construction |  |  |  | 209256 | 124057 | 133504 | M_Single-Flush:0915 x 2134mm |  | 0915 x 2134mm | Size |  | 196100,196101,196102,196103,196104,209217,209227,209228,209229,209230,209231 | Manufacturer |  | 35QeWibpT4DfyH3NIf2oj8 | 1 | M_Single-Flush:0915 x 2134mm:0915 x 2134mm:236819 |  | InstallationDate | 1458 | WarrantyGuarantorLabor |  | ModelLabel | F | WarrantyDescription |  |  | ProductionYear | [6 empty] | Finish |  | Area | SerialNumber | WarrantyStartDate | BarCode | AssetIdentifier | Features | 2A02 |  |  |  | 0 | 0.915000 |  | WarrantyDurationParts | AccessibilityPerformance | CodePerformance | Color | Constituents | Grade | Material | ModelReference | NominalHeight | NominalLength | Shape | SustainabilityPerformance | WarrantyDurationLabor | FIXED | WarrantyGuarantorParts | ExpectedLife | ReplacementCost | NominalWidth |  |  |  | Fire Rating |  | Fire Rating | [7 empty] | 0.051000 |  |  |  | 2.134000 | Construction Type | 0.915000 | 2.134000 | 0.025000 | 204553 | Second Floor | 0.076000 | Door - Panel | 20 | 0.000000 | 2.134000 | 2A02 | 23.30.10.00 | 0.025000 | 0 | Door - Frame | Doors | GlazingAreaFraction | OperationType | IsFireExit
1459 | Second Floor | 207821,207825 |  |  | 236858 |  | New Construction |  |  |  | 209256 | 124058 | 133505 | M_Single-Flush:0915 x 2134mm |  | 0915 x 2134mm | Size |  | 196105,196106,196107,196108,196109,209215,209227,209228,209229,209230,209231 | Manufacturer |  | 35QeWibpT4DfyH3NIf2ojX | 1 | M_Single-Flush:0915 x 2134mm:0915 x 2134mm:236858 |  | InstallationDate | 1459 | WarrantyGuarantorLabor |  | ModelLabel | F | WarrantyDescription |  |  | ProductionYear | [6 empty] | Finish |  | Area | SerialNumber | WarrantyStartDate | BarCode | AssetIdentifier | Features | 2A13 |  |  |  | 0 | 0.915000 |  | WarrantyDurationParts | AccessibilityPerformance | CodePerformance | Color | Constituents | Grade | Material | ModelReference | NominalHeight | NominalLength | Shape | SustainabilityPerformance | WarrantyDurationLabor | FIXED | WarrantyGuarantorParts | ExpectedLife | ReplacementCost | NominalWidth |  |  |  | Fire Rating |  | Fire Rating | [7 empty] | 0.051000 |  |  |  | 2.134000 | Construction Type | 0.915000 | 2.134000 | 0.025000 | 204554 | Second Floor | 0.076000 | Door - Panel | 20 | 0.000000 | 2.134000 | 2A13 | 23.30.10.00 | 0.025000 | 0 | Door - Frame | Doors | GlazingAreaFraction | OperationType | IsFireExit
1460 | Second Floor | 207814,207839 |  |  | 236916 |  | New Construction |  |  |  | 209256 | 124059 | 133506 | M_Single-Flush:0915 x 2134mm |  | 0915 x 2134mm | Size |  | 196110,196111,196112,196113,196114,209215,209227,209228,209229,209230,209231 | Manufacturer |  | 35QeWibpT4DfyH3NIf2oil | 1 | M_Single-Flush:0915 x 2134mm:0915 x 2134mm:236916 |  | InstallationDate | 1460 | WarrantyGuarantorLabor |  | ModelLabel | F | WarrantyDescription |  |  | ProductionYear | [6 empty] | Finish |  | Area | SerialNumber | WarrantyStartDate | BarCode | AssetIdentifier | Features | 2A12 |  |  |  | 0 | 0.915000 |  | WarrantyDurationParts | AccessibilityPerformance | CodePerformance | Color | Constituents | Grade | Material | ModelReference | NominalHeight | NominalLength | Shape | SustainabilityPerformance | WarrantyDurationLabor | FIXED | WarrantyGuarantorParts | ExpectedLife | ReplacementCost | NominalWidth |  |  |  | Fire Rating |  | Fire Rating | [7 empty] | 0.051000 |  |  |  | 2.134000 | Construction Type | 0.915000 | 2.134000 | 0.025000 | 204555 | Second Floor | 0.076000 | Door - Panel | 20 | 0.000000 | 2.134000 | 2A12 | 23.30.10.00 | 0.025000 | 0 | Door - Frame | Doors | GlazingAreaFraction | OperationType | IsFireExit
1461 | Second Floor | 207671,207791 |  |  | 236942 |  | New Construction |  |  |  | 209256 | 124060 | 133507 | M_Single-Flush:0915 x 2134mm |  | 0915 x 2134mm | Size |  | 196115,196116,196117,196118,196119,209215,209227,209228,209229,209230,209231 | Manufacturer |  | 35QeWibpT4DfyH3NIf2olL | 1 | M_Single-Flush:0915 x 2134mm:0915 x 2134mm:236942 |  | InstallationDate | 1461 | WarrantyGuarantorLabor |  | ModelLabel | F | WarrantyDescription |  |  | ProductionYear | [6 empty] | Finish |  | Area | SerialNumber | WarrantyStartDate | BarCode | AssetIdentifier | Features | 2A11A |  |  |  | 0 | 0.915000 |  | WarrantyDurationParts | AccessibilityPerformance | CodePerformance | Color | Constituents | Grade | Material | ModelReference | NominalHeight | NominalLength | Shape | SustainabilityPerformance | WarrantyDurationLabor | FIXED | WarrantyGuarantorParts | ExpectedLife | ReplacementCost | NominalWidth |  |  |  | Fire Rating |  | Fire Rating | [7 empty] | 0.051000 |  |  |  | 2.134000 | Construction Type | 0.915000 | 2.134000 | 0.025000 | 204556 | Second Floor | 0.076000 | Door - Panel | 20 | 0.000000 | 2.134000 | 2A11A | 23.30.10.00 | 0.025000 | 0 | Door - Frame | Doors | GlazingAreaFraction | OperationType | IsFireExit
1462 | Second Floor | 207705,207807 |  |  | 236966 |  | New Construction |  |  |  | 209256 | 124061 | 133508 | M_Single-Flush:0915 x 2134mm |  | 0915 x 2134mm | Size |  | 196120,196121,196122,196123,196124,209217,209227,209228,209229,209230,209231 | Manufacturer |  | 35QeWibpT4DfyH3NIf2olz | 1 | M_Single-Flush:0915 x 2134mm:0915 x 2134mm:236966 |  | InstallationDate | 1462 | WarrantyGuarantorLabor |  | ModelLabel | F | WarrantyDescription |  |  | ProductionYear | [6 empty] | Finish |  | Area | SerialNumber | WarrantyStartDate | BarCode | AssetIdentifier | Features | 2AC5 |  |  |  | 0 | 0.915000 |  | WarrantyDurationParts | AccessibilityPerformance | CodePerformance | Color | Constituents | Grade | Material | ModelReference | NominalHeight | NominalLength | Shape | SustainabilityPerformance | WarrantyDurationLabor | FIXED | WarrantyGuarantorParts | ExpectedLife | ReplacementCost | NominalWidth |  |  |  | Fire Rating |  | Fire Rating | [7 empty] | 0.051000 |  |  |  | 2.134000 | Construction Type | 0.915000 | 2.134000 | 0.025000 | 204557 | Second Floor | 0.076000 | Door - Panel | 20 | 0.000000 | 2.134000 | 2AC5 | 23.30.10.00 | 0.025000 | 0 | Door - Frame | Doors | GlazingAreaFraction | OperationType | IsFireExit
1463 | Second Floor | 207695,207715 |  |  | 237063 |  | New Construction |  |  |  | 209256 | 124062 | 133509 | M_Single-Flush:0915 x 2134mm |  | 0915 x 2134mm | Size |  | 196125,196126,196127,196128,196129,209215,209227,209228,209229,209230,209231 | Manufacturer |  | 35QeWibpT4DfyH3NIf2oXS | 1 | M_Single-Flush:0915 x 2134mm:0915 x 2134mm:237063 |  | InstallationDate | 1463 | WarrantyGuarantorLabor |  | ModelLabel | F | WarrantyDescription |  |  | ProductionYear | [6 empty] | Finish |  | Area | SerialNumber | WarrantyStartDate | BarCode | AssetIdentifier | Features | 2A01 |  |  |  | 0 | 0.915000 |  | WarrantyDurationParts | AccessibilityPerformance | CodePerformance | Color | Constituents | Grade | Material | ModelReference | NominalHeight | NominalLength | Shape | SustainabilityPerformance | WarrantyDurationLabor | FIXED | WarrantyGuarantorParts | ExpectedLife | ReplacementCost | NominalWidth |  |  |  | Fire Rating |  | Fire Rating | [7 empty] | 0.051000 |  |  |  | 2.134000 | Construction Type | 0.915000 | 2.134000 | 0.025000 | 204558 | Second Floor | 0.076000 | Door - Panel | 20 | 0.000000 | 2.134000 | 2A01 | 23.30.10.00 | 0.025000 | 0 | Door - Frame | Doors | GlazingAreaFraction | OperationType | IsFireExit
1464 | Second Floor | 207693,207842 |  |  | 237102 |  | New Construction |  |  |  | 209256 | 124063 | 133510 | M_Single-Flush:0915 x 2134mm |  | 0915 x 2134mm | Size |  | 196130,196131,196132,196133,196134,209215,209227,209228,209229,209230,209231 | Manufacturer |  | 35QeWibpT4DfyH3NIf2oXr | 1 | M_Single-Flush:0915 x 2134mm:0915 x 2134mm:237102 |  | InstallationDate | 1464 | WarrantyGuarantorLabor |  | ModelLabel | F | WarrantyDescription |  |  | ProductionYear | [6 empty] | Finish |  | Area | SerialNumber | WarrantyStartDate | BarCode | AssetIdentifier | Features | 2A14 |  |  |  | 0 | 0.915000 |  | WarrantyDurationParts | AccessibilityPerformance | CodePerformance | Color | Constituents | Grade | Material | ModelReference | NominalHeight | NominalLength | Shape | SustainabilityPerformance | WarrantyDurationLabor | FIXED | WarrantyGuarantorParts | ExpectedLife | ReplacementCost | NominalWidth |  |  |  | Fire Rating |  | Fire Rating | [7 empty] | 0.051000 |  |  |  | 2.134000 | Construction Type | 0.915000 | 2.134000 | 0.025000 | 204559 | Second Floor | 0.076000 | Door - Panel | 20 | 0.000000 | 2.134000 | 2A14 | 23.30.10.00 | 0.025000 | 0 | Door - Frame | Doors | GlazingAreaFraction | OperationType | IsFireExit
1465 | Second Floor | 207655,208043 |  |  | 237365 |  | New Construction |  |  |  | 209256 | 124064 | 133512 | M_Single-Flush:0915 x 2134mm |  | 0915 x 2134mm | Size |  | 196140,196141,196142,196143,196144,209217,209227,209228,209229,209230,209231 | Manufacturer |  | 35QeWibpT4DfyH3NIf2obk | 1 | M_Single-Flush:0915 x 2134mm:0915 x 2134mm:237365 |  | InstallationDate | 1465 | WarrantyGuarantorLabor |  | ModelLabel | F | WarrantyDescription |  |  | ProductionYear | [6 empty] | Finish |  | Area | SerialNumber | WarrantyStartDate | BarCode | AssetIdentifier | Features | 2C23 |  |  |  | 0 | 0.915000 |  | WarrantyDurationParts | AccessibilityPerformance | CodePerformance | Color | Constituents | Grade | Material | ModelReference | NominalHeight | NominalLength | Shape | SustainabilityPerformance | WarrantyDurationLabor | FIXED | WarrantyGuarantorParts | ExpectedLife | ReplacementCost | NominalWidth |  |  |  | Fire Rating |  | Fire Rating | [7 empty] | 0.051000 |  |  |  | 2.134000 | Construction Type | 0.915000 | 2.134000 | 0.025000 | 204560 | Second Floor | 0.076000 | Door - Panel | 20 | 0.000000 | 2.134000 | 2C23 | 23.30.10.00 | 0.025000 | 0 | Door - Frame | Doors | GlazingAreaFraction | OperationType | IsFireExit
1466 | Second Floor | 208041,208068 |  |  | 237452 |  | New Construction |  |  |  | 209256 | 124065 | 133513 | M_Single-Flush:0915 x 2134mm |  | 0915 x 2134mm | Size |  | 196145,196146,196147,196148,196149,209215,209227,209228,209229,209230,209231 | Manufacturer |  | 35QeWibpT4DfyH3NIf2odN | 1 | M_Single-Flush:0915 x 2134mm:0915 x 2134mm:237452 |  | InstallationDate | 1466 | WarrantyGuarantorLabor |  | ModelLabel | F | WarrantyDescription |  |  | ProductionYear | [6 empty] | Finish |  | Area | SerialNumber | WarrantyStartDate | BarCode | AssetIdentifier | Features | 2C22 |  |  |  | 0 | 0.915000 |  | WarrantyDurationParts | AccessibilityPerformance | CodePerformance | Color | Constituents | Grade | Material | ModelReference | NominalHeight | NominalLength | Shape | SustainabilityPerformance | WarrantyDurationLabor | FIXED | WarrantyGuarantorParts | ExpectedLife | ReplacementCost | NominalWidth |  |  |  | Fire Rating |  | Fire Rating | [7 empty] | 0.051000 |  |  |  | 2.134000 | Construction Type | 0.915000 | 2.134000 | 0.025000 | 204561 | Second Floor | 0.076000 | Door - Panel | 20 | 0.000000 | 2.134000 | 2C22 | 23.30.10.00 | 0.025000 | 0 | Door - Frame | Doors | GlazingAreaFraction | OperationType | IsFireExit
1467 | Second Floor | 207941,208076 |  |  | 237743 |  | New Construction |  |  |  | 209256 | 124066 | 133515 | M_Single-Flush:0915 x 2134mm |  | 0915 x 2134mm | Size |  | 196155,196156,196157,196158,196159,209215,209227,209228,209229,209230,209231 | Manufacturer |  | 35QeWibpT4DfyH3NIf2nRq | 1 | M_Single-Flush:0915 x 2134mm:0915 x 2134mm:237743 |  | InstallationDate | 1467 | WarrantyGuarantorLabor |  | ModelLabel | F | WarrantyDescription |  |  | ProductionYear | [6 empty] | Finish |  | Area | SerialNumber | WarrantyStartDate | BarCode | AssetIdentifier | Features | 2C10 |  |  |  | 0 | 0.915000 |  | WarrantyDurationParts | AccessibilityPerformance | CodePerformance | Color | Constituents | Grade | Material | ModelReference | NominalHeight | NominalLength | Shape | SustainabilityPerformance | WarrantyDurationLabor | FIXED | WarrantyGuarantorParts | ExpectedLife | ReplacementCost | NominalWidth |  |  |  | Fire Rating |  | Fire Rating | [7 empty] | 0.051000 |  |  |  | 2.134000 | Construction Type | 0.915000 | 2.134000 | 0.025000 | 204562 | Second Floor | 0.076000 | Door - Panel | 20 | 0.000000 | 2.134000 | 2C10 | 23.30.10.00 | 0.025000 | 0 | Door - Frame | Doors | GlazingAreaFraction | OperationType | IsFireExit
1468 | Second Floor | 208027,208060 |  |  | 237928 |  | New Construction |  |  |  | 209256 | 124068 | 133517 | M_Single-Flush:0915 x 2134mm |  | 0915 x 2134mm | Size |  | 196165,196166,196167,196168,196169,209217,209227,209228,209229,209230,209231 | Manufacturer |  | 35QeWibpT4DfyH3NIf2nSp | 1 | M_Single-Flush:0915 x 2134mm:0915 x 2134mm:237928 |  | InstallationDate | 1468 | WarrantyGuarantorLabor |  | ModelLabel | F | WarrantyDescription |  |  | ProductionYear | [6 empty] | Finish |  | Area | SerialNumber | WarrantyStartDate | BarCode | AssetIdentifier | Features | 2C19 |  |  |  | 0 | 0.915000 |  | WarrantyDurationParts | AccessibilityPerformance | CodePerformance | Color | Constituents | Grade | Material | ModelReference | NominalHeight | NominalLength | Shape | SustainabilityPerformance | WarrantyDurationLabor | FIXED | WarrantyGuarantorParts | ExpectedLife | ReplacementCost | NominalWidth |  |  |  | Fire Rating |  | Fire Rating | [7 empty] | 0.051000 |  |  |  | 2.134000 | Construction Type | 0.915000 | 2.134000 | 0.025000 | 204564 | Second Floor | 0.076000 | Door - Panel | 20 | 0.000000 | 2.134000 | 2C19 | 23.30.10.00 | 0.025000 | 0 | Door - Frame | Doors | GlazingAreaFraction | OperationType | IsFireExit
1469 | Second Floor | 208020,208181 |  |  | 238011 |  | New Construction |  |  |  | 209256 | 124069 | 133518 | M_Single-Flush:0915 x 2134mm |  | 0915 x 2134mm | Size |  | 196170,196171,196172,196173,196174,209215,209227,209228,209229,209230,209231 | Manufacturer |  | 35QeWibpT4DfyH3NIf2nVW | 1 | M_Single-Flush:0915 x 2134mm:0915 x 2134mm:238011 |  | InstallationDate | 1469 | WarrantyGuarantorLabor |  | ModelLabel | F | WarrantyDescription |  |  | ProductionYear | [6 empty] | Finish |  | Area | SerialNumber | WarrantyStartDate | BarCode | AssetIdentifier | Features | 2C18 |  |  |  | 0 | 0.915000 |  | WarrantyDurationParts | AccessibilityPerformance | CodePerformance | Color | Constituents | Grade | Material | ModelReference | NominalHeight | NominalLength | Shape | SustainabilityPerformance | WarrantyDurationLabor | FIXED | WarrantyGuarantorParts | ExpectedLife | ReplacementCost | NominalWidth |  |  |  | Fire Rating |  | Fire Rating | [7 empty] | 0.051000 |  |  |  | 2.134000 | Construction Type | 0.915000 | 2.134000 | 0.025000 | 204565 | Second Floor | 0.076000 | Door - Panel | 20 | 0.000000 | 2.134000 | 2C18 | 23.30.10.00 | 0.025000 | 0 | Door - Frame | Doors | GlazingAreaFraction | OperationType | IsFireExit
1470 | Second Floor | 208065,208372 |  |  | 238096 |  | New Construction |  |  |  | 209256 | 124070 | 133519 | M_Single-Flush:0915 x 2134mm |  | 0915 x 2134mm | Size |  | 196175,196176,196177,196178,196179,209215,209227,209228,209229,209230,209231 | Manufacturer |  | 35QeWibpT4DfyH3NIf2nHB | 1 | M_Single-Flush:0915 x 2134mm:0915 x 2134mm:238096 |  | InstallationDate | 1470 | WarrantyGuarantorLabor |  | ModelLabel | F | WarrantyDescription |  |  | ProductionYear | [6 empty] | Finish |  | Area | SerialNumber | WarrantyStartDate | BarCode | AssetIdentifier | Features | 2CC1 |  |  |  | 0 | 0.915000 |  | WarrantyDurationParts | AccessibilityPerformance | CodePerformance | Color | Constituents | Grade | Material | ModelReference | NominalHeight | NominalLength | Shape | SustainabilityPerformance | WarrantyDurationLabor | FIXED | WarrantyGuarantorParts | ExpectedLife | ReplacementCost | NominalWidth |  |  |  | Fire Rating |  | Fire Rating | [7 empty] | 0.051000 |  |  |  | 2.134000 | Construction Type | 0.915000 | 2.134000 | 0.025000 | 204566 | Second Floor | 0.076000 | Door - Panel | 20 | 0.000000 | 2.134000 | 2CC1 | 23.30.10.00 | 0.025000 | 0 | Door - Frame | Doors | GlazingAreaFraction | OperationType | IsFireExit
1471 | Second Floor | 208225,208237 |  |  | 238171 |  | New Construction |  |  |  | 209256 | 124071 | 133520 | M_Single-Flush:0915 x 2134mm |  | 0915 x 2134mm | Size |  | 196180,196181,196182,196183,196184,209217,209227,209228,209229,209230,209231 | Manufacturer |  | 35QeWibpT4DfyH3NIf2nG0 | 1 | M_Single-Flush:0915 x 2134mm:0915 x 2134mm:238171 |  | InstallationDate | 1471 | WarrantyGuarantorLabor |  | ModelLabel | F | WarrantyDescription |  |  | ProductionYear | [6 empty] | Finish |  | Area | SerialNumber | WarrantyStartDate | BarCode | AssetIdentifier | Features | 2D09 |  |  |  | 0 | 0.915000 |  | WarrantyDurationParts | AccessibilityPerformance | CodePerformance | Color | Constituents | Grade | Material | ModelReference | NominalHeight | NominalLength | Shape | SustainabilityPerformance | WarrantyDurationLabor | FIXED | WarrantyGuarantorParts | ExpectedLife | ReplacementCost | NominalWidth |  |  |  | Fire Rating |  | Fire Rating | [7 empty] | 0.051000 |  |  |  | 2.134000 | Construction Type | 0.915000 | 2.134000 | 0.025000 | 204567 | Second Floor | 0.076000 | Door - Panel | 20 | 0.000000 | 2.134000 | 2D09 | 23.30.10.00 | 0.025000 | 0 | Door - Frame | Doors | GlazingAreaFraction | OperationType | IsFireExit
1472 | Second Floor | 208302,208383 |  |  | 238499 |  | New Construction |  |  |  | 209256 | 124072 | 133524 | M_Single-Flush:0915 x 2134mm |  | 0915 x 2134mm | Size |  | 196200,196201,196202,196203,196204,209215,209227,209228,209229,209230,209231 | Manufacturer |  | 35QeWibpT4DfyH3NIf2nNu | 1 | M_Single-Flush:0915 x 2134mm:0915 x 2134mm:238499 |  | InstallationDate | 1472 | WarrantyGuarantorLabor |  | ModelLabel | F | WarrantyDescription |  |  | ProductionYear | [6 empty] | Finish |  | Area | SerialNumber | WarrantyStartDate | BarCode | AssetIdentifier | Features | 2DC2 |  |  |  | 0 | 0.915000 |  | WarrantyDurationParts | AccessibilityPerformance | CodePerformance | Color | Constituents | Grade | Material | ModelReference | NominalHeight | NominalLength | Shape | SustainabilityPerformance | WarrantyDurationLabor | FIXED | WarrantyGuarantorParts | ExpectedLife | ReplacementCost | NominalWidth |  |  |  | Fire Rating |  | Fire Rating | [7 empty] | 0.051000 |  |  |  | 2.134000 | Construction Type | 0.915000 | 2.134000 | 0.025000 | 204568 | Second Floor | 0.076000 | Door - Panel | 20 | 0.000000 | 2.134000 | 2DC2 | 23.30.10.00 | 0.025000 | 0 | Door - Frame | Doors | GlazingAreaFraction | OperationType | IsFireExit
1473 | Second Floor | 208201,208380 |  |  | 238538 |  | New Construction |  |  |  | 209256 | 124073 | 133525 | M_Single-Flush:0915 x 2134mm |  | 0915 x 2134mm | Size |  | 196205,196206,196207,196208,196209,209215,209227,209228,209229,209230,209231 | Manufacturer |  | 35QeWibpT4DfyH3NIf2nMH | 1 | M_Single-Flush:0915 x 2134mm:0915 x 2134mm:238538 |  | InstallationDate | 1473 | WarrantyGuarantorLabor |  | ModelLabel | F | WarrantyDescription |  |  | ProductionYear | [6 empty] | Finish |  | Area | SerialNumber | WarrantyStartDate | BarCode | AssetIdentifier | Features | 2D06A |  |  |  | 0 | 0.915000 |  | WarrantyDurationParts | AccessibilityPerformance | CodePerformance | Color | Constituents | Grade | Material | ModelReference | NominalHeight | NominalLength | Shape | SustainabilityPerformance | WarrantyDurationLabor | FIXED | WarrantyGuarantorParts | ExpectedLife | ReplacementCost | NominalWidth |  |  |  | Fire Rating |  | Fire Rating | [7 empty] | 0.051000 |  |  |  | 2.134000 | Construction Type | 0.915000 | 2.134000 | 0.025000 | 204569 | Second Floor | 0.076000 | Door - Panel | 20 | 0.000000 | 2.134000 | 2D06A | 23.30.10.00 | 0.025000 | 0 | Door - Frame | Doors | GlazingAreaFraction | OperationType | IsFireExit
1474 | Second Floor | 208143,208358 |  |  | 238617 |  | New Construction |  |  |  | 209256 | 124074 | 133526 | M_Single-Flush:0915 x 2134mm |  | 0915 x 2134mm | Size |  | 196210,196211,196212,196213,196214,209217,209227,209228,209229,209230,209231 | Manufacturer |  | 35QeWibpT4DfyH3NIf2n92 | 1 | M_Single-Flush:0915 x 2134mm:0915 x 2134mm:238617 |  | InstallationDate | 1474 | WarrantyGuarantorLabor |  | ModelLabel | F | WarrantyDescription |  |  | ProductionYear | [6 empty] | Finish |  | Area | SerialNumber | WarrantyStartDate | BarCode | AssetIdentifier | Features | 2D04A |  |  |  | 0 | 0.915000 |  | WarrantyDurationParts | AccessibilityPerformance | CodePerformance | Color | Constituents | Grade | Material | ModelReference | NominalHeight | NominalLength | Shape | SustainabilityPerformance | WarrantyDurationLabor | FIXED | WarrantyGuarantorParts | ExpectedLife | ReplacementCost | NominalWidth |  |  |  | Fire Rating |  | Fire Rating | [7 empty] | 0.051000 |  |  |  | 2.134000 | Construction Type | 0.915000 | 2.134000 | 0.025000 | 204570 | Second Floor | 0.076000 | Door - Panel | 20 | 0.000000 | 2.134000 | 2D04A | 23.30.10.00 | 0.025000 | 0 | Door - Frame | Doors | GlazingAreaFraction | OperationType | IsFireExit
1475 | Second Floor | 208145,208361 |  |  | 238748 |  | New Construction |  |  |  | 209256 | 124075 | 133527 | M_Single-Flush:0915 x 2134mm |  | 0915 x 2134mm | Size |  | 196215,196216,196217,196218,196219,209217,209227,209228,209229,209230,209231 | Manufacturer |  | 35QeWibpT4DfyH3NIf2nB7 | 1 | M_Single-Flush:0915 x 2134mm:0915 x 2134mm:238748 |  | InstallationDate | 1475 | WarrantyGuarantorLabor |  | ModelLabel | F | WarrantyDescription |  |  | ProductionYear | [6 empty] | Finish |  | Area | SerialNumber | WarrantyStartDate | BarCode | AssetIdentifier | Features | 2D04 |  |  |  | 0 | 0.915000 |  | WarrantyDurationParts | AccessibilityPerformance | CodePerformance | Color | Constituents | Grade | Material | ModelReference | NominalHeight | NominalLength | Shape | SustainabilityPerformance | WarrantyDurationLabor | FIXED | WarrantyGuarantorParts | ExpectedLife | ReplacementCost | NominalWidth |  |  |  | Fire Rating |  | Fire Rating | [7 empty] | 0.051000 |  |  |  | 2.134000 | Construction Type | 0.915000 | 2.134000 | 0.025000 | 204571 | Second Floor | 0.076000 | Door - Panel | 20 | 0.000000 | 2.134000 | 2D04 | 23.30.10.00 | 0.025000 | 0 | Door - Frame | Doors | GlazingAreaFraction | OperationType | IsFireExit
1476 | Second Floor | 208122,208147 |  |  | 238815 |  | New Construction |  |  |  | 209256 | 124076 | 133528 | M_Single-Flush:0915 x 2134mm |  | 0915 x 2134mm | Size |  | 196220,196221,196222,196223,196224,209215,209227,209228,209229,209230,209231 | Manufacturer |  | 35QeWibpT4DfyH3NIf2nA4 | 1 | M_Single-Flush:0915 x 2134mm:0915 x 2134mm:238815 |  | InstallationDate | 1476 | WarrantyGuarantorLabor |  | ModelLabel | F | WarrantyDescription |  |  | ProductionYear | [6 empty] | Finish |  | Area | SerialNumber | WarrantyStartDate | BarCode | AssetIdentifier | Features | 2D01 |  |  |  | 0 | 0.915000 |  | WarrantyDurationParts | AccessibilityPerformance | CodePerformance | Color | Constituents | Grade | Material | ModelReference | NominalHeight | NominalLength | Shape | SustainabilityPerformance | WarrantyDurationLabor | FIXED | WarrantyGuarantorParts | ExpectedLife | ReplacementCost | NominalWidth |  |  |  | Fire Rating |  | Fire Rating | [7 empty] | 0.051000 |  |  |  | 2.134000 | Construction Type | 0.915000 | 2.134000 | 0.025000 | 204572 | Second Floor | 0.076000 | Door - Panel | 20 | 0.000000 | 2.134000 | 2D01 | 23.30.10.00 | 0.025000 | 0 | Door - Frame | Doors | GlazingAreaFraction | OperationType | IsFireExit
1477 | Second Floor | 208127,208149 |  |  | 238886 |  | New Construction |  |  |  | 209256 | 124077 | 133529 | M_Single-Flush:0915 x 2134mm |  | 0915 x 2134mm | Size |  | 196225,196226,196227,196228,196229,209217,209227,209228,209229,209230,209231 | Manufacturer |  | 35QeWibpT4DfyH3NIf2nDz | 1 | M_Single-Flush:0915 x 2134mm:0915 x 2134mm:238886 |  | InstallationDate | 1477 | WarrantyGuarantorLabor |  | ModelLabel | F | WarrantyDescription |  |  | ProductionYear | [6 empty] | Finish |  | Area | SerialNumber | WarrantyStartDate | BarCode | AssetIdentifier | Features | 2D02 |  |  |  | 0 | 0.915000 |  | WarrantyDurationParts | AccessibilityPerformance | CodePerformance | Color | Constituents | Grade | Material | ModelReference | NominalHeight | NominalLength | Shape | SustainabilityPerformance | WarrantyDurationLabor | FIXED | WarrantyGuarantorParts | ExpectedLife | ReplacementCost | NominalWidth |  |  |  | Fire Rating |  | Fire Rating | [7 empty] | 0.051000 |  |  |  | 2.134000 | Construction Type | 0.915000 | 2.134000 | 0.025000 | 204573 | Second Floor | 0.076000 | Door - Panel | 20 | 0.000000 | 2.134000 | 2D02 | 23.30.10.00 | 0.025000 | 0 | Door - Frame | Doors | GlazingAreaFraction | OperationType | IsFireExit
1478 | Second Floor | 208134,208151 |  |  | 238921 |  | New Construction |  |  |  | 209256 | 124078 | 133530 | M_Single-Flush:0915 x 2134mm |  | 0915 x 2134mm | Size |  | 196230,196231,196232,196233,196234,209217,209227,209228,209229,209230,209231 | Manufacturer |  | 35QeWibpT4DfyH3NIf2nCI | 1 | M_Single-Flush:0915 x 2134mm:0915 x 2134mm:238921 |  | InstallationDate | 1478 | WarrantyGuarantorLabor |  | ModelLabel | F | WarrantyDescription |  |  | ProductionYear | [6 empty] | Finish |  | Area | SerialNumber | WarrantyStartDate | BarCode | AssetIdentifier | Features | 2D03 |  |  |  | 0 | 0.915000 |  | WarrantyDurationParts | AccessibilityPerformance | CodePerformance | Color | Constituents | Grade | Material | ModelReference | NominalHeight | NominalLength | Shape | SustainabilityPerformance | WarrantyDurationLabor | FIXED | WarrantyGuarantorParts | ExpectedLife | ReplacementCost | NominalWidth |  |  |  | Fire Rating |  | Fire Rating | [7 empty] | 0.051000 |  |  |  | 2.134000 | Construction Type | 0.915000 | 2.134000 | 0.025000 | 204574 | Second Floor | 0.076000 | Door - Panel | 20 | 0.000000 | 2.134000 | 2D03 | 23.30.10.00 | 0.025000 | 0 | Door - Frame | Doors | GlazingAreaFraction | OperationType | IsFireExit
1479 | Second Floor | 208392,208409 |  |  | 239113 |  | New Construction |  |  |  | 209256 | 124079 | 133531 | M_Single-Flush:0915 x 2134mm |  | 0915 x 2134mm | Size |  | 196235,196236,196237,196238,196239,209217,209227,209228,209229,209230,209231 | Manufacturer |  | 35QeWibpT4DfyH3NIf2n1I | 1 | M_Single-Flush:0915 x 2134mm:0915 x 2134mm:239113 |  | InstallationDate | 1479 | WarrantyGuarantorLabor |  | ModelLabel | F | WarrantyDescription |  |  | ProductionYear | [6 empty] | Finish |  | Area | SerialNumber | WarrantyStartDate | BarCode | AssetIdentifier | Features | 2BC2 |  |  |  | 0 | 0.915000 |  | WarrantyDurationParts | AccessibilityPerformance | CodePerformance | Color | Constituents | Grade | Material | ModelReference | NominalHeight | NominalLength | Shape | SustainabilityPerformance | WarrantyDurationLabor | FIXED | WarrantyGuarantorParts | ExpectedLife | ReplacementCost | NominalWidth |  |  |  | Fire Rating |  | Fire Rating | [7 empty] | 0.051000 |  |  |  | 2.134000 | Construction Type | 0.915000 | 2.134000 | 0.025000 | 204575 | Second Floor | 0.076000 | Door - Panel | 20 | 0.000000 | 2.134000 | 2BC2 | 23.30.10.00 | 0.025000 | 0 | Door - Frame | Doors | GlazingAreaFraction | OperationType | IsFireExit
1480 | Second Floor | 208395,208485 |  |  | 239186 |  | New Construction |  |  |  | 209256 | 124080 | 133532 | M_Single-Flush:0915 x 2134mm |  | 0915 x 2134mm | Size |  | 196240,196241,196242,196243,196244,209217,209227,209228,209229,209230,209231 | Manufacturer |  | 35QeWibpT4DfyH3NIf2n09 | 1 | M_Single-Flush:0915 x 2134mm:0915 x 2134mm:239186 |  | InstallationDate | 1480 | WarrantyGuarantorLabor |  | ModelLabel | F | WarrantyDescription |  |  | ProductionYear | [6 empty] | Finish |  | Area | SerialNumber | WarrantyStartDate | BarCode | AssetIdentifier | Features | 2BC1 |  |  |  | 0 | 0.915000 |  | WarrantyDurationParts | AccessibilityPerformance | CodePerformance | Color | Constituents | Grade | Material | ModelReference | NominalHeight | NominalLength | Shape | SustainabilityPerformance | WarrantyDurationLabor | FIXED | WarrantyGuarantorParts | ExpectedLife | ReplacementCost | NominalWidth |  |  |  | Fire Rating |  | Fire Rating | [7 empty] | 0.051000 |  |  |  | 2.134000 | Construction Type | 0.915000 | 2.134000 | 0.025000 | 204576 | Second Floor | 0.076000 | Door - Panel | 20 | 0.000000 | 2.134000 | 2BC1 | 23.30.10.00 | 0.025000 | 0 | Door - Frame | Doors | GlazingAreaFraction | OperationType | IsFireExit
1481 | Second Floor | 208466,208489 |  |  | 239241 |  | New Construction |  |  |  | 209256 | 124081 | 133533 | M_Single-Flush:0915 x 2134mm |  | 0915 x 2134mm | Size |  | 196245,196246,196247,196248,196249,209215,209227,209228,209229,209230,209231 | Manufacturer |  | 35QeWibpT4DfyH3NIf2n3I | 1 | M_Single-Flush:0915 x 2134mm:0915 x 2134mm:239241 |  | InstallationDate | 1481 | WarrantyGuarantorLabor |  | ModelLabel | F | WarrantyDescription |  |  | ProductionYear | [6 empty] | Finish |  | Area | SerialNumber | WarrantyStartDate | BarCode | AssetIdentifier | Features | 2BC6 |  |  |  | 0 | 0.915000 |  | WarrantyDurationParts | AccessibilityPerformance | CodePerformance | Color | Constituents | Grade | Material | ModelReference | NominalHeight | NominalLength | Shape | SustainabilityPerformance | WarrantyDurationLabor | FIXED | WarrantyGuarantorParts | ExpectedLife | ReplacementCost | NominalWidth |  |  |  | Fire Rating |  | Fire Rating | [7 empty] | 0.051000 |  |  |  | 2.134000 | Construction Type | 0.915000 | 2.134000 | 0.025000 | 204577 | Second Floor | 0.076000 | Door - Panel | 20 | 0.000000 | 2.134000 | 2BC6 | 23.30.10.00 | 0.025000 | 0 | Door - Frame | Doors | GlazingAreaFraction | OperationType | IsFireExit
1482 | Second Floor | 208468,208559 |  |  | 239326 |  | New Construction |  |  |  | 209256 | 124082 | 133534 | M_Single-Flush:0915 x 2134mm |  | 0915 x 2134mm | Size |  | 196250,196251,196252,196253,196254,209215,209227,209228,209229,209230,209231 | Manufacturer |  | 35QeWibpT4DfyH3NIf2n25 | 1 | M_Single-Flush:0915 x 2134mm:0915 x 2134mm:239326 |  | InstallationDate | 1482 | WarrantyGuarantorLabor |  | ModelLabel | F | WarrantyDescription |  |  | ProductionYear | [6 empty] | Finish |  | Area | SerialNumber | WarrantyStartDate | BarCode | AssetIdentifier | Features | 2B10 |  |  |  | 0 | 0.915000 |  | WarrantyDurationParts | AccessibilityPerformance | CodePerformance | Color | Constituents | Grade | Material | ModelReference | NominalHeight | NominalLength | Shape | SustainabilityPerformance | WarrantyDurationLabor | FIXED | WarrantyGuarantorParts | ExpectedLife | ReplacementCost | NominalWidth |  |  |  | Fire Rating |  | Fire Rating | [7 empty] | 0.051000 |  |  |  | 2.134000 | Construction Type | 0.915000 | 2.134000 | 0.025000 | 204578 | Second Floor | 0.076000 | Door - Panel | 20 | 0.000000 | 2.134000 | 2B10 | 23.30.10.00 | 0.025000 | 0 | Door - Frame | Doors | GlazingAreaFraction | OperationType | IsFireExit
1483 | Second Floor | 208462,208554 |  |  | 239383 |  | New Construction |  |  |  | 209256 | 124083 | 133535 | M_Single-Flush:0915 x 2134mm |  | 0915 x 2134mm | Size |  | 196255,196256,196257,196258,196259,209215,209227,209228,209229,209230,209231 | Manufacturer |  | 35QeWibpT4DfyH3NIf2n5C | 1 | M_Single-Flush:0915 x 2134mm:0915 x 2134mm:239383 |  | InstallationDate | 1483 | WarrantyGuarantorLabor |  | ModelLabel | F | WarrantyDescription |  |  | ProductionYear | [6 empty] | Finish |  | Area | SerialNumber | WarrantyStartDate | BarCode | AssetIdentifier | Features | 2B9 |  |  |  | 0 | 0.915000 |  | WarrantyDurationParts | AccessibilityPerformance | CodePerformance | Color | Constituents | Grade | Material | ModelReference | NominalHeight | NominalLength | Shape | SustainabilityPerformance | WarrantyDurationLabor | FIXED | WarrantyGuarantorParts | ExpectedLife | ReplacementCost | NominalWidth |  |  |  | Fire Rating |  | Fire Rating | [7 empty] | 0.051000 |  |  |  | 2.134000 | Construction Type | 0.915000 | 2.134000 | 0.025000 | 204579 | Second Floor | 0.076000 | Door - Panel | 20 | 0.000000 | 2.134000 | 2B9 | 23.30.10.00 | 0.025000 | 0 | Door - Frame | Doors | GlazingAreaFraction | OperationType | IsFireExit
1484 | Second Floor | 208470,208547 |  |  | 239432 |  | New Construction |  |  |  | 209256 | 124084 | 133536 | M_Single-Flush:0915 x 2134mm |  | 0915 x 2134mm | Size |  | 196260,196261,196262,196263,196264,209215,209227,209228,209229,209230,209231 | Manufacturer |  | 35QeWibpT4DfyH3NIf2n4J | 1 | M_Single-Flush:0915 x 2134mm:0915 x 2134mm:239432 |  | InstallationDate | 1484 | WarrantyGuarantorLabor |  | ModelLabel | F | WarrantyDescription |  |  | ProductionYear | [6 empty] | Finish |  | Area | SerialNumber | WarrantyStartDate | BarCode | AssetIdentifier | Features | 2B8 |  |  |  | 0 | 0.915000 |  | WarrantyDurationParts | AccessibilityPerformance | CodePerformance | Color | Constituents | Grade | Material | ModelReference | NominalHeight | NominalLength | Shape | SustainabilityPerformance | WarrantyDurationLabor | FIXED | WarrantyGuarantorParts | ExpectedLife | ReplacementCost | NominalWidth |  |  |  | Fire Rating |  | Fire Rating | [7 empty] | 0.051000 |  |  |  | 2.134000 | Construction Type | 0.915000 | 2.134000 | 0.025000 | 204580 | Second Floor | 0.076000 | Door - Panel | 20 | 0.000000 | 2.134000 | 2B8 | 23.30.10.00 | 0.025000 | 0 | Door - Frame | Doors | GlazingAreaFraction | OperationType | IsFireExit
1485 | Second Floor | 208472,208536 |  |  | 239511 |  | New Construction |  |  |  | 209256 | 124085 | 133537 | M_Single-Flush:0915 x 2134mm |  | 0915 x 2134mm | Size |  | 196265,196266,196267,196268,196269,209217,209227,209228,209229,209230,209231 | Manufacturer |  | 35QeWibpT4DfyH3NIf2n7C | 1 | M_Single-Flush:0915 x 2134mm:0915 x 2134mm:239511 |  | InstallationDate | 1485 | WarrantyGuarantorLabor |  | ModelLabel | F | WarrantyDescription |  |  | ProductionYear | [6 empty] | Finish |  | Area | SerialNumber | WarrantyStartDate | BarCode | AssetIdentifier | Features | 2B6 |  |  |  | 0 | 0.915000 |  | WarrantyDurationParts | AccessibilityPerformance | CodePerformance | Color | Constituents | Grade | Material | ModelReference | NominalHeight | NominalLength | Shape | SustainabilityPerformance | WarrantyDurationLabor | FIXED | WarrantyGuarantorParts | ExpectedLife | ReplacementCost | NominalWidth |  |  |  | Fire Rating |  | Fire Rating | [7 empty] | 0.051000 |  |  |  | 2.134000 | Construction Type | 0.915000 | 2.134000 | 0.025000 | 204581 | Second Floor | 0.076000 | Door - Panel | 20 | 0.000000 | 2.134000 | 2B6 | 23.30.10.00 | 0.025000 | 0 | Door - Frame | Doors | GlazingAreaFraction | OperationType | IsFireExit
1486 | Second Floor | 208460,208544 |  |  | 239590 |  | New Construction |  |  |  | 209256 | 124086 | 133538 | M_Single-Flush:0915 x 2134mm |  | 0915 x 2134mm | Size |  | 196270,196271,196272,196273,196274,209217,209227,209228,209229,209230,209231 | Manufacturer |  | 35QeWibpT4DfyH3NIf2n6z | 1 | M_Single-Flush:0915 x 2134mm:0915 x 2134mm:239590 |  | InstallationDate | 1486 | WarrantyGuarantorLabor |  | ModelLabel | F | WarrantyDescription |  |  | ProductionYear | [6 empty] | Finish |  | Area | SerialNumber | WarrantyStartDate | BarCode | AssetIdentifier | Features | 2B7 |  |  |  | 0 | 0.915000 |  | WarrantyDurationParts | AccessibilityPerformance | CodePerformance | Color | Constituents | Grade | Material | ModelReference | NominalHeight | NominalLength | Shape | SustainabilityPerformance | WarrantyDurationLabor | FIXED | WarrantyGuarantorParts | ExpectedLife | ReplacementCost | NominalWidth |  |  |  | Fire Rating |  | Fire Rating | [7 empty] | 0.051000 |  |  |  | 2.134000 | Construction Type | 0.915000 | 2.134000 | 0.025000 | 204582 | Second Floor | 0.076000 | Door - Panel | 20 | 0.000000 | 2.134000 | 2B7 | 23.30.10.00 | 0.025000 | 0 | Door - Frame | Doors | GlazingAreaFraction | OperationType | IsFireExit
1487 | Second Floor | 208458,208527 |  |  | 239639 |  | New Construction |  |  |  | 209256 | 124087 | 133539 | M_Single-Flush:0915 x 2134mm |  | 0915 x 2134mm | Size |  | 196275,196276,196277,196278,196279,209215,209227,209228,209229,209230,209231 | Manufacturer |  | 35QeWibpT4DfyH3NIf2nvC | 1 | M_Single-Flush:0915 x 2134mm:0915 x 2134mm:239639 |  | InstallationDate | 1487 | WarrantyGuarantorLabor |  | ModelLabel | F | WarrantyDescription |  |  | ProductionYear | [6 empty] | Finish |  | Area | SerialNumber | WarrantyStartDate | BarCode | AssetIdentifier | Features | 2B4 |  |  |  | 0 | 0.915000 |  | WarrantyDurationParts | AccessibilityPerformance | CodePerformance | Color | Constituents | Grade | Material | ModelReference | NominalHeight | NominalLength | Shape | SustainabilityPerformance | WarrantyDurationLabor | FIXED | WarrantyGuarantorParts | ExpectedLife | ReplacementCost | NominalWidth |  |  |  | Fire Rating |  | Fire Rating | [7 empty] | 0.051000 |  |  |  | 2.134000 | Construction Type | 0.915000 | 2.134000 | 0.025000 | 204583 | Second Floor | 0.076000 | Door - Panel | 20 | 0.000000 | 2.134000 | 2B4 | 23.30.10.00 | 0.025000 | 0 | Door - Frame | Doors | GlazingAreaFraction | OperationType | IsFireExit
1488 | Second Floor | 208442,208533 |  |  | 239694 |  | New Construction |  |  |  | 209256 | 124088 | 133540 | M_Single-Flush:0915 x 2134mm |  | 0915 x 2134mm | Size |  | 196280,196281,196282,196283,196284,209215,209227,209228,209229,209230,209231 | Manufacturer |  | 35QeWibpT4DfyH3NIf2nuL | 1 | M_Single-Flush:0915 x 2134mm:0915 x 2134mm:239694 |  | InstallationDate | 1488 | WarrantyGuarantorLabor |  | ModelLabel | F | WarrantyDescription |  |  | ProductionYear | [6 empty] | Finish |  | Area | SerialNumber | WarrantyStartDate | BarCode | AssetIdentifier | Features | 2B5 |  |  |  | 0 | 0.915000 |  | WarrantyDurationParts | AccessibilityPerformance | CodePerformance | Color | Constituents | Grade | Material | ModelReference | NominalHeight | NominalLength | Shape | SustainabilityPerformance | WarrantyDurationLabor | FIXED | WarrantyGuarantorParts | ExpectedLife | ReplacementCost | NominalWidth |  |  |  | Fire Rating |  | Fire Rating | [7 empty] | 0.051000 |  |  |  | 2.134000 | Construction Type | 0.915000 | 2.134000 | 0.025000 | 204584 | Second Floor | 0.076000 | Door - Panel | 20 | 0.000000 | 2.134000 | 2B5 | 23.30.10.00 | 0.025000 | 0 | Door - Frame | Doors | GlazingAreaFraction | OperationType | IsFireExit
1489 | Second Floor | 208454,208477 |  |  | 239799 |  | New Construction |  |  |  | 209256 | 124089 | 133541 | M_Single-Flush:0915 x 2134mm |  | 0915 x 2134mm | Size |  | 196285,196286,196287,196288,196289,209215,209227,209228,209229,209230,209231 | Manufacturer |  | 35QeWibpT4DfyH3NIf2nxi | 1 | M_Single-Flush:0915 x 2134mm:0915 x 2134mm:239799 |  | InstallationDate | 1489 | WarrantyGuarantorLabor |  | ModelLabel | F | WarrantyDescription |  |  | ProductionYear | [6 empty] | Finish |  | Area | SerialNumber | WarrantyStartDate | BarCode | AssetIdentifier | Features | 2BC4 |  |  |  | 0 | 0.915000 |  | WarrantyDurationParts | AccessibilityPerformance | CodePerformance | Color | Constituents | Grade | Material | ModelReference | NominalHeight | NominalLength | Shape | SustainabilityPerformance | WarrantyDurationLabor | FIXED | WarrantyGuarantorParts | ExpectedLife | ReplacementCost | NominalWidth |  |  |  | Fire Rating |  | Fire Rating | [7 empty] | 0.051000 |  |  |  | 2.134000 | Construction Type | 0.915000 | 2.134000 | 0.025000 | 204585 | Second Floor | 0.076000 | Door - Panel | 20 | 0.000000 | 2.134000 | 2BC4 | 23.30.10.00 | 0.025000 | 0 | Door - Frame | Doors | GlazingAreaFraction | OperationType | IsFireExit
1490 | Second Floor | 208479,208496 |  |  | 239888 |  | New Construction |  |  |  | 209256 | 124090 | 133542 | M_Single-Flush:0915 x 2134mm |  | 0915 x 2134mm | Size |  | 196290,196291,196292,196293,196294,209215,209227,209228,209229,209230,209231 | Manufacturer |  | 35QeWibpT4DfyH3NIf2nzB | 1 | M_Single-Flush:0915 x 2134mm:0915 x 2134mm:239888 |  | InstallationDate | 1490 | WarrantyGuarantorLabor |  | ModelLabel | F | WarrantyDescription |  |  | ProductionYear | [6 empty] | Finish |  | Area | SerialNumber | WarrantyStartDate | BarCode | AssetIdentifier | Features | 2B01 |  |  |  | 0 | 0.915000 |  | WarrantyDurationParts | AccessibilityPerformance | CodePerformance | Color | Constituents | Grade | Material | ModelReference | NominalHeight | NominalLength | Shape | SustainabilityPerformance | WarrantyDurationLabor | FIXED | WarrantyGuarantorParts | ExpectedLife | ReplacementCost | NominalWidth |  |  |  | Fire Rating |  | Fire Rating | [7 empty] | 0.051000 |  |  |  | 2.134000 | Construction Type | 0.915000 | 2.134000 | 0.025000 | 204586 | Second Floor | 0.076000 | Door - Panel | 20 | 0.000000 | 2.134000 | 2B01 | 23.30.10.00 | 0.025000 | 0 | Door - Frame | Doors | GlazingAreaFraction | OperationType | IsFireExit
1491 | Second Floor | 208456,208516 |  |  | 240003 |  | New Construction |  |  |  | 209256 | 124091 | 133544 | M_Single-Flush:0915 x 2134mm |  | 0915 x 2134mm | Size |  | 196301,196302,196303,196304,196305,209215,209227,209228,209229,209230,209231 | Manufacturer |  | 35QeWibpT4DfyH3NIf2n$O | 1 | M_Single-Flush:0915 x 2134mm:0915 x 2134mm:240003 |  | InstallationDate | 1491 | WarrantyGuarantorLabor |  | ModelLabel | F | WarrantyDescription |  |  | ProductionYear | [6 empty] | Finish |  | Area | SerialNumber | WarrantyStartDate | BarCode | AssetIdentifier | Features | 2B3 |  |  |  | 0 | 0.915000 |  | WarrantyDurationParts | AccessibilityPerformance | CodePerformance | Color | Constituents | Grade | Material | ModelReference | NominalHeight | NominalLength | Shape | SustainabilityPerformance | WarrantyDurationLabor | FIXED | WarrantyGuarantorParts | ExpectedLife | ReplacementCost | NominalWidth |  |  |  | Fire Rating |  | Fire Rating | [7 empty] | 0.051000 |  |  |  | 2.134000 | Construction Type | 0.915000 | 2.134000 | 0.025000 | 204587 | Second Floor | 0.076000 | Door - Panel | 20 | 0.000000 | 2.134000 | 2B3 | 23.30.10.00 | 0.025000 | 0 | Door - Frame | Doors | GlazingAreaFraction | OperationType | IsFireExit
1492 | Second Floor | 208482,208503 |  |  | 240310 |  | New Construction |  |  |  | 209256 | 124092 | 133545 | M_Single-Flush:0915 x 2134mm |  | 0915 x 2134mm | Size |  | 196306,196307,196308,196309,196310,209217,209227,209228,209229,209230,209231 | Manufacturer |  | 35QeWibpT4DfyH3NIf2npj | 1 | M_Single-Flush:0915 x 2134mm:0915 x 2134mm:240310 |  | InstallationDate | 1492 | WarrantyGuarantorLabor |  | ModelLabel | F | WarrantyDescription |  |  | ProductionYear | [6 empty] | Finish |  | Area | SerialNumber | WarrantyStartDate | BarCode | AssetIdentifier | Features | 2B2 |  |  |  | 0 | 0.915000 |  | WarrantyDurationParts | AccessibilityPerformance | CodePerformance | Color | Constituents | Grade | Material | ModelReference | NominalHeight | NominalLength | Shape | SustainabilityPerformance | WarrantyDurationLabor | FIXED | WarrantyGuarantorParts | ExpectedLife | ReplacementCost | NominalWidth |  |  |  | Fire Rating |  | Fire Rating | [7 empty] | 0.051000 |  |  |  | 2.134000 | Construction Type | 0.915000 | 2.134000 | 0.025000 | 204588 | Second Floor | 0.076000 | Door - Panel | 20 | 0.000000 | 2.134000 | 2B2 | 23.30.10.00 | 0.025000 | 0 | Door - Frame | Doors | GlazingAreaFraction | OperationType | IsFireExit
1493 | Second Floor | 208451,208665 |  |  | 240347 |  | New Construction |  |  |  | 209256 | 124093 | 133546 | M_Single-Flush:0915 x 2134mm |  | 0915 x 2134mm | Size |  | 196311,196312,196313,196314,196315,209217,209227,209228,209229,209230,209231 | Manufacturer |  | 35QeWibpT4DfyH3NIf2no0 | 1 | M_Single-Flush:0915 x 2134mm:0915 x 2134mm:240347 |  | InstallationDate | 1493 | WarrantyGuarantorLabor |  | ModelLabel | F | WarrantyDescription |  |  | ProductionYear | [6 empty] | Finish |  | Area | SerialNumber | WarrantyStartDate | BarCode | AssetIdentifier | Features | 2B24 |  |  |  | 0 | 0.915000 |  | WarrantyDurationParts | AccessibilityPerformance | CodePerformance | Color | Constituents | Grade | Material | ModelReference | NominalHeight | NominalLength | Shape | SustainabilityPerformance | WarrantyDurationLabor | FIXED | WarrantyGuarantorParts | ExpectedLife | ReplacementCost | NominalWidth |  |  |  | Fire Rating |  | Fire Rating | [7 empty] | 0.051000 |  |  |  | 2.134000 | Construction Type | 0.915000 | 2.134000 | 0.025000 | 204589 | Second Floor | 0.076000 | Door - Panel | 20 | 0.000000 | 2.134000 | 2B24 | 23.30.10.00 | 0.025000 | 0 | Door - Frame | Doors | GlazingAreaFraction | OperationType | IsFireExit
1494 | Second Floor | 208444,208668 |  |  | 240436 |  | New Construction |  |  |  | 209256 | 124094 | 133547 | M_Single-Flush:0915 x 2134mm |  | 0915 x 2134mm | Size |  | 196316,196317,196318,196319,196320,209217,209227,209228,209229,209230,209231 | Manufacturer |  | 35QeWibpT4DfyH3NIf2nrl | 1 | M_Single-Flush:0915 x 2134mm:0915 x 2134mm:240436 |  | InstallationDate | 1494 | WarrantyGuarantorLabor |  | ModelLabel | F | WarrantyDescription |  |  | ProductionYear | [6 empty] | Finish |  | Area | SerialNumber | WarrantyStartDate | BarCode | AssetIdentifier | Features | 2B25 |  |  |  | 0 | 0.915000 |  | WarrantyDurationParts | AccessibilityPerformance | CodePerformance | Color | Constituents | Grade | Material | ModelReference | NominalHeight | NominalLength | Shape | SustainabilityPerformance | WarrantyDurationLabor | FIXED | WarrantyGuarantorParts | ExpectedLife | ReplacementCost | NominalWidth |  |  |  | Fire Rating |  | Fire Rating | [7 empty] | 0.051000 |  |  |  | 2.134000 | Construction Type | 0.915000 | 2.134000 | 0.025000 | 204590 | Second Floor | 0.076000 | Door - Panel | 20 | 0.000000 | 2.134000 | 2B25 | 23.30.10.00 | 0.025000 | 0 | Door - Frame | Doors | GlazingAreaFraction | OperationType | IsFireExit
1495 | Second Floor | 208449,208658 |  |  | 240501 |  | New Construction |  |  |  | 209256 | 124095 | 133548 | M_Single-Flush:0915 x 2134mm |  | 0915 x 2134mm | Size |  | 196321,196322,196323,196324,196325,209217,209227,209228,209229,209230,209231 | Manufacturer |  | 35QeWibpT4DfyH3NIf2nqk | 1 | M_Single-Flush:0915 x 2134mm:0915 x 2134mm:240501 |  | InstallationDate | 1495 | WarrantyGuarantorLabor |  | ModelLabel | F | WarrantyDescription |  |  | ProductionYear | [6 empty] | Finish |  | Area | SerialNumber | WarrantyStartDate | BarCode | AssetIdentifier | Features | 2B23 |  |  |  | 0 | 0.915000 |  | WarrantyDurationParts | AccessibilityPerformance | CodePerformance | Color | Constituents | Grade | Material | ModelReference | NominalHeight | NominalLength | Shape | SustainabilityPerformance | WarrantyDurationLabor | FIXED | WarrantyGuarantorParts | ExpectedLife | ReplacementCost | NominalWidth |  |  |  | Fire Rating |  | Fire Rating | [7 empty] | 0.051000 |  |  |  | 2.134000 | Construction Type | 0.915000 | 2.134000 | 0.025000 | 204591 | Second Floor | 0.076000 | Door - Panel | 20 | 0.000000 | 2.134000 | 2B23 | 23.30.10.00 | 0.025000 | 0 | Door - Frame | Doors | GlazingAreaFraction | OperationType | IsFireExit
1496 | Second Floor | 208446,208629 |  |  | 240588 |  | New Construction |  |  |  | 209256 | 124096 | 133549 | M_Single-Flush:0915 x 2134mm |  | 0915 x 2134mm | Size |  | 196326,196327,196328,196329,196330,209217,209227,209228,209229,209230,209231 | Manufacturer |  | 35QeWibpT4DfyH3NIf2nsN | 1 | M_Single-Flush:0915 x 2134mm:0915 x 2134mm:240588 |  | InstallationDate | 1496 | WarrantyGuarantorLabor |  | ModelLabel | F | WarrantyDescription |  |  | ProductionYear | [6 empty] | Finish |  | Area | SerialNumber | WarrantyStartDate | BarCode | AssetIdentifier | Features | 2B19 |  |  |  | 0 | 0.915000 |  | WarrantyDurationParts | AccessibilityPerformance | CodePerformance | Color | Constituents | Grade | Material | ModelReference | NominalHeight | NominalLength | Shape | SustainabilityPerformance | WarrantyDurationLabor | FIXED | WarrantyGuarantorParts | ExpectedLife | ReplacementCost | NominalWidth |  |  |  | Fire Rating |  | Fire Rating | [7 empty] | 0.051000 |  |  |  | 2.134000 | Construction Type | 0.915000 | 2.134000 | 0.025000 | 204592 | Second Floor | 0.076000 | Door - Panel | 20 | 0.000000 | 2.134000 | 2B19 | 23.30.10.00 | 0.025000 | 0 | Door - Frame | Doors | GlazingAreaFraction | OperationType | IsFireExit
1497 | Second Floor | 208417,208652 |  |  | 240676 |  | New Construction |  |  |  | 209256 | 124097 | 133550 | M_Single-Flush:0915 x 2134mm |  | 0915 x 2134mm | Size |  | 196331,196332,196333,196334,196335,209217,209227,209228,209229,209230,209231 | Manufacturer |  | 35QeWibpT4DfyH3NIf2nf$ | 1 | M_Single-Flush:0915 x 2134mm:0915 x 2134mm:240676 |  | InstallationDate | 1497 | WarrantyGuarantorLabor |  | ModelLabel | F | WarrantyDescription |  |  | ProductionYear | [6 empty] | Finish |  | Area | SerialNumber | WarrantyStartDate | BarCode | AssetIdentifier | Features | 2B22 |  |  |  | 0 | 0.915000 |  | WarrantyDurationParts | AccessibilityPerformance | CodePerformance | Color | Constituents | Grade | Material | ModelReference | NominalHeight | NominalLength | Shape | SustainabilityPerformance | WarrantyDurationLabor | FIXED | WarrantyGuarantorParts | ExpectedLife | ReplacementCost | NominalWidth |  |  |  | Fire Rating |  | Fire Rating | [7 empty] | 0.051000 |  |  |  | 2.134000 | Construction Type | 0.915000 | 2.134000 | 0.025000 | 204593 | Second Floor | 0.076000 | Door - Panel | 20 | 0.000000 | 2.134000 | 2B22 | 23.30.10.00 | 0.025000 | 0 | Door - Frame | Doors | GlazingAreaFraction | OperationType | IsFireExit
1498 | Second Floor | 208440,208645 |  |  | 240742 |  | New Construction |  |  |  | 209256 | 124098 | 133551 | M_Single-Flush:0915 x 2134mm |  | 0915 x 2134mm | Size |  | 196336,196337,196338,196339,196340,209217,209227,209228,209229,209230,209231 | Manufacturer |  | 35QeWibpT4DfyH3NIf2nez | 1 | M_Single-Flush:0915 x 2134mm:0915 x 2134mm:240742 |  | InstallationDate | 1498 | WarrantyGuarantorLabor |  | ModelLabel | F | WarrantyDescription |  |  | ProductionYear | [6 empty] | Finish |  | Area | SerialNumber | WarrantyStartDate | BarCode | AssetIdentifier | Features | 2B21 |  |  |  | 0 | 0.915000 |  | WarrantyDurationParts | AccessibilityPerformance | CodePerformance | Color | Constituents | Grade | Material | ModelReference | NominalHeight | NominalLength | Shape | SustainabilityPerformance | WarrantyDurationLabor | FIXED | WarrantyGuarantorParts | ExpectedLife | ReplacementCost | NominalWidth |  |  |  | Fire Rating |  | Fire Rating | [7 empty] | 0.051000 |  |  |  | 2.134000 | Construction Type | 0.915000 | 2.134000 | 0.025000 | 204594 | Second Floor | 0.076000 | Door - Panel | 20 | 0.000000 | 2.134000 | 2B21 | 23.30.10.00 | 0.025000 | 0 | Door - Frame | Doors | GlazingAreaFraction | OperationType | IsFireExit
1499 | Second Floor | 208438,208637 |  |  | 240845 |  | New Construction |  |  |  | 209256 | 124099 | 133552 | M_Single-Flush:0915 x 2134mm |  | 0915 x 2134mm | Size |  | 196341,196342,196343,196344,196345,209217,209227,209228,209229,209230,209231 | Manufacturer |  | 35QeWibpT4DfyH3NIf2ngM | 1 | M_Single-Flush:0915 x 2134mm:0915 x 2134mm:240845 |  | InstallationDate | 1499 | WarrantyGuarantorLabor |  | ModelLabel | F | WarrantyDescription |  |  | ProductionYear | [6 empty] | Finish |  | Area | SerialNumber | WarrantyStartDate | BarCode | AssetIdentifier | Features | 2B20 |  |  |  | 0 | 0.915000 |  | WarrantyDurationParts | AccessibilityPerformance | CodePerformance | Color | Constituents | Grade | Material | ModelReference | NominalHeight | NominalLength | Shape | SustainabilityPerformance | WarrantyDurationLabor | FIXED | WarrantyGuarantorParts | ExpectedLife | ReplacementCost | NominalWidth |  |  |  | Fire Rating |  | Fire Rating | [7 empty] | 0.051000 |  |  |  | 2.134000 | Construction Type | 0.915000 | 2.134000 | 0.025000 | 204595 | Second Floor | 0.076000 | Door - Panel | 20 | 0.000000 | 2.134000 | 2B20 | 23.30.10.00 | 0.025000 | 0 | Door - Frame | Doors | GlazingAreaFraction | OperationType | IsFireExit
1500 | Second Floor | 208421,208612 |  |  | 240928 |  | New Construction |  |  |  | 209256 | 124100 | 133553 | M_Single-Flush:0915 x 2134mm |  | 0915 x 2134mm | Size |  | 196346,196347,196348,196349,196350,209215,209227,209228,209229,209230,209231 | Manufacturer |  | 35QeWibpT4DfyH3NIf2njx | 1 | M_Single-Flush:0915 x 2134mm:0915 x 2134mm:240928 |  | InstallationDate | 1500 | WarrantyGuarantorLabor |  | ModelLabel | F | WarrantyDescription |  |  | ProductionYear | [6 empty] | Finish |  | Area | SerialNumber | WarrantyStartDate | BarCode | AssetIdentifier | Features | 2B17 |  |  |  | 0 | 0.915000 |  | WarrantyDurationParts | AccessibilityPerformance | CodePerformance | Color | Constituents | Grade | Material | ModelReference | NominalHeight | NominalLength | Shape | SustainabilityPerformance | WarrantyDurationLabor | FIXED | WarrantyGuarantorParts | ExpectedLife | ReplacementCost | NominalWidth |  |  |  | Fire Rating |  | Fire Rating | [7 empty] | 0.051000 |  |  |  | 2.134000 | Construction Type | 0.915000 | 2.134000 | 0.025000 | 204596 | Second Floor | 0.076000 | Door - Panel | 20 | 0.000000 | 2.134000 | 2B17 | 23.30.10.00 | 0.025000 | 0 | Door - Frame | Doors | GlazingAreaFraction | OperationType | IsFireExit
1501 | Second Floor | 208423,208600 |  |  | 241049 |  | New Construction |  |  |  | 209256 | 124101 | 133554 | M_Single-Flush:0915 x 2134mm |  | 0915 x 2134mm | Size |  | 196351,196352,196353,196354,196355,209215,209227,209228,209229,209230,209231 | Manufacturer |  | 35QeWibpT4DfyH3NIf2nl2 | 1 | M_Single-Flush:0915 x 2134mm:0915 x 2134mm:241049 |  | InstallationDate | 1501 | WarrantyGuarantorLabor |  | ModelLabel | F | WarrantyDescription |  |  | ProductionYear | [6 empty] | Finish |  | Area | SerialNumber | WarrantyStartDate | BarCode | AssetIdentifier | Features | 2B15 |  |  |  | 0 | 0.915000 |  | WarrantyDurationParts | AccessibilityPerformance | CodePerformance | Color | Constituents | Grade | Material | ModelReference | NominalHeight | NominalLength | Shape | SustainabilityPerformance | WarrantyDurationLabor | FIXED | WarrantyGuarantorParts | ExpectedLife | ReplacementCost | NominalWidth |  |  |  | Fire Rating |  | Fire Rating | [7 empty] | 0.051000 |  |  |  | 2.134000 | Construction Type | 0.915000 | 2.134000 | 0.025000 | 204597 | Second Floor | 0.076000 | Door - Panel | 20 | 0.000000 | 2.134000 | 2B15 | 23.30.10.00 | 0.025000 | 0 | Door - Frame | Doors | GlazingAreaFraction | OperationType | IsFireExit
1502 | Second Floor | 208425,208591 |  |  | 241124 |  | New Construction |  |  |  | 209256 | 124102 | 133555 | M_Single-Flush:0915 x 2134mm |  | 0915 x 2134mm | Size |  | 196356,196357,196358,196359,196360,209217,209227,209228,209229,209230,209231 | Manufacturer |  | 35QeWibpT4DfyH3NIf2nk$ | 1 | M_Single-Flush:0915 x 2134mm:0915 x 2134mm:241124 |  | InstallationDate | 1502 | WarrantyGuarantorLabor |  | ModelLabel | F | WarrantyDescription |  |  | ProductionYear | [6 empty] | Finish |  | Area | SerialNumber | WarrantyStartDate | BarCode | AssetIdentifier | Features | 2B14 |  |  |  | 0 | 0.915000 |  | WarrantyDurationParts | AccessibilityPerformance | CodePerformance | Color | Constituents | Grade | Material | ModelReference | NominalHeight | NominalLength | Shape | SustainabilityPerformance | WarrantyDurationLabor | FIXED | WarrantyGuarantorParts | ExpectedLife | ReplacementCost | NominalWidth |  |  |  | Fire Rating |  | Fire Rating | [7 empty] | 0.051000 |  |  |  | 2.134000 | Construction Type | 0.915000 | 2.134000 | 0.025000 | 204598 | Second Floor | 0.076000 | Door - Panel | 20 | 0.000000 | 2.134000 | 2B14 | 23.30.10.00 | 0.025000 | 0 | Door - Frame | Doors | GlazingAreaFraction | OperationType | IsFireExit
1503 | Second Floor | 208405,208582 |  |  | 241191 |  | New Construction |  |  |  | 209256 | 124103 | 133556 | M_Single-Flush:0915 x 2134mm |  | 0915 x 2134mm | Size |  | 196361,196362,196363,196364,196365,209217,209227,209228,209229,209230,209231 | Manufacturer |  | 35QeWibpT4DfyH3NIf2nXy | 1 | M_Single-Flush:0915 x 2134mm:0915 x 2134mm:241191 |  | InstallationDate | 1503 | WarrantyGuarantorLabor |  | ModelLabel | F | WarrantyDescription |  |  | ProductionYear | [6 empty] | Finish |  | Area | SerialNumber | WarrantyStartDate | BarCode | AssetIdentifier | Features | 2B13 |  |  |  | 0 | 0.915000 |  | WarrantyDurationParts | AccessibilityPerformance | CodePerformance | Color | Constituents | Grade | Material | ModelReference | NominalHeight | NominalLength | Shape | SustainabilityPerformance | WarrantyDurationLabor | FIXED | WarrantyGuarantorParts | ExpectedLife | ReplacementCost | NominalWidth |  |  |  | Fire Rating |  | Fire Rating | [7 empty] | 0.051000 |  |  |  | 2.134000 | Construction Type | 0.915000 | 2.134000 | 0.025000 | 204599 | Second Floor | 0.076000 | Door - Panel | 20 | 0.000000 | 2.134000 | 2B13 | 23.30.10.00 | 0.025000 | 0 | Door - Frame | Doors | GlazingAreaFraction | OperationType | IsFireExit
1504 | Second Floor | 208407,208575 |  |  | 241266 |  | New Construction |  |  |  | 209256 | 124104 | 133557 | M_Single-Flush:0915 x 2134mm |  | 0915 x 2134mm | Size |  | 196366,196367,196368,196369,196370,209217,209227,209228,209229,209230,209231 | Manufacturer |  | 35QeWibpT4DfyH3NIf2nWf | 1 | M_Single-Flush:0915 x 2134mm:0915 x 2134mm:241266 |  | InstallationDate | 1504 | WarrantyGuarantorLabor |  | ModelLabel | F | WarrantyDescription |  |  | ProductionYear | [6 empty] | Finish |  | Area | SerialNumber | WarrantyStartDate | BarCode | AssetIdentifier | Features | 2B13 |  |  |  | 0 | 0.915000 |  | WarrantyDurationParts | AccessibilityPerformance | CodePerformance | Color | Constituents | Grade | Material | ModelReference | NominalHeight | NominalLength | Shape | SustainabilityPerformance | WarrantyDurationLabor | FIXED | WarrantyGuarantorParts | ExpectedLife | ReplacementCost | NominalWidth |  |  |  | Fire Rating |  | Fire Rating | [7 empty] | 0.051000 |  |  |  | 2.134000 | Construction Type | 0.915000 | 2.134000 | 0.025000 | 204600 | Second Floor | 0.076000 | Door - Panel | 20 | 0.000000 | 2.134000 | 2B12 | 23.30.10.00 | 0.025000 | 0 | Door - Frame | Doors | GlazingAreaFraction | OperationType | IsFireExit
1505 | Second Floor | 208235,208313 |  |  | 241581 |  | New Construction |  |  |  | 209256 | 124105 | 133560 | M_Single-Flush:0915 x 2134mm |  | 0915 x 2134mm | Size |  | 196381,196382,196383,196384,196385,209217,209227,209228,209229,209230,209231 | Manufacturer |  | 35QeWibpT4DfyH3NIf2nds | 1 | M_Single-Flush:0915 x 2134mm:0915 x 2134mm:241581 |  | InstallationDate | 1505 | WarrantyGuarantorLabor |  | ModelLabel | F | WarrantyDescription |  |  | ProductionYear | [6 empty] | Finish |  | Area | SerialNumber | WarrantyStartDate | BarCode | AssetIdentifier | Features | 2D10 |  |  |  | 0 | 0.915000 |  | WarrantyDurationParts | AccessibilityPerformance | CodePerformance | Color | Constituents | Grade | Material | ModelReference | NominalHeight | NominalLength | Shape | SustainabilityPerformance | WarrantyDurationLabor | FIXED | WarrantyGuarantorParts | ExpectedLife | ReplacementCost | NominalWidth |  |  |  | Fire Rating |  | Fire Rating | [7 empty] | 0.051000 |  |  |  | 2.134000 | Construction Type | 0.915000 | 2.134000 | 0.025000 | 204601 | Second Floor | 0.076000 | Door - Panel | 20 | 0.000000 | 2.134000 | 2D10 | 23.30.10.00 | 0.025000 | 0 | Door - Frame | Doors | GlazingAreaFraction | OperationType | IsFireExit
1506 | Second Floor | 208233,208245 |  |  | 241616 |  | New Construction |  |  |  | 209256 | 124106 | 133561 | M_Single-Flush:0915 x 2134mm |  | 0915 x 2134mm | Size |  | 196386,196387,196388,196389,196390,209215,209227,209228,209229,209230,209231 | Manufacturer |  | 35QeWibpT4DfyH3NIf2ncB | 1 | M_Single-Flush:0915 x 2134mm:0915 x 2134mm:241616 |  | InstallationDate | 1506 | WarrantyGuarantorLabor |  | ModelLabel | F | WarrantyDescription |  |  | ProductionYear | [6 empty] | Finish |  | Area | SerialNumber | WarrantyStartDate | BarCode | AssetIdentifier | Features | 2D11 |  |  |  | 0 | 0.915000 |  | WarrantyDurationParts | AccessibilityPerformance | CodePerformance | Color | Constituents | Grade | Material | ModelReference | NominalHeight | NominalLength | Shape | SustainabilityPerformance | WarrantyDurationLabor | FIXED | WarrantyGuarantorParts | ExpectedLife | ReplacementCost | NominalWidth |  |  |  | Fire Rating |  | Fire Rating | [7 empty] | 0.051000 |  |  |  | 2.134000 | Construction Type | 0.915000 | 2.134000 | 0.025000 | 204602 | Second Floor | 0.076000 | Door - Panel | 20 | 0.000000 | 2.134000 | 2D11 | 23.30.10.00 | 0.025000 | 0 | Door - Frame | Doors | GlazingAreaFraction | OperationType | IsFireExit
1507 | Second Floor | 208286,208317 |  |  | 241748 |  | New Construction |  |  |  | 209256 | 124108 | 133563 | M_Single-Flush:0915 x 2134mm |  | 0915 x 2134mm | Size |  | 196396,196397,196398,196399,196400,209217,209227,209228,209229,209230,209231 | Manufacturer |  | 35QeWibpT4DfyH3NIf2mOF | 1 | M_Single-Flush:0915 x 2134mm:0915 x 2134mm:241748 |  | InstallationDate | 1507 | WarrantyGuarantorLabor |  | ModelLabel | F | WarrantyDescription |  |  | ProductionYear | [6 empty] | Finish |  | Area | SerialNumber | WarrantyStartDate | BarCode | AssetIdentifier | Features | 2D16 |  |  |  | 0 | 0.915000 |  | WarrantyDurationParts | AccessibilityPerformance | CodePerformance | Color | Constituents | Grade | Material | ModelReference | NominalHeight | NominalLength | Shape | SustainabilityPerformance | WarrantyDurationLabor | FIXED | WarrantyGuarantorParts | ExpectedLife | ReplacementCost | NominalWidth |  |  |  | Fire Rating |  | Fire Rating | [7 empty] | 0.051000 |  |  |  | 2.134000 | Construction Type | 0.915000 | 2.134000 | 0.025000 | 204604 | Second Floor | 0.076000 | Door - Panel | 20 | 0.000000 | 2.134000 | 2D16 | 23.30.10.00 | 0.025000 | 0 | Door - Frame | Doors | GlazingAreaFraction | OperationType | IsFireExit
1508 | Second Floor | 208269,208319 |  |  | 241789 |  | New Construction |  |  |  | 209256 | 124109 | 133564 | M_Single-Flush:0915 x 2134mm |  | 0915 x 2134mm | Size |  | 196401,196402,196403,196404,196405,209217,209227,209228,209229,209230,209231 | Manufacturer |  | 35QeWibpT4DfyH3NIf2mOc | 1 | M_Single-Flush:0915 x 2134mm:0915 x 2134mm:241789 |  | InstallationDate | 1508 | WarrantyGuarantorLabor |  | ModelLabel | F | WarrantyDescription |  |  | ProductionYear | [6 empty] | Finish |  | Area | SerialNumber | WarrantyStartDate | BarCode | AssetIdentifier | Features | 2D14 |  |  |  | 0 | 0.915000 |  | WarrantyDurationParts | AccessibilityPerformance | CodePerformance | Color | Constituents | Grade | Material | ModelReference | NominalHeight | NominalLength | Shape | SustainabilityPerformance | WarrantyDurationLabor | FIXED | WarrantyGuarantorParts | ExpectedLife | ReplacementCost | NominalWidth |  |  |  | Fire Rating |  | Fire Rating | [7 empty] | 0.051000 |  |  |  | 2.134000 | Construction Type | 0.915000 | 2.134000 | 0.025000 | 204605 | Second Floor | 0.076000 | Door - Panel | 20 | 0.000000 | 2.134000 | 2D14 | 23.30.10.00 | 0.025000 | 0 | Door - Frame | Doors | GlazingAreaFraction | OperationType | IsFireExit
1509 | Second Floor | 208277,208321 |  |  | 241822 |  | New Construction |  |  |  | 209256 | 124110 | 133565 | M_Single-Flush:0915 x 2134mm |  | 0915 x 2134mm | Size |  | 196406,196407,196408,196409,196410,209215,209227,209228,209229,209230,209231 | Manufacturer |  | 35QeWibpT4DfyH3NIf2mR5 | 1 | M_Single-Flush:0915 x 2134mm:0915 x 2134mm:241822 |  | InstallationDate | 1509 | WarrantyGuarantorLabor |  | ModelLabel | F | WarrantyDescription |  |  | ProductionYear | [6 empty] | Finish |  | Area | SerialNumber | WarrantyStartDate | BarCode | AssetIdentifier | Features | 2D15 |  |  |  | 0 | 0.915000 |  | WarrantyDurationParts | AccessibilityPerformance | CodePerformance | Color | Constituents | Grade | Material | ModelReference | NominalHeight | NominalLength | Shape | SustainabilityPerformance | WarrantyDurationLabor | FIXED | WarrantyGuarantorParts | ExpectedLife | ReplacementCost | NominalWidth |  |  |  | Fire Rating |  | Fire Rating | [7 empty] | 0.051000 |  |  |  | 2.134000 | Construction Type | 0.915000 | 2.134000 | 0.025000 | 204606 | Second Floor | 0.076000 | Door - Panel | 20 | 0.000000 | 2.134000 | 2D15 | 23.30.10.00 | 0.025000 | 0 | Door - Frame | Doors | GlazingAreaFraction | OperationType | IsFireExit
1510 | Second Floor | 208295,208324 |  |  | 241869 |  | New Construction |  |  |  | 209256 | 124111 | 133566 | M_Single-Flush:0915 x 2134mm |  | 0915 x 2134mm | Size |  | 196411,196412,196413,196414,196415,209215,209227,209228,209229,209230,209231 | Manufacturer |  | 35QeWibpT4DfyH3NIf2mQM | 1 | M_Single-Flush:0915 x 2134mm:0915 x 2134mm:241869 |  | InstallationDate | 1510 | WarrantyGuarantorLabor |  | ModelLabel | F | WarrantyDescription |  |  | ProductionYear | [6 empty] | Finish |  | Area | SerialNumber | WarrantyStartDate | BarCode | AssetIdentifier | Features | 2D17 |  |  |  | 0 | 0.915000 |  | WarrantyDurationParts | AccessibilityPerformance | CodePerformance | Color | Constituents | Grade | Material | ModelReference | NominalHeight | NominalLength | Shape | SustainabilityPerformance | WarrantyDurationLabor | FIXED | WarrantyGuarantorParts | ExpectedLife | ReplacementCost | NominalWidth |  |  |  | Fire Rating |  | Fire Rating | [7 empty] | 0.051000 |  |  |  | 2.134000 | Construction Type | 0.915000 | 2.134000 | 0.025000 | 204607 | Second Floor | 0.076000 | Door - Panel | 20 | 0.000000 | 2.134000 | 2D17 | 23.30.10.00 | 0.025000 | 0 | Door - Frame | Doors | GlazingAreaFraction | OperationType | IsFireExit
1511 | Second Floor | 208326,208339 |  |  | 241966 |  | New Construction |  |  |  | 209256 | 124112 | 133567 | M_Single-Flush:0915 x 2134mm |  | 0915 x 2134mm | Size |  | 196416,196417,196418,196419,196420,209217,209227,209228,209229,209230,209231 | Manufacturer |  | 35QeWibpT4DfyH3NIf2mTr | 1 | M_Single-Flush:0915 x 2134mm:0915 x 2134mm:241966 |  | InstallationDate | 1511 | WarrantyGuarantorLabor |  | ModelLabel | F | WarrantyDescription |  |  | ProductionYear | [6 empty] | Finish |  | Area | SerialNumber | WarrantyStartDate | BarCode | AssetIdentifier | Features | 2D19 |  |  |  | 0 | 0.915000 |  | WarrantyDurationParts | AccessibilityPerformance | CodePerformance | Color | Constituents | Grade | Material | ModelReference | NominalHeight | NominalLength | Shape | SustainabilityPerformance | WarrantyDurationLabor | FIXED | WarrantyGuarantorParts | ExpectedLife | ReplacementCost | NominalWidth |  |  |  | Fire Rating |  | Fire Rating | [7 empty] | 0.051000 |  |  |  | 2.134000 | Construction Type | 0.915000 | 2.134000 | 0.025000 | 204608 | Second Floor | 0.076000 | Door - Panel | 20 | 0.000000 | 2.134000 | 2D19 | 23.30.10.00 | 0.025000 | 0 | Door - Frame | Doors | GlazingAreaFraction | OperationType | IsFireExit
1512 | Second Floor | 208345,208414 |  |  | 242003 |  | New Construction |  |  |  | 209256 | 124113 | 133568 | M_Single-Flush:0915 x 2134mm |  | 0915 x 2134mm | Size |  | 196421,196422,196423,196424,196425,209217,209227,209228,209229,209230,209231 | Manufacturer |  | 35QeWibpT4DfyH3NIf2mS8 | 1 | M_Single-Flush:0915 x 2134mm:0915 x 2134mm:242003 |  | InstallationDate | 1512 | WarrantyGuarantorLabor |  | ModelLabel | F | WarrantyDescription |  |  | ProductionYear | [6 empty] | Finish |  | Area | SerialNumber | WarrantyStartDate | BarCode | AssetIdentifier | Features | 2D20 |  |  |  | 0 | 0.915000 |  | WarrantyDurationParts | AccessibilityPerformance | CodePerformance | Color | Constituents | Grade | Material | ModelReference | NominalHeight | NominalLength | Shape | SustainabilityPerformance | WarrantyDurationLabor | FIXED | WarrantyGuarantorParts | ExpectedLife | ReplacementCost | NominalWidth |  |  |  | Fire Rating |  | Fire Rating | [7 empty] | 0.051000 |  |  |  | 2.134000 | Construction Type | 0.915000 | 2.134000 | 0.025000 | 204609 | Second Floor | 0.076000 | Door - Panel | 20 | 0.000000 | 2.134000 | 2D20 | 23.30.10.00 | 0.025000 | 0 | Door - Frame | Doors | GlazingAreaFraction | OperationType | IsFireExit
1513 | Second Floor | 208402,208431 |  |  | 242080 |  | New Construction |  |  |  | 209256 | 124114 | 133569 | M_Single-Flush:0915 x 2134mm |  | 0915 x 2134mm | Size |  | 196426,196427,196428,196429,196430,209215,209227,209228,209229,209230,209231 | Manufacturer |  | 35QeWibpT4DfyH3NIf2mVx | 1 | M_Single-Flush:0915 x 2134mm:0915 x 2134mm:242080 |  | InstallationDate | 1513 | WarrantyGuarantorLabor |  | ModelLabel | F | WarrantyDescription |  |  | ProductionYear | [6 empty] | Finish |  | Area | SerialNumber | WarrantyStartDate | BarCode | AssetIdentifier | Features | 2BC3 |  |  |  | 0 | 0.915000 |  | WarrantyDurationParts | AccessibilityPerformance | CodePerformance | Color | Constituents | Grade | Material | ModelReference | NominalHeight | NominalLength | Shape | SustainabilityPerformance | WarrantyDurationLabor | FIXED | WarrantyGuarantorParts | ExpectedLife | ReplacementCost | NominalWidth |  |  |  | Fire Rating |  | Fire Rating | [7 empty] | 0.051000 |  |  |  | 2.134000 | Construction Type | 0.915000 | 2.134000 | 0.025000 | 204610 | Second Floor | 0.076000 | Door - Panel | 20 | 0.000000 | 2.134000 | 2BC3 | 23.30.10.00 | 0.025000 | 0 | Door - Frame | Doors | GlazingAreaFraction | OperationType | IsFireExit
1514 | Second Floor | 208399,208683 |  |  | 242185 |  | New Construction |  |  |  | 209256 | 124115 | 133570 | M_Single-Flush:0915 x 2134mm Rated |  | 0915 x 2134mm Rated | Size |  | 196431,196432,196433,196434,196435,204138,209023,209024,209025,209026,209027 | Manufacturer |  | 35QeWibpT4DfyH3NIf2mHI | 1 | M_Single-Flush:0915 x 2134mm Rated:0915 x 2134mm Rated:242185 |  | InstallationDate | 1514 | WarrantyGuarantorLabor |  | ModelLabel | F | WarrantyDescription |  |  | ProductionYear | [6 empty] | Finish |  | Area | SerialNumber | WarrantyStartDate | BarCode | AssetIdentifier | Features | 2BS2 |  |  |  | 0 | 0.915000 |  | WarrantyDurationParts | AccessibilityPerformance | CodePerformance | Color | Constituents | Grade | Material | ModelReference | NominalHeight | NominalLength | Shape | SustainabilityPerformance | WarrantyDurationLabor | FIXED | WarrantyGuarantorParts | ExpectedLife | ReplacementCost | NominalWidth |  |  |  | Fire Rating |  | Fire Rating | [7 empty] | 0.051000 |  |  |  | 2.134000 | Construction Type | 0.915000 | 2.134000 | 0.025000 | 204611 | Second Floor | 0.076000 | Door - Panel | 61 | 0.000000 | 2.134000 | 2BS2 | 23.30.10.00 | 0.025000 | 0 | Door - Frame | Doors | GlazingAreaFraction | OperationType | IsFireExit
1515 | Second Floor | 208434,208608 |  |  | 242262 |  | New Construction |  |  |  | 209256 | 124116 | 133571 | M_Single-Flush:0915 x 2134mm |  | 0915 x 2134mm | Size |  | 196436,196437,196438,196439,196440,209215,209227,209228,209229,209230,209231 | Manufacturer |  | 35QeWibpT4DfyH3NIf2mGD | 1 | M_Single-Flush:0915 x 2134mm:0915 x 2134mm:242262 |  | InstallationDate | 1515 | WarrantyGuarantorLabor |  | ModelLabel | F | WarrantyDescription |  |  | ProductionYear | [6 empty] | Finish |  | Area | SerialNumber | WarrantyStartDate | BarCode | AssetIdentifier | Features | 2B16 |  |  |  | 0 | 0.915000 |  | WarrantyDurationParts | AccessibilityPerformance | CodePerformance | Color | Constituents | Grade | Material | ModelReference | NominalHeight | NominalLength | Shape | SustainabilityPerformance | WarrantyDurationLabor | FIXED | WarrantyGuarantorParts | ExpectedLife | ReplacementCost | NominalWidth |  |  |  | Fire Rating |  | Fire Rating | [7 empty] | 0.051000 |  |  |  | 2.134000 | Construction Type | 0.915000 | 2.134000 | 0.025000 | 204612 | Second Floor | 0.076000 | Door - Panel | 20 | 0.000000 | 2.134000 | 2B16 | 23.30.10.00 | 0.025000 | 0 | Door - Frame | Doors | GlazingAreaFraction | OperationType | IsFireExit
1516 | Second Floor | 208436,208622 |  |  | 242319 |  | New Construction |  |  |  | 209256 | 124117 | 133572 | M_Single-Flush:0915 x 2134mm |  | 0915 x 2134mm | Size |  | 196441,196442,196443,196444,196445,209217,209227,209228,209229,209230,209231 | Manufacturer |  | 35QeWibpT4DfyH3NIf2mJK | 1 | M_Single-Flush:0915 x 2134mm:0915 x 2134mm:242319 |  | InstallationDate | 1516 | WarrantyGuarantorLabor |  | ModelLabel | F | WarrantyDescription |  |  | ProductionYear | [6 empty] | Finish |  | Area | SerialNumber | WarrantyStartDate | BarCode | AssetIdentifier | Features | 2B18 |  |  |  | 0 | 0.915000 |  | WarrantyDurationParts | AccessibilityPerformance | CodePerformance | Color | Constituents | Grade | Material | ModelReference | NominalHeight | NominalLength | Shape | SustainabilityPerformance | WarrantyDurationLabor | FIXED | WarrantyGuarantorParts | ExpectedLife | ReplacementCost | NominalWidth |  |  |  | Fire Rating |  | Fire Rating | [7 empty] | 0.051000 |  |  |  | 2.134000 | Construction Type | 0.915000 | 2.134000 | 0.025000 | 204613 | Second Floor | 0.076000 | Door - Panel | 20 | 0.000000 | 2.134000 | 2B18 | 23.30.10.00 | 0.025000 | 0 | Door - Frame | Doors | GlazingAreaFraction | OperationType | IsFireExit
1517 | Second Floor | 207636,207799 |  |  | 250444 |  | New Construction |  |  |  | 209256 | 124119 | 133574 | M_Single-Flush:0915 x 2134mm |  | 0915 x 2134mm | Size |  | 196451,196452,196453,196454,196455,209215,209227,209228,209229,209230,209231 | Manufacturer |  | 35QeWibpT4DfyH3NIf2sGN | 1 | M_Single-Flush:0915 x 2134mm:0915 x 2134mm:250444 |  | InstallationDate | 1517 | WarrantyGuarantorLabor |  | ModelLabel | F | WarrantyDescription |  |  | ProductionYear | [6 empty] | Finish |  | Area | SerialNumber | WarrantyStartDate | BarCode | AssetIdentifier | Features | 2A11 |  |  |  | 0 | 0.915000 |  | WarrantyDurationParts | AccessibilityPerformance | CodePerformance | Color | Constituents | Grade | Material | ModelReference | NominalHeight | NominalLength | Shape | SustainabilityPerformance | WarrantyDurationLabor | FIXED | WarrantyGuarantorParts | ExpectedLife | ReplacementCost | NominalWidth |  |  |  | Fire Rating |  | Fire Rating | [7 empty] | 0.051000 |  |  |  | 2.134000 | Construction Type | 0.915000 | 2.134000 | 0.025000 | 204615 | Second Floor | 0.076000 | Door - Panel | 20 | 0.000000 | 2.134000 | 2A11 | 23.30.10.00 | 0.025000 | 0 | Door - Frame | Doors | GlazingAreaFraction | OperationType | IsFireExit
1518 | Second Floor | 207639,207657 |  |  | 250515 |  | New Construction |  |  |  | 209256 | 124120 | 133575 | M_Single-Flush:0915 x 2134mm |  | 0915 x 2134mm | Size |  | 196456,196457,196458,196459,196460,209217,209227,209228,209229,209230,209231 | Manufacturer |  | 35QeWibpT4DfyH3NIf2sJ8 | 1 | M_Single-Flush:0915 x 2134mm:0915 x 2134mm:250515 |  | InstallationDate | 1518 | WarrantyGuarantorLabor |  | ModelLabel | F | WarrantyDescription |  |  | ProductionYear | [6 empty] | Finish |  | Area | SerialNumber | WarrantyStartDate | BarCode | AssetIdentifier | Features | 2AC2A |  |  |  | 0 | 0.915000 |  | WarrantyDurationParts | AccessibilityPerformance | CodePerformance | Color | Constituents | Grade | Material | ModelReference | NominalHeight | NominalLength | Shape | SustainabilityPerformance | WarrantyDurationLabor | FIXED | WarrantyGuarantorParts | ExpectedLife | ReplacementCost | NominalWidth |  |  |  | Fire Rating |  | Fire Rating | [7 empty] | 0.051000 |  |  |  | 2.134000 | Construction Type | 0.915000 | 2.134000 | 0.025000 | 204616 | Second Floor | 0.076000 | Door - Panel | 20 | 0.000000 | 2.134000 | 2AC2A | 23.30.10.00 | 0.025000 | 0 | Door - Frame | Doors | GlazingAreaFraction | OperationType | IsFireExit
1519 | Second Floor | 208328,208347 |  |  | 250602 |  | New Construction |  |  |  | 209256 | 124121 | 133576 | M_Single-Flush:0915 x 2134mm |  | 0915 x 2134mm | Size |  | 196461,196462,196463,196464,196465,209215,209227,209228,209229,209230,209231 | Manufacturer |  | 35QeWibpT4DfyH3NIf2sIn | 1 | M_Single-Flush:0915 x 2134mm:0915 x 2134mm:250602 |  | InstallationDate | 1519 | WarrantyGuarantorLabor |  | ModelLabel | F | WarrantyDescription |  |  | ProductionYear | [6 empty] | Finish |  | Area | SerialNumber | WarrantyStartDate | BarCode | AssetIdentifier | Features | 2D20A |  |  |  | 0 | 0.915000 |  | WarrantyDurationParts | AccessibilityPerformance | CodePerformance | Color | Constituents | Grade | Material | ModelReference | NominalHeight | NominalLength | Shape | SustainabilityPerformance | WarrantyDurationLabor | FIXED | WarrantyGuarantorParts | ExpectedLife | ReplacementCost | NominalWidth |  |  |  | Fire Rating |  | Fire Rating | [7 empty] | 0.051000 |  |  |  | 2.134000 | Construction Type | 0.915000 | 2.134000 | 0.025000 | 204617 | Second Floor | 0.076000 | Door - Panel | 20 | 0.000000 | 2.134000 | 2D20A | 23.30.10.00 | 0.025000 | 0 | Door - Frame | Doors | GlazingAreaFraction | OperationType | IsFireExit
1526 | Second Floor | 208188,208812 |  |  | 411107 |  | New Construction |  |  |  | 209256 | 125697 | 134206 | M_Double-Flush:1830 x 2134mm Exterior |  | 1830 x 2134mm Exterior | Size |  | 203477,203478,203479,203480,203481,208976,208977,208978,208979,208980,208981 | Manufacturer |  | 2H9Xpd9Nf1Uu7_jFnBZWSx | 1 | M_Double-Flush:1830 x 2134mm Exterior:1830 x 2134mm Exterior:411107 |  | InstallationDate | 1526 | WarrantyGuarantorLabor |  | ModelLabel | T | WarrantyDescription |  |  | ProductionYear | [6 empty] | Finish |  | Area | SerialNumber | WarrantyStartDate | BarCode | AssetIdentifier | Features | 2D05A |  |  |  | 1 | 1.830000 |  | WarrantyDurationParts | AccessibilityPerformance | CodePerformance | Color | Constituents | Grade | Material | ModelReference | NominalHeight | NominalLength | Shape | SustainabilityPerformance | WarrantyDurationLabor | FIXED | WarrantyGuarantorParts | ExpectedLife | ReplacementCost | NominalWidth |  |  |  | Fire Rating |  | Fire Rating | [7 empty] | 0.051000 |  |  |  | 2.134000 | Construction Type | 1.830000 | 2.134000 | 0.025000 | 204679 | Second Floor | 0.076000 | Door - Panel | 58 | 0.000000 | 2.134000 | 2D05A | 23.30.10.00 | 0.025000 | 0 | Door - Frame | Doors | GlazingAreaFraction | OperationType | IsFireExit
1541 | Second Floor | 207996,208012 |  |  | 234389 |  | New Construction |  |  |  | 209256 | 125906 | 133482 | M_Single-Flush:0915 x 2134mm |  | 0915 x 2134mm | Size |  | 195993,195994,195995,195996,195997,209217,209227,209228,209229,209230,209231 | Manufacturer |  | 35QeWibpT4DfyH3NIf2oNE | 1 | M_Single-Flush:0915 x 2134mm:0915 x 2134mm:234389 |  | InstallationDate | 1541 | WarrantyGuarantorLabor |  | ModelLabel | F | WarrantyDescription |  |  | ProductionYear | [6 empty] | Finish |  | Area | SerialNumber | WarrantyStartDate | BarCode | AssetIdentifier | Features | 2C16 |  |  |  | 0 | 0.915000 |  | WarrantyDurationParts | AccessibilityPerformance | CodePerformance | Color | Constituents | Grade | Material | ModelReference | NominalHeight | NominalLength | Shape | SustainabilityPerformance | WarrantyDurationLabor | FIXED | WarrantyGuarantorParts | ExpectedLife | ReplacementCost | NominalWidth |  |  |  | Fire Rating |  | Fire Rating | [7 empty] | 0.051000 |  |  |  | 2.134000 | Construction Type | 0.915000 | 2.134000 | 0.025000 | 204701 | Second Floor | 0.076000 | Door - Panel | 20 | 0.000000 | 2.134000 | 2C16 | 23.30.10.00 | 0.025000 | 0 | Door - Frame | Doors | GlazingAreaFraction | OperationType | IsFireExit
1542 | Second Floor | 207950,208089 |  |  | 234745 |  | New Construction |  |  |  | 209256 | 125907 | 133486 | M_Single-Flush:0915 x 2134mm |  | 0915 x 2134mm | Size |  | 196014,196015,196016,196017,196018,209217,209227,209228,209229,209230,209231 | Manufacturer |  | 35QeWibpT4DfyH3NIf2oAY | 1 | M_Single-Flush:0915 x 2134mm:0915 x 2134mm:234745 |  | InstallationDate | 1542 | WarrantyGuarantorLabor |  | ModelLabel | F | WarrantyDescription |  |  | ProductionYear | [6 empty] | Finish |  | Area | SerialNumber | WarrantyStartDate | BarCode | AssetIdentifier | Features | 2C11 |  |  |  | 0 | 0.915000 |  | WarrantyDurationParts | AccessibilityPerformance | CodePerformance | Color | Constituents | Grade | Material | ModelReference | NominalHeight | NominalLength | Shape | SustainabilityPerformance | WarrantyDurationLabor | FIXED | WarrantyGuarantorParts | ExpectedLife | ReplacementCost | NominalWidth |  |  |  | Fire Rating |  | Fire Rating | [7 empty] | 0.051000 |  |  |  | 2.134000 | Construction Type | 0.915000 | 2.134000 | 0.025000 | 204702 | Second Floor | 0.076000 | Door - Panel | 20 | 0.000000 | 2.134000 | 2C11 | 23.30.10.00 | 0.025000 | 0 | Door - Frame | Doors | GlazingAreaFraction | OperationType | IsFireExit
1543 | Second Floor | 207938,208087 |  |  | 234995 |  | New Construction |  |  |  | 209256 | 125908 | 133490 | M_Single-Flush:0915 x 2134mm |  | 0915 x 2134mm | Size |  | 196034,196035,196036,196037,196038,209217,209227,209228,209229,209230,209231 | Manufacturer |  | 35QeWibpT4DfyH3NIf2oEe | 1 | M_Single-Flush:0915 x 2134mm:0915 x 2134mm:234995 |  | InstallationDate | 1543 | WarrantyGuarantorLabor |  | ModelLabel | F | WarrantyDescription |  |  | ProductionYear | [6 empty] | Finish |  | Area | SerialNumber | WarrantyStartDate | BarCode | AssetIdentifier | Features | 2C09 |  |  |  | 0 | 0.915000 |  | WarrantyDurationParts | AccessibilityPerformance | CodePerformance | Color | Constituents | Grade | Material | ModelReference | NominalHeight | NominalLength | Shape | SustainabilityPerformance | WarrantyDurationLabor | FIXED | WarrantyGuarantorParts | ExpectedLife | ReplacementCost | NominalWidth |  |  |  | Fire Rating |  | Fire Rating | [7 empty] | 0.051000 |  |  |  | 2.134000 | Construction Type | 0.915000 | 2.134000 | 0.025000 | 204703 | Second Floor | 0.076000 | Door - Panel | 20 | 0.000000 | 2.134000 | 2C09 | 23.30.10.00 | 0.025000 | 0 | Door - Frame | Doors | GlazingAreaFraction | OperationType | IsFireExit
1544 | Second Floor | 207899,208085 |  |  | 235051 |  | New Construction |  |  |  | 209256 | 125909 | 133491 | M_Single-Flush:0915 x 2134mm |  | 0915 x 2134mm | Size |  | 196039,196040,196041,196042,196043,209217,209227,209228,209229,209230,209231 | Manufacturer |  | 35QeWibpT4DfyH3NIf2o1m | 1 | M_Single-Flush:0915 x 2134mm:0915 x 2134mm:235051 |  | InstallationDate | 1544 | WarrantyGuarantorLabor |  | ModelLabel | F | WarrantyDescription |  |  | ProductionYear | [6 empty] | Finish |  | Area | SerialNumber | WarrantyStartDate | BarCode | AssetIdentifier | Features | 2C06 |  |  |  | 0 | 0.915000 |  | WarrantyDurationParts | AccessibilityPerformance | CodePerformance | Color | Constituents | Grade | Material | ModelReference | NominalHeight | NominalLength | Shape | SustainabilityPerformance | WarrantyDurationLabor | FIXED | WarrantyGuarantorParts | ExpectedLife | ReplacementCost | NominalWidth |  |  |  | Fire Rating |  | Fire Rating | [7 empty] | 0.051000 |  |  |  | 2.134000 | Construction Type | 0.915000 | 2.134000 | 0.025000 | 204704 | Second Floor | 0.076000 | Door - Panel | 20 | 0.000000 | 2.134000 | 2C06 | 23.30.10.00 | 0.025000 | 0 | Door - Frame | Doors | GlazingAreaFraction | OperationType | IsFireExit
1545 | Second Floor | 207884,208118 |  |  | 235096 |  | New Construction |  |  |  | 209256 | 125910 | 133492 | M_Single-Flush:0915 x 2134mm |  | 0915 x 2134mm | Size |  | 196044,196045,196046,196047,196048,209217,209227,209228,209229,209230,209231 | Manufacturer |  | 35QeWibpT4DfyH3NIf2o03 | 1 | M_Single-Flush:0915 x 2134mm:0915 x 2134mm:235096 |  | InstallationDate | 1545 | WarrantyGuarantorLabor |  | ModelLabel | F | WarrantyDescription |  |  | ProductionYear | [6 empty] | Finish |  | Area | SerialNumber | WarrantyStartDate | BarCode | AssetIdentifier | Features | 2C04 |  |  |  | 0 | 0.915000 |  | WarrantyDurationParts | AccessibilityPerformance | CodePerformance | Color | Constituents | Grade | Material | ModelReference | NominalHeight | NominalLength | Shape | SustainabilityPerformance | WarrantyDurationLabor | FIXED | WarrantyGuarantorParts | ExpectedLife | ReplacementCost | NominalWidth |  |  |  | Fire Rating |  | Fire Rating | [7 empty] | 0.051000 |  |  |  | 2.134000 | Construction Type | 0.915000 | 2.134000 | 0.025000 | 204705 | Second Floor | 0.076000 | Door - Panel | 20 | 0.000000 | 2.134000 | 2C04 | 23.30.10.00 | 0.025000 | 0 | Door - Frame | Doors | GlazingAreaFraction | OperationType | IsFireExit
1546 | Second Floor | 207921,208072 |  |  | 235395 |  | New Construction |  |  |  | 209256 | 125911 | 133497 | M_Single-Flush:0915 x 2134mm |  | 0915 x 2134mm | Size |  | 196070,196071,196072,196073,196074,209217,209227,209228,209229,209230,209231 | Manufacturer |  | 35QeWibpT4DfyH3NIf2o7O | 1 | M_Single-Flush:0915 x 2134mm:0915 x 2134mm:235395 |  | InstallationDate | 1546 | WarrantyGuarantorLabor |  | ModelLabel | F | WarrantyDescription |  |  | ProductionYear | [6 empty] | Finish |  | Area | SerialNumber | WarrantyStartDate | BarCode | AssetIdentifier | Features | 2C08 |  |  |  | 0 | 0.915000 |  | WarrantyDurationParts | AccessibilityPerformance | CodePerformance | Color | Constituents | Grade | Material | ModelReference | NominalHeight | NominalLength | Shape | SustainabilityPerformance | WarrantyDurationLabor | FIXED | WarrantyGuarantorParts | ExpectedLife | ReplacementCost | NominalWidth |  |  |  | Fire Rating |  | Fire Rating | [7 empty] | 0.051000 |  |  |  | 2.134000 | Construction Type | 0.915000 | 2.134000 | 0.025000 | 204706 | Second Floor | 0.076000 | Door - Panel | 20 | 0.000000 | 2.134000 | 2C08 | 23.30.10.00 | 0.025000 | 0 | Door - Frame | Doors | GlazingAreaFraction | OperationType | IsFireExit
1547 | Second Floor | 207652,208056 |  |  | 237121 |  | New Construction |  |  |  | 209256 | 125912 | 133511 | M_Single-Flush:0915 x 2134mm |  | 0915 x 2134mm | Size |  | 196135,196136,196137,196138,196139,209215,209227,209228,209229,209230,209231 | Manufacturer |  | 35QeWibpT4DfyH3NIf2oWQ | 1 | M_Single-Flush:0915 x 2134mm:0915 x 2134mm:237121 |  | InstallationDate | 1547 | WarrantyGuarantorLabor |  | ModelLabel | F | WarrantyDescription |  |  | ProductionYear | [6 empty] | Finish |  | Area | SerialNumber | WarrantyStartDate | BarCode | AssetIdentifier | Features | 2C24 |  |  |  | 0 | 0.915000 |  | WarrantyDurationParts | AccessibilityPerformance | CodePerformance | Color | Constituents | Grade | Material | ModelReference | NominalHeight | NominalLength | Shape | SustainabilityPerformance | WarrantyDurationLabor | FIXED | WarrantyGuarantorParts | ExpectedLife | ReplacementCost | NominalWidth |  |  |  | Fire Rating |  | Fire Rating | [7 empty] | 0.051000 |  |  |  | 2.134000 | Construction Type | 0.915000 | 2.134000 | 0.025000 | 204707 | Second Floor | 0.076000 | Door - Panel | 20 | 0.000000 | 2.134000 | 2C24 | 23.30.10.00 | 0.025000 | 0 | Door - Frame | Doors | GlazingAreaFraction | OperationType | IsFireExit
1548 | Second Floor | 208216,208310 |  |  | 238316 |  | New Construction |  |  |  | 209256 | 125914 | 133521 | M_Single-Flush:0915 x 2134mm |  | 0915 x 2134mm | Size |  | 196185,196186,196187,196188,196189,209215,209227,209228,209229,209230,209231 | Manufacturer |  | 35QeWibpT4DfyH3NIf2nIt | 1 | M_Single-Flush:0915 x 2134mm:0915 x 2134mm:238316 |  | InstallationDate | 1548 | WarrantyGuarantorLabor |  | ModelLabel | F | WarrantyDescription |  |  | ProductionYear | [6 empty] | Finish |  | Area | SerialNumber | WarrantyStartDate | BarCode | AssetIdentifier | Features | 2D08 |  |  |  | 0 | 0.915000 |  | WarrantyDurationParts | AccessibilityPerformance | CodePerformance | Color | Constituents | Grade | Material | ModelReference | NominalHeight | NominalLength | Shape | SustainabilityPerformance | WarrantyDurationLabor | FIXED | WarrantyGuarantorParts | ExpectedLife | ReplacementCost | NominalWidth |  |  |  | Fire Rating |  | Fire Rating | [7 empty] | 0.051000 |  |  |  | 2.134000 | Construction Type | 0.915000 | 2.134000 | 0.025000 | 204709 | Second Floor | 0.076000 | Door - Panel | 20 | 0.000000 | 2.134000 | 2D08 | 23.30.10.00 | 0.025000 | 0 | Door - Frame | Doors | GlazingAreaFraction | OperationType | IsFireExit
1549 | Second Floor | 208212,208307 |  |  | 238379 |  | New Construction |  |  |  | 209256 | 125915 | 133522 | M_Single-Flush:0915 x 2134mm |  | 0915 x 2134mm | Size |  | 196190,196191,196192,196193,196194,209217,209227,209228,209229,209230,209231 | Manufacturer |  | 35QeWibpT4DfyH3NIf2nLm | 1 | M_Single-Flush:0915 x 2134mm:0915 x 2134mm:238379 |  | InstallationDate | 1549 | WarrantyGuarantorLabor |  | ModelLabel | F | WarrantyDescription |  |  | ProductionYear | [6 empty] | Finish |  | Area | SerialNumber | WarrantyStartDate | BarCode | AssetIdentifier | Features | 2D07 |  |  |  | 0 | 0.915000 |  | WarrantyDurationParts | AccessibilityPerformance | CodePerformance | Color | Constituents | Grade | Material | ModelReference | NominalHeight | NominalLength | Shape | SustainabilityPerformance | WarrantyDurationLabor | FIXED | WarrantyGuarantorParts | ExpectedLife | ReplacementCost | NominalWidth |  |  |  | Fire Rating |  | Fire Rating | [7 empty] | 0.051000 |  |  |  | 2.134000 | Construction Type | 0.915000 | 2.134000 | 0.025000 | 204710 | Second Floor | 0.076000 | Door - Panel | 20 | 0.000000 | 2.134000 | 2D07 | 23.30.10.00 | 0.025000 | 0 | Door - Frame | Doors | GlazingAreaFraction | OperationType | IsFireExit
1550 | Second Floor | 208205,208305 |  |  | 238438 |  | New Construction |  |  |  | 209256 | 125916 | 133523 | M_Single-Flush:0915 x 2134mm |  | 0915 x 2134mm | Size |  | 196195,196196,196197,196198,196199,209215,209227,209228,209229,209230,209231 | Manufacturer |  | 35QeWibpT4DfyH3NIf2nKz | 1 | M_Single-Flush:0915 x 2134mm:0915 x 2134mm:238438 |  | InstallationDate | 1550 | WarrantyGuarantorLabor |  | ModelLabel | F | WarrantyDescription |  |  | ProductionYear | [6 empty] | Finish |  | Area | SerialNumber | WarrantyStartDate | BarCode | AssetIdentifier | Features | 2D06 |  |  |  | 0 | 0.915000 |  | WarrantyDurationParts | AccessibilityPerformance | CodePerformance | Color | Constituents | Grade | Material | ModelReference | NominalHeight | NominalLength | Shape | SustainabilityPerformance | WarrantyDurationLabor | FIXED | WarrantyGuarantorParts | ExpectedLife | ReplacementCost | NominalWidth |  |  |  | Fire Rating |  | Fire Rating | [7 empty] | 0.051000 |  |  |  | 2.134000 | Construction Type | 0.915000 | 2.134000 | 0.025000 | 204711 | Second Floor | 0.076000 | Door - Panel | 20 | 0.000000 | 2.134000 | 2D06 | 23.30.10.00 | 0.025000 | 0 | Door - Frame | Doors | GlazingAreaFraction | OperationType | IsFireExit
1551 | Second Floor | 208366,208766 |  |  | 241351 |  | New Construction |  |  |  | 209256 | 125917 | 133558 | M_Single-Flush:0915 x 2134mm |  | 0915 x 2134mm | Size |  | 196371,196372,196373,196374,196375,209215,209227,209228,209229,209230,209231 | Manufacturer |  | 35QeWibpT4DfyH3NIf2nYS | 1 | M_Single-Flush:0915 x 2134mm:0915 x 2134mm:241351 |  | InstallationDate | 1551 | WarrantyGuarantorLabor |  | ModelLabel | F | WarrantyDescription |  |  | ProductionYear | [6 empty] | Finish |  | Area | SerialNumber | WarrantyStartDate | BarCode | AssetIdentifier | Features | 2D21 |  |  |  | 0 | 0.915000 |  | WarrantyDurationParts | AccessibilityPerformance | CodePerformance | Color | Constituents | Grade | Material | ModelReference | NominalHeight | NominalLength | Shape | SustainabilityPerformance | WarrantyDurationLabor | FIXED | WarrantyGuarantorParts | ExpectedLife | ReplacementCost | NominalWidth |  |  |  | Fire Rating |  | Fire Rating | [7 empty] | 0.051000 |  |  |  | 2.134000 | Construction Type | 0.915000 | 2.134000 | 0.025000 | 204712 | Second Floor | 0.076000 | Door - Panel | 20 | 0.000000 | 2.134000 | 2D21 | 23.30.10.00 | 0.025000 | 0 | Door - Frame | Doors | GlazingAreaFraction | OperationType | IsFireExit
1552 | Second Floor | 208367,208767 |  |  | 241448 |  | New Construction |  |  |  | 209256 | 125918 | 133559 | M_Single-Flush:0915 x 2134mm |  | 0915 x 2134mm | Size |  | 196376,196377,196378,196379,196380,209217,209227,209228,209229,209230,209231 | Manufacturer |  | 35QeWibpT4DfyH3NIf2nbp | 1 | M_Single-Flush:0915 x 2134mm:0915 x 2134mm:241448 |  | InstallationDate | 1552 | WarrantyGuarantorLabor |  | ModelLabel | F | WarrantyDescription |  |  | ProductionYear | [6 empty] | Finish |  | Area | SerialNumber | WarrantyStartDate | BarCode | AssetIdentifier | Features | 2D21A |  |  |  | 0 | 0.915000 |  | WarrantyDurationParts | AccessibilityPerformance | CodePerformance | Color | Constituents | Grade | Material | ModelReference | NominalHeight | NominalLength | Shape | SustainabilityPerformance | WarrantyDurationLabor | FIXED | WarrantyGuarantorParts | ExpectedLife | ReplacementCost | NominalWidth |  |  |  | Fire Rating |  | Fire Rating | [7 empty] | 0.051000 |  |  |  | 2.134000 | Construction Type | 0.915000 | 2.134000 | 0.025000 | 204713 | Second Floor | 0.076000 | Door - Panel | 20 | 0.000000 | 2.134000 | 2D21A | 23.30.10.00 | 0.025000 | 0 | Door - Frame | Doors | GlazingAreaFraction | OperationType | IsFireExit
2014 | Second Floor |  |  |  | 408825 |  | New Construction |  |  |  | 209256 | 125696 | 134204 | M_Toilet Partition:0865 x 1500mm |  | 0865 x 1500mm | Size |  | 203466,203467,203468,203469,203470,209034,209064,209065,209066,209067,209068 | Manufacturer |  | 0ClPCUC7jCQRnj1dhupHk0 | 1 | M_Toilet Partition:0865 x 1500mm:0865 x 1500mm:408825 |  | InstallationDate | 2014 | WarrantyGuarantorLabor |  | ModelLabel | F | WarrantyDescription |  |  | ProductionYear | [6 empty] | Finish |  | Area | SerialNumber | WarrantyStartDate | BarCode | AssetIdentifier | Features | 2C07tp1 |  |  |  | 0 | 0.865000 |  | WarrantyDurationParts | AccessibilityPerformance | CodePerformance | Color | Constituents | Grade | Material | ModelReference | NominalHeight | NominalLength | Shape | SustainabilityPerformance | WarrantyDurationLabor | FIXED | WarrantyGuarantorParts | ExpectedLife | ReplacementCost | NominalWidth |  |  |  | Fire Rating |  | Fire Rating | [7 empty] | 0.025000 |  |  |  | 1.500000 | Construction Type | 0.865000 | 1.500000 |  | 204678 | Second Floor |  | Laminate - Ivory, Matte | 56 | 0.000000 | 1.500000 | 2C07tp1 | 23.30.10.00 |  | 0 |  | Doors | GlazingAreaFraction | OperationType | IsFireExit
2018 | Second Floor |  |  |  | 412955 |  | New Construction |  |  |  | 209256 | 125704 | 134216 | M_Toilet Partition:0865 x 1500mm |  | 0865 x 1500mm | Size |  | 203533,203534,203535,203536,203537,205962,209064,209065,209066,209067,209068 | Manufacturer |  | 3qpE7fVkr8dRZ2wfCc6tsf | 1 | M_Toilet Partition:0865 x 1500mm:0865 x 1500mm:412955 |  | InstallationDate | 2018 | WarrantyGuarantorLabor |  | ModelLabel | F | WarrantyDescription |  |  | ProductionYear | [6 empty] | Finish |  | Area | SerialNumber | WarrantyStartDate | BarCode | AssetIdentifier | Features | 2C23tp1 |  |  |  | 0 | 0.865000 |  | WarrantyDurationParts | AccessibilityPerformance | CodePerformance | Color | Constituents | Grade | Material | ModelReference | NominalHeight | NominalLength | Shape | SustainabilityPerformance | WarrantyDurationLabor | FIXED | WarrantyGuarantorParts | ExpectedLife | ReplacementCost | NominalWidth |  |  |  | Fire Rating |  | Fire Rating | [7 empty] | 0.025000 |  |  |  | 1.500000 | Construction Type | 0.865000 | 1.500000 |  | 204683 | Second Floor |  | Laminate - Ivory, Matte | 56 | 0.250000 | 1.750000 | 2C23tp1 | 23.30.10.00 |  | 0 |  | Doors | GlazingAreaFraction | OperationType | IsFireExit
2019 | Second Floor |  |  |  | 413234 |  | New Construction |  |  |  | 209256 | 125706 | 134219 | M_Toilet Partition:0865 x 1500mm |  | 0865 x 1500mm | Size |  | 203550,203551,203552,203553,203554,209034,209064,209065,209066,209067,209068 | Manufacturer |  | 3qpE7fVkr8dRZ2wfCc6tw0 | 1 | M_Toilet Partition:0865 x 1500mm:0865 x 1500mm:413234 |  | InstallationDate | 2019 | WarrantyGuarantorLabor |  | ModelLabel | F | WarrantyDescription |  |  | ProductionYear | [6 empty] | Finish |  | Area | SerialNumber | WarrantyStartDate | BarCode | AssetIdentifier | Features | 2C24tp1 |  |  |  | 0 | 0.865000 |  | WarrantyDurationParts | AccessibilityPerformance | CodePerformance | Color | Constituents | Grade | Material | ModelReference | NominalHeight | NominalLength | Shape | SustainabilityPerformance | WarrantyDurationLabor | FIXED | WarrantyGuarantorParts | ExpectedLife | ReplacementCost | NominalWidth |  |  |  | Fire Rating |  | Fire Rating | [7 empty] | 0.025000 |  |  |  | 1.500000 | Construction Type | 0.865000 | 1.500000 |  | 204684 | Second Floor |  | Laminate - Ivory, Matte | 56 | 0.250000 | 1.750000 | 2C24tp1 | 23.30.10.00 |  | 0 |  | Doors | GlazingAreaFraction | OperationType | IsFireExit
2020 | Second Floor |  |  |  | 413317 |  | New Construction |  |  |  | 209256 | 125707 | 134220 | M_Toilet Partition:0865 x 1500mm |  | 0865 x 1500mm | Size |  | 203555,203556,203557,203558,203559,209034,209064,209065,209066,209067,209068 | Manufacturer |  | 3qpE7fVkr8dRZ2wfCc6tut | 1 | M_Toilet Partition:0865 x 1500mm:0865 x 1500mm:413317 |  | InstallationDate | 2020 | WarrantyGuarantorLabor |  | ModelLabel | F | WarrantyDescription |  |  | ProductionYear | [6 empty] | Finish |  | Area | SerialNumber | WarrantyStartDate | BarCode | AssetIdentifier | Features | 2C24tp2 |  |  |  | 0 | 0.865000 |  | WarrantyDurationParts | AccessibilityPerformance | CodePerformance | Color | Constituents | Grade | Material | ModelReference | NominalHeight | NominalLength | Shape | SustainabilityPerformance | WarrantyDurationLabor | FIXED | WarrantyGuarantorParts | ExpectedLife | ReplacementCost | NominalWidth |  |  |  | Fire Rating |  | Fire Rating | [7 empty] | 0.025000 |  |  |  | 1.500000 | Construction Type | 0.865000 | 1.500000 |  | 204685 | Second Floor |  | Laminate - Ivory, Matte | 56 | 0.250000 | 1.750000 | 2C24tp2 | 23.30.10.00 |  | 0 |  | Doors | GlazingAreaFraction | OperationType | IsFireExit
2021 | Second Floor |  |  |  | 237666 |  | New Construction |  |  |  | 209256 | 125913 | 133514 | M_Toilet Partition:0865 x 1500mm |  | 0865 x 1500mm | Size |  | 196150,196151,196152,196153,196154,209034,209064,209065,209066,209067,209068 | Manufacturer |  | 35QeWibpT4DfyH3NIf2nOv | 1 | M_Toilet Partition:0865 x 1500mm:0865 x 1500mm:237666 |  | InstallationDate | 2021 | WarrantyGuarantorLabor |  | ModelLabel | F | WarrantyDescription |  |  | ProductionYear | [6 empty] | Finish |  | Area | SerialNumber | WarrantyStartDate | BarCode | AssetIdentifier | Features | 2C08tp1 |  |  |  | 0 | 0.865000 |  | WarrantyDurationParts | AccessibilityPerformance | CodePerformance | Color | Constituents | Grade | Material | ModelReference | NominalHeight | NominalLength | Shape | SustainabilityPerformance | WarrantyDurationLabor | FIXED | WarrantyGuarantorParts | ExpectedLife | ReplacementCost | NominalWidth |  |  |  | Fire Rating |  | Fire Rating | [7 empty] | 0.025000 |  |  |  | 1.500000 | Construction Type | 0.865000 | 1.500000 |  | 204708 | Second Floor |  | Laminate - Ivory, Matte | 56 | 0.000000 | 1.500000 | 2C08tp1 | 23.30.10.00 |  | 0 |  | Doors | GlazingAreaFraction | OperationType | IsFireExit
2259 | TOF Footing |  |  |  | 346969 |  | New Construction |  |  |  | 205337 | 125930 | 133757 | M_Curtain Wall Dbl Chain Link:M_Curtain Wall Dbl Chain Link |  | M_Curtain Wall Dbl Chain Link | Size |  | 200018,200019,200020,200021,200022,208961,208962,208963,208964,208965,208997 | Manufacturer |  | 2NHD_$8fb3ZexljM$wSStT | 1 | M_Curtain Wall Dbl Chain Link:M_Curtain Wall Dbl Chain Link:M_Curtain Wall Dbl Chain Link:346969 |  | InstallationDate | 2259 | WarrantyGuarantorLabor |  | ModelLabel | T | WarrantyDescription |  |  | ProductionYear | [6 empty] | Finish |  | Area | SerialNumber | WarrantyStartDate | BarCode | AssetIdentifier | Features | 1F01a |  |  |  | 1 | 2.702000 |  | WarrantyDurationParts | AccessibilityPerformance | CodePerformance | Color | Constituents | Grade | Material | ModelReference | NominalHeight | NominalLength | Shape | SustainabilityPerformance | WarrantyDurationLabor | FIXED | WarrantyGuarantorParts | ExpectedLife | ReplacementCost | NominalWidth |  |  |  | Fire Rating |  | Fire Rating | [11 empty] | 1.962000 | Construction Type | 2.702000 | 1.963855 | [5 empty] | 35 |  |  | 1F01a | 23.30.10.00 |  |  | Metal - Aluminum | Doors | GlazingAreaFraction | OperationType | IsFireExit | Metal - Chain Link | 0.019000
2260 | TOF Footing |  |  |  | 346973 |  | New Construction |  |  |  | 205337 | 125929 | 133758 | M_Curtain Wall Dbl Chain Link:M_Curtain Wall Dbl Chain Link |  | M_Curtain Wall Dbl Chain Link | Size |  | 200023,200024,200025,200026,200027,208961,208962,208963,208964,208965,208997 | Manufacturer |  | 3eIXtbz01CQuZOCQ8qhuxf | 1 | M_Curtain Wall Dbl Chain Link:M_Curtain Wall Dbl Chain Link:M_Curtain Wall Dbl Chain Link:346973 |  | InstallationDate | 2260 | WarrantyGuarantorLabor |  | ModelLabel | T | WarrantyDescription |  |  | ProductionYear | [6 empty] | Finish |  | Area | SerialNumber | WarrantyStartDate | BarCode | AssetIdentifier | Features | 1F01b |  |  |  | 1 | 2.702000 |  | WarrantyDurationParts | AccessibilityPerformance | CodePerformance | Color | Constituents | Grade | Material | ModelReference | NominalHeight | NominalLength | Shape | SustainabilityPerformance | WarrantyDurationLabor | FIXED | WarrantyGuarantorParts | ExpectedLife | ReplacementCost | NominalWidth |  |  |  | Fire Rating |  | Fire Rating | [11 empty] | 1.962000 | Construction Type | 2.702000 | 1.963855 | [5 empty] | 35 |  |  | 1F01b | 23.30.10.00 |  |  | Metal - Aluminum | Doors | GlazingAreaFraction | OperationType | IsFireExit | Metal - Chain Link | 0.019000
3964 | Stair:Concrete Pan - 180mm Max Riser 280mm Tread:221039 |  |  |  | 221234 |  | New Construction |  |  |  |  | 125946 | 118565 | Railing:1100mm Guard Rail |  | Railing:1100mm Guard Rail | Size |  | 195281,195282,195283,195284,195285,209085,209086,209087 | Manufacturer |  | 3NhaIUfh12PAdrGa$S3__B | 1 | Railing:1100mm Guard Rail:221234 |  | InstallationDate | 3964 | WarrantyGuarantorLabor |  | ModelLabel | F | WarrantyDescription |  |  | ProductionYear | 0.000000 | [5 empty] | Finish |  |  | SerialNumber | WarrantyStartDate | BarCode | AssetIdentifier | Features | TagNumber |  | 10.525561 |  |  |  |  | WarrantyDurationParts | AccessibilityPerformance | CodePerformance | Color | Constituents | Grade | Material | ModelReference | NominalHeight | NominalLength | Shape | SustainabilityPerformance | WarrantyDurationLabor | FIXED | WarrantyGuarantorParts | ExpectedLife | ReplacementCost | NominalWidth | 23-30 80 11 | Guardrails | [8 empty] | 209081 | [6 empty] | 1.100000 | [22 empty] | NOTDEFINED | 1.100000 | 0 | 0 | -0.025000 | 0 | 0.000000 | 2
3965 | Stair:Concrete Pan - 180mm Max Riser 280mm Tread:221039 |  |  |  | 221238 |  | New Construction |  |  |  |  | 125945 | 118566 | Railing:1100mm Guard Rail |  | Railing:1100mm Guard Rail | Size |  | 195286,195287,195288,195289,195290,209085,209086,209087 | Manufacturer |  | 3NhaIUfh12PAdrGa$S3__F | 1 | Railing:1100mm Guard Rail:221238 |  | InstallationDate | 3965 | WarrantyGuarantorLabor |  | ModelLabel | F | WarrantyDescription |  |  | ProductionYear | 0.000000 | [5 empty] | Finish |  |  | SerialNumber | WarrantyStartDate | BarCode | AssetIdentifier | Features | TagNumber |  | 13.936694 |  |  |  |  | WarrantyDurationParts | AccessibilityPerformance | CodePerformance | Color | Constituents | Grade | Material | ModelReference | NominalHeight | NominalLength | Shape | SustainabilityPerformance | WarrantyDurationLabor | FIXED | WarrantyGuarantorParts | ExpectedLife | ReplacementCost | NominalWidth | 23-30 80 11 | Guardrails | [8 empty] | 209081 | [6 empty] | 1.100000 | [22 empty] | NOTDEFINED | 1.100000 | 0 | 0 | -0.025000 | 0 | 0.000000 | 2
3966 | Stair:Concrete Pan - 180mm Max Riser 280mm Tread:250693 |  |  |  | 250952 |  | New Construction |  |  |  |  | 125944 | 118774 | Railing:1100mm Guard Rail |  | Railing:1100mm Guard Rail | Size |  | 196474,196475,196476,196477,196478,209085,209086,209087 | Manufacturer |  | 0mxk1RW8H5mvX1dNnpRqEm | 1 | Railing:1100mm Guard Rail:250952 |  | InstallationDate | 3966 | WarrantyGuarantorLabor |  | ModelLabel | F | WarrantyDescription |  |  | ProductionYear | 0.000000 | [5 empty] | Finish |  |  | SerialNumber | WarrantyStartDate | BarCode | AssetIdentifier | Features | TagNumber |  | 13.645540 |  |  |  |  | WarrantyDurationParts | AccessibilityPerformance | CodePerformance | Color | Constituents | Grade | Material | ModelReference | NominalHeight | NominalLength | Shape | SustainabilityPerformance | WarrantyDurationLabor | FIXED | WarrantyGuarantorParts | ExpectedLife | ReplacementCost | NominalWidth | 23-30 80 11 | Guardrails | [8 empty] | 209082 | [6 empty] | 1.100000 | [22 empty] | NOTDEFINED | 1.100000 | 0 | 0 | -0.025000 | 0 | 0.000000 | 2
3967 | Stair:Concrete Pan - 180mm Max Riser 280mm Tread:250693 |  |  |  | 250956 |  | New Construction |  |  |  |  | 125943 | 118775 | Railing:1100mm Guard Rail |  | Railing:1100mm Guard Rail | Size |  | 196479,196480,196481,196482,196483,209085,209086,209087 | Manufacturer |  | 0mxk1RW8H5mvX1dNnpRqEq | 1 | Railing:1100mm Guard Rail:250956 |  | InstallationDate | 3967 | WarrantyGuarantorLabor |  | ModelLabel | F | WarrantyDescription |  |  | ProductionYear | 0.000000 | [5 empty] | Finish |  |  | SerialNumber | WarrantyStartDate | BarCode | AssetIdentifier | Features | TagNumber |  | 9.701906 |  |  |  |  | WarrantyDurationParts | AccessibilityPerformance | CodePerformance | Color | Constituents | Grade | Material | ModelReference | NominalHeight | NominalLength | Shape | SustainabilityPerformance | WarrantyDurationLabor | FIXED | WarrantyGuarantorParts | ExpectedLife | ReplacementCost | NominalWidth | 23-30 80 11 | Guardrails | [8 empty] | 209082 | [6 empty] | 1.100000 | [22 empty] | NOTDEFINED | 1.100000 | 0 | 0 | -0.025000 | 0 | 0.000000 | 2
3968 | Stair:Concrete Pan - 180mm Max Riser 280mm Tread:251180 |  |  |  | 251724 |  | New Construction |  |  |  |  | 125942 | 118780 | Railing:1100mm Guard Rail |  | Railing:1100mm Guard Rail | Size |  | 196492,196493,196494,196495,196496,209085,209086,209087 | Manufacturer |  | 0mxk1RW8H5mvX1dNnpRq2q | 1 | Railing:1100mm Guard Rail:251724 |  | InstallationDate | 3968 | WarrantyGuarantorLabor |  | ModelLabel | F | WarrantyDescription |  |  | ProductionYear | 0.000000 | [5 empty] | Finish |  |  | SerialNumber | WarrantyStartDate | BarCode | AssetIdentifier | Features | TagNumber |  | 9.907907 |  |  |  |  | WarrantyDurationParts | AccessibilityPerformance | CodePerformance | Color | Constituents | Grade | Material | ModelReference | NominalHeight | NominalLength | Shape | SustainabilityPerformance | WarrantyDurationLabor | FIXED | WarrantyGuarantorParts | ExpectedLife | ReplacementCost | NominalWidth | 23-30 80 11 | Guardrails | [8 empty] | 209083 | [6 empty] | 1.100000 | [22 empty] | NOTDEFINED | 1.100000 | 0 | 0 | -0.025000 | 0 | 0.000000 | 2
3969 | Stair:Concrete Pan - 180mm Max Riser 280mm Tread:251180 |  |  |  | 251728 |  | New Construction |  |  |  |  | 125941 | 118781 | Railing:1100mm Guard Rail |  | Railing:1100mm Guard Rail | Size |  | 196497,196498,196499,196500,196501,209085,209086,209087 | Manufacturer |  | 0mxk1RW8H5mvX1dNnpRq2e | 1 | Railing:1100mm Guard Rail:251728 |  | InstallationDate | 3969 | WarrantyGuarantorLabor |  | ModelLabel | F | WarrantyDescription |  |  | ProductionYear | 0.000000 | [5 empty] | Finish |  |  | SerialNumber | WarrantyStartDate | BarCode | AssetIdentifier | Features | TagNumber |  | 13.611540 |  |  |  |  | WarrantyDurationParts | AccessibilityPerformance | CodePerformance | Color | Constituents | Grade | Material | ModelReference | NominalHeight | NominalLength | Shape | SustainabilityPerformance | WarrantyDurationLabor | FIXED | WarrantyGuarantorParts | ExpectedLife | ReplacementCost | NominalWidth | 23-30 80 11 | Guardrails | [8 empty] | 209083 | [6 empty] | 1.100000 | [22 empty] | NOTDEFINED | 1.100000 | 0 | 0 | -0.025000 | 0 | 0.000000 | 2
3972 | First Floor |  |  |  | 419500 |  | New Construction |  |  |  | 209258 | 125708 | 119807 | Railing:1100mm Guard Rail |  | Railing:1100mm Guard Rail | Size |  | 203560,203561,203562,203563,203564,209085,209086,209087 | Manufacturer |  | 3qpE7fVkr8dRZ2wfCc6rOU | 1 | Railing:1100mm Guard Rail:419500 |  | InstallationDate | 3972 | WarrantyGuarantorLabor |  | ModelLabel | F | WarrantyDescription |  |  | ProductionYear | 0.000000 | [5 empty] | Finish |  |  | SerialNumber | WarrantyStartDate | BarCode | AssetIdentifier | Features | TagNumber |  | 1.624000 |  |  |  |  | WarrantyDurationParts | AccessibilityPerformance | CodePerformance | Color | Constituents | Grade | Material | ModelReference | NominalHeight | NominalLength | Shape | SustainabilityPerformance | WarrantyDurationLabor | FIXED | WarrantyGuarantorParts | ExpectedLife | ReplacementCost | NominalWidth | 23-30 80 11 | Guardrails | [15 empty] | 1.100000 | [22 empty] | NOTDEFINED | 1.100000 | 0 | 0 | -0.025000 | 0 | 0.000000 | 2 | First Floor
3970 | Second Floor |  |  |  | 288074 |  | New Construction |  |  |  | 209256 | 125934 | 119259 | Railing:1100mm Guard Rail |  | Railing:1100mm Guard Rail | Size |  | 198914,198915,198916,198917,198918,209085,209086,209087 | Manufacturer |  | 0bpfxAz3XBrAx$RjFuHwvy | 1 | Railing:1100mm Guard Rail:288074 |  | InstallationDate | 3970 | WarrantyGuarantorLabor |  | ModelLabel | F | WarrantyDescription |  |  | ProductionYear | 0.000000 | [5 empty] | Finish |  |  | SerialNumber | WarrantyStartDate | BarCode | AssetIdentifier | Features | TagNumber |  | 6.705047 |  |  |  |  | WarrantyDurationParts | AccessibilityPerformance | CodePerformance | Color | Constituents | Grade | Material | ModelReference | NominalHeight | NominalLength | Shape | SustainabilityPerformance | WarrantyDurationLabor | FIXED | WarrantyGuarantorParts | ExpectedLife | ReplacementCost | NominalWidth | 23-30 80 11 | Guardrails | [15 empty] | 1.100000 | [22 empty] | NOTDEFINED | 1.100000 | 0 | 0 | -0.025000 | 0 | 0.000000 | 2 | Second Floor
3971 | Second Floor |  |  |  | 288269 |  | New Construction |  |  |  | 209256 | 125933 | 119260 | Railing:1100mm Guard Rail |  | Railing:1100mm Guard Rail | Size |  | 198919,198920,198921,198922,198923,209085,209086,209087 | Manufacturer |  | 0bpfxAz3XBrAx$RjFuHwqx | 1 | Railing:1100mm Guard Rail:288269 |  | InstallationDate | 3971 | WarrantyGuarantorLabor |  | ModelLabel | F | WarrantyDescription |  |  | ProductionYear | 0.000000 | [5 empty] | Finish |  |  | SerialNumber | WarrantyStartDate | BarCode | AssetIdentifier | Features | TagNumber |  | 6.630041 |  |  |  |  | WarrantyDurationParts | AccessibilityPerformance | CodePerformance | Color | Constituents | Grade | Material | ModelReference | NominalHeight | NominalLength | Shape | SustainabilityPerformance | WarrantyDurationLabor | FIXED | WarrantyGuarantorParts | ExpectedLife | ReplacementCost | NominalWidth | 23-30 80 11 | Guardrails | [15 empty] | 1.100000 | [22 empty] | NOTDEFINED | 1.100000 | 0 | 0 | -0.025000 | 0 | 0.000000 | 2 | Second Floor
40319 | Stair:Concrete Pan - 180mm Max Riser 280mm Tread:221039 |  |  |  | 221039 | [6 empty] | 123910 | 158681 | Stair:Concrete Pan - 180mm Max Riser 280mm Tread |  | Stair:Concrete Pan - 180mm Max Riser 280mm Tread |  |  | 195273 |  |  | 09Eh99qNP7cx7E8HsVBkZD | 1 | Stair:Concrete Pan - 180mm Max Riser 280mm Tread:221039:1 |  |  | 40319 | [57 empty] | 209081 | [38 empty] | 0.918635 | 12 | 0.576671 | 11 | 0.280000 | 0.280000 | 0.550000 | 1.100000
40320 | Stair:Concrete Pan - 180mm Max Riser 280mm Tread:221039 |  |  |  | 221039 | [6 empty] | 123911 | 158682 | Stair:Concrete Pan - 180mm Max Riser 280mm Tread |  | Stair:Concrete Pan - 180mm Max Riser 280mm Tread |  |  | 195274 |  |  | 2WWhBASrbFDewMXv_ETBWF | 1 | Stair:Concrete Pan - 180mm Max Riser 280mm Tread:221039:2 |  |  | 40320 | [57 empty] | 209081 | [38 empty] | 0.918635 | 14 | 0.576671 | 13 | 0.280000 | 0.280000 | 0.550000 | 1.100000
40321 | Stair:Concrete Pan - 180mm Max Riser 280mm Tread:250693 |  |  |  | 250693 | [6 empty] | 124122 | 158684 | Stair:Concrete Pan - 180mm Max Riser 280mm Tread |  | Stair:Concrete Pan - 180mm Max Riser 280mm Tread |  |  | 196466 |  |  | 33Cz6csc5FFxencoHrRTRc | 1 | Stair:Concrete Pan - 180mm Max Riser 280mm Tread:250693:1 |  |  | 40321 | [57 empty] | 209082 | [38 empty] | 0.918635 | 12 | 0.576671 | 11 | 0.280000 | 0.280000 | 0.550000 | 1.100000
40322 | Stair:Concrete Pan - 180mm Max Riser 280mm Tread:250693 |  |  |  | 250693 | [6 empty] | 124123 | 158685 | Stair:Concrete Pan - 180mm Max Riser 280mm Tread |  | Stair:Concrete Pan - 180mm Max Riser 280mm Tread |  |  | 196467 |  |  | 1Qj_TeRaL3sQOJS_Vp7NV9 | 1 | Stair:Concrete Pan - 180mm Max Riser 280mm Tread:250693:2 |  |  | 40322 | [57 empty] | 209082 | [38 empty] | 0.918635 | 14 | 0.576671 | 13 | 0.280000 | 0.280000 | 0.550000 | 1.100000
40323 | Stair:Concrete Pan - 180mm Max Riser 280mm Tread:251180 |  |  |  | 251180 | [6 empty] | 124130 | 158687 | Stair:Concrete Pan - 180mm Max Riser 280mm Tread |  | Stair:Concrete Pan - 180mm Max Riser 280mm Tread |  |  | 196484 |  |  | 1KxPBY$LnB1RgPYBOJi93N | 1 | Stair:Concrete Pan - 180mm Max Riser 280mm Tread:251180:1 |  |  | 40323 | [57 empty] | 209083 | [38 empty] | 0.918635 | 12 | 0.576671 | 11 | 0.280000 | 0.280000 | 0.525000 | 1.050000
40324 | Stair:Concrete Pan - 180mm Max Riser 280mm Tread:251180 |  |  |  | 251180 | [6 empty] | 124131 | 158688 | Stair:Concrete Pan - 180mm Max Riser 280mm Tread |  | Stair:Concrete Pan - 180mm Max Riser 280mm Tread |  |  | 196485 |  |  | 2FCboZIL5Ayu2zKs7z$f2_ | 1 | Stair:Concrete Pan - 180mm Max Riser 280mm Tread:251180:2 |  |  | 40324 | [57 empty] | 209083 | [38 empty] | 0.918635 | 14 | 0.576671 | 13 | 0.280000 | 0.280000 | 0.525000 | 1.050000
159480 | Stair:Concrete Pan - 180mm Max Riser 280mm Tread:221039 |  |  |  | 221039 | [6 empty] | 123912 | 158683 |  |  | Stair:Concrete Pan - 180mm Max Riser 280mm Tread | [5 empty] | 1Yhb_CCZzDzP4tYbACeeSH | 1 | Stair:Concrete Pan - 180mm Max Riser 280mm Tread:221039:1 |  |  | 159480 | [57 empty] | 209081 | [29 empty] | LANDING
159481 | Stair:Concrete Pan - 180mm Max Riser 280mm Tread:250693 |  |  |  | 250693 | [6 empty] | 124124 | 158686 |  |  | Stair:Concrete Pan - 180mm Max Riser 280mm Tread | [5 empty] | 0ZGcf06TjCI8_1ZVSPB0fu | 1 | Stair:Concrete Pan - 180mm Max Riser 280mm Tread:250693:1 |  |  | 159481 | [57 empty] | 209082 | [29 empty] | LANDING
159482 | Stair:Concrete Pan - 180mm Max Riser 280mm Tread:251180 |  |  |  | 251180 | [6 empty] | 124132 | 158689 |  |  | Stair:Concrete Pan - 180mm Max Riser 280mm Tread | [5 empty] | 04RQcjHB5Dgx411vE8P8XP | 1 | Stair:Concrete Pan - 180mm Max Riser 280mm Tread:251180:1 |  |  | 159482 | [57 empty] | 209083 | [29 empty] | LANDING
2094 | First Floor |  |  |  | 253076 |  | New Construction |  |  |  | 209258 | 124146 | 133585 | M_Fixed:1735 x 1000mm |  | 1735 x 1000mm | Size |  | 196545,196546,196547,196548,196549,209199,209200,209201,209202,209203,209204 | Manufacturer |  | 2g$QZpOGbBUxSNx_ZgxGCP | 1 | M_Fixed:1735 x 1000mm:1735 x 1000mm:253076 |  | InstallationDate | 2094 | WarrantyGuarantorLabor |  | ModelLabel | T | WarrantyDescription |  |  | ProductionYear | [6 empty] | Finish |  | Area | SerialNumber | WarrantyStartDate | BarCode | AssetIdentifier | Features | TagNumber |  |  |  |  | 1.000000 |  | WarrantyDurationParts | AccessibilityPerformance | CodePerformance | Color | Constituents | Grade | Material | ModelReference | NominalHeight | NominalLength | Shape | SustainabilityPerformance | WarrantyDurationLabor | FIXED | WarrantyGuarantorParts | ExpectedLife | ReplacementCost | NominalWidth |  |  |  | FireRating | [13 empty] | 1.735000 | Construction Type | 1.000000 | 1.735000 |  | 204623 | First Floor |  |  | 19 | 0.905000 | 2.640000 | 8 | 23.30.20.17.11 |  | 0 |  | Fixed Windows | GlazingAreaFraction | OperationType | [20 empty] | 0.019000 | Sash | Sash | Sash | Glass | 0.915000 | ConfigurationType
2095 | First Floor |  |  |  | 253332 |  | New Construction |  |  |  | 209258 | 124147 | 133586 | M_Fixed:1735 x 1000mm |  | 1735 x 1000mm | Size |  | 196550,196551,196552,196553,196554,209199,209200,209201,209202,209203,209204 | Manufacturer |  | 2g$QZpOGbBUxSNx_ZgxG8P | 1 | M_Fixed:1735 x 1000mm:1735 x 1000mm:253332 |  | InstallationDate | 2095 | WarrantyGuarantorLabor |  | ModelLabel | T | WarrantyDescription |  |  | ProductionYear | [6 empty] | Finish |  | Area | SerialNumber | WarrantyStartDate | BarCode | AssetIdentifier | Features | TagNumber |  |  |  |  | 1.000000 |  | WarrantyDurationParts | AccessibilityPerformance | CodePerformance | Color | Constituents | Grade | Material | ModelReference | NominalHeight | NominalLength | Shape | SustainabilityPerformance | WarrantyDurationLabor | FIXED | WarrantyGuarantorParts | ExpectedLife | ReplacementCost | NominalWidth |  |  |  | FireRating | [13 empty] | 1.735000 | Construction Type | 1.000000 | 1.735000 |  | 204624 | First Floor |  |  | 19 | 0.905000 | 2.640000 | 9 | 23.30.20.17.11 |  | 0 |  | Fixed Windows | GlazingAreaFraction | OperationType | [20 empty] | 0.019000 | Sash | Sash | Sash | Glass | 0.915000 | ConfigurationType
2096 | First Floor |  |  |  | 253561 |  | New Construction |  |  |  | 209258 | 124148 | 133587 | M_Fixed:1735 x 1000mm |  | 1735 x 1000mm | Size |  | 196555,196556,196557,196558,196559,209199,209200,209201,209202,209203,209204 | Manufacturer |  | 2g$QZpOGbBUxSNx_ZgxG7q | 1 | M_Fixed:1735 x 1000mm:1735 x 1000mm:253561 |  | InstallationDate | 2096 | WarrantyGuarantorLabor |  | ModelLabel | T | WarrantyDescription |  |  | ProductionYear | [6 empty] | Finish |  | Area | SerialNumber | WarrantyStartDate | BarCode | AssetIdentifier | Features | TagNumber |  |  |  |  | 1.000000 |  | WarrantyDurationParts | AccessibilityPerformance | CodePerformance | Color | Constituents | Grade | Material | ModelReference | NominalHeight | NominalLength | Shape | SustainabilityPerformance | WarrantyDurationLabor | FIXED | WarrantyGuarantorParts | ExpectedLife | ReplacementCost | NominalWidth |  |  |  | FireRating | [13 empty] | 1.735000 | Construction Type | 1.000000 | 1.735000 |  | 204625 | First Floor |  |  | 19 | 0.905000 | 2.640000 | 10 | 23.30.20.17.11 |  | 0 |  | Fixed Windows | GlazingAreaFraction | OperationType | [20 empty] | 0.019000 | Sash | Sash | Sash | Glass | 0.915000 | ConfigurationType
2097 | First Floor |  |  |  | 253704 |  | New Construction |  |  |  | 209258 | 124149 | 133588 | M_Fixed:1735 x 1000mm |  | 1735 x 1000mm | Size |  | 196560,196561,196562,196563,196564,209199,209200,209201,209202,209203,209204 | Manufacturer |  | 2g$QZpOGbBUxSNx_ZgxG25 | 1 | M_Fixed:1735 x 1000mm:1735 x 1000mm:253704 |  | InstallationDate | 2097 | WarrantyGuarantorLabor |  | ModelLabel | T | WarrantyDescription |  |  | ProductionYear | [6 empty] | Finish |  | Area | SerialNumber | WarrantyStartDate | BarCode | AssetIdentifier | Features | TagNumber |  |  |  |  | 1.000000 |  | WarrantyDurationParts | AccessibilityPerformance | CodePerformance | Color | Constituents | Grade | Material | ModelReference | NominalHeight | NominalLength | Shape | SustainabilityPerformance | WarrantyDurationLabor | FIXED | WarrantyGuarantorParts | ExpectedLife | ReplacementCost | NominalWidth |  |  |  | FireRating | [13 empty] | 1.735000 | Construction Type | 1.000000 | 1.735000 |  | 204626 | First Floor |  |  | 19 | 0.905000 | 2.640000 | 11 | 23.30.20.17.11 |  | 0 |  | Fixed Windows | GlazingAreaFraction | OperationType | [20 empty] | 0.019000 | Sash | Sash | Sash | Glass | 0.915000 | ConfigurationType
2098 | First Floor |  |  |  | 253943 |  | New Construction |  |  |  | 209258 | 124150 | 133589 | M_Fixed:1735 x 1000mm |  | 1735 x 1000mm | Size |  | 196565,196566,196567,196568,196569,209199,209200,209201,209202,209203,209204 | Manufacturer |  | 2g$QZpOGbBUxSNx_ZgxG1w | 1 | M_Fixed:1735 x 1000mm:1735 x 1000mm:253943 |  | InstallationDate | 2098 | WarrantyGuarantorLabor |  | ModelLabel | T | WarrantyDescription |  |  | ProductionYear | [6 empty] | Finish |  | Area | SerialNumber | WarrantyStartDate | BarCode | AssetIdentifier | Features | TagNumber |  |  |  |  | 1.000000 |  | WarrantyDurationParts | AccessibilityPerformance | CodePerformance | Color | Constituents | Grade | Material | ModelReference | NominalHeight | NominalLength | Shape | SustainabilityPerformance | WarrantyDurationLabor | FIXED | WarrantyGuarantorParts | ExpectedLife | ReplacementCost | NominalWidth |  |  |  | FireRating | [13 empty] | 1.735000 | Construction Type | 1.000000 | 1.735000 |  | 204627 | First Floor |  |  | 19 | 0.905000 | 2.640000 | 12 | 23.30.20.17.11 |  | 0 |  | Fixed Windows | GlazingAreaFraction | OperationType | [20 empty] | 0.019000 | Sash | Sash | Sash | Glass | 0.915000 | ConfigurationType
2099 | First Floor |  |  |  | 254052 |  | New Construction |  |  |  | 209258 | 124151 | 133590 | M_Fixed:1735 x 1000mm |  | 1735 x 1000mm | Size |  | 196570,196571,196572,196573,196574,209199,209200,209201,209202,209203,209204 | Manufacturer |  | 2g$QZpOGbBUxSNx_ZgxJ$f | 1 | M_Fixed:1735 x 1000mm:1735 x 1000mm:254052 |  | InstallationDate | 2099 | WarrantyGuarantorLabor |  | ModelLabel | T | WarrantyDescription |  |  | ProductionYear | [6 empty] | Finish |  | Area | SerialNumber | WarrantyStartDate | BarCode | AssetIdentifier | Features | TagNumber |  |  |  |  | 1.000000 |  | WarrantyDurationParts | AccessibilityPerformance | CodePerformance | Color | Constituents | Grade | Material | ModelReference | NominalHeight | NominalLength | Shape | SustainabilityPerformance | WarrantyDurationLabor | FIXED | WarrantyGuarantorParts | ExpectedLife | ReplacementCost | NominalWidth |  |  |  | FireRating | [13 empty] | 1.735000 | Construction Type | 1.000000 | 1.735000 |  | 204628 | First Floor |  |  | 19 | 0.905000 | 2.640000 | 13 | 23.30.20.17.11 |  | 0 |  | Fixed Windows | GlazingAreaFraction | OperationType | [20 empty] | 0.019000 | Sash | Sash | Sash | Glass | 0.915000 | ConfigurationType
2100 | First Floor |  |  |  | 254105 |  | New Construction |  |  |  | 209258 | 124152 | 133591 | M_Fixed:1735 x 1000mm |  | 1735 x 1000mm | Size |  | 196575,196576,196577,196578,196579,209199,209200,209201,209202,209203,209204 | Manufacturer |  | 2g$QZpOGbBUxSNx_ZgxJyK | 1 | M_Fixed:1735 x 1000mm:1735 x 1000mm:254105 |  | InstallationDate | 2100 | WarrantyGuarantorLabor |  | ModelLabel | T | WarrantyDescription |  |  | ProductionYear | [6 empty] | Finish |  | Area | SerialNumber | WarrantyStartDate | BarCode | AssetIdentifier | Features | TagNumber |  |  |  |  | 1.000000 |  | WarrantyDurationParts | AccessibilityPerformance | CodePerformance | Color | Constituents | Grade | Material | ModelReference | NominalHeight | NominalLength | Shape | SustainabilityPerformance | WarrantyDurationLabor | FIXED | WarrantyGuarantorParts | ExpectedLife | ReplacementCost | NominalWidth |  |  |  | FireRating | [13 empty] | 1.735000 | Construction Type | 1.000000 | 1.735000 |  | 204629 | First Floor |  |  | 19 | 0.905000 | 2.640000 | 14 | 23.30.20.17.11 |  | 0 |  | Fixed Windows | GlazingAreaFraction | OperationType | [20 empty] | 0.019000 | Sash | Sash | Sash | Glass | 0.915000 | ConfigurationType
2101 | First Floor |  |  |  | 254158 |  | New Construction |  |  |  | 209258 | 124153 | 133592 | M_Fixed:1735 x 1000mm |  | 1735 x 1000mm | Size |  | 196580,196581,196582,196583,196584,209199,209200,209201,209202,209203,209204 | Manufacturer |  | 2g$QZpOGbBUxSNx_ZgxJz3 | 1 | M_Fixed:1735 x 1000mm:1735 x 1000mm:254158 |  | InstallationDate | 2101 | WarrantyGuarantorLabor |  | ModelLabel | T | WarrantyDescription |  |  | ProductionYear | [6 empty] | Finish |  | Area | SerialNumber | WarrantyStartDate | BarCode | AssetIdentifier | Features | TagNumber |  |  |  |  | 1.000000 |  | WarrantyDurationParts | AccessibilityPerformance | CodePerformance | Color | Constituents | Grade | Material | ModelReference | NominalHeight | NominalLength | Shape | SustainabilityPerformance | WarrantyDurationLabor | FIXED | WarrantyGuarantorParts | ExpectedLife | ReplacementCost | NominalWidth |  |  |  | FireRating | [13 empty] | 1.735000 | Construction Type | 1.000000 | 1.735000 |  | 204630 | First Floor |  |  | 19 | 0.905000 | 2.640000 | 15 | 23.30.20.17.11 |  | 0 |  | Fixed Windows | GlazingAreaFraction | OperationType | [20 empty] | 0.019000 | Sash | Sash | Sash | Glass | 0.915000 | ConfigurationType
2102 | First Floor |  |  |  | 254526 |  | New Construction |  |  |  | 209258 | 124154 | 133598 | M_Fixed:1735 x 1000mm |  | 1735 x 1000mm | Size |  | 196610,196611,196612,196613,196614,209199,209200,209201,209202,209203,209204 | Manufacturer |  | 2g$QZpOGbBUxSNx_ZgxJsp | 1 | M_Fixed:1735 x 1000mm:1735 x 1000mm:254526 |  | InstallationDate | 2102 | WarrantyGuarantorLabor |  | ModelLabel | T | WarrantyDescription |  |  | ProductionYear | [6 empty] | Finish |  | Area | SerialNumber | WarrantyStartDate | BarCode | AssetIdentifier | Features | TagNumber |  |  |  |  | 1.000000 |  | WarrantyDurationParts | AccessibilityPerformance | CodePerformance | Color | Constituents | Grade | Material | ModelReference | NominalHeight | NominalLength | Shape | SustainabilityPerformance | WarrantyDurationLabor | FIXED | WarrantyGuarantorParts | ExpectedLife | ReplacementCost | NominalWidth |  |  |  | FireRating | [13 empty] | 1.735000 | Construction Type | 1.000000 | 1.735000 |  | 204631 | First Floor |  |  | 19 | 0.905000 | 2.640000 | 21 | 23.30.20.17.11 |  | 0 |  | Fixed Windows | GlazingAreaFraction | OperationType | [20 empty] | 0.019000 | Sash | Sash | Sash | Glass | 0.915000 | ConfigurationType
2103 | First Floor |  |  |  | 254583 |  | New Construction |  |  |  | 209258 | 124155 | 133599 | M_Fixed:1735 x 1000mm |  | 1735 x 1000mm | Size |  | 196615,196616,196617,196618,196619,209199,209200,209201,209202,209203,209204 | Manufacturer |  | 2g$QZpOGbBUxSNx_ZgxJtw | 1 | M_Fixed:1735 x 1000mm:1735 x 1000mm:254583 |  | InstallationDate | 2103 | WarrantyGuarantorLabor |  | ModelLabel | T | WarrantyDescription |  |  | ProductionYear | [6 empty] | Finish |  | Area | SerialNumber | WarrantyStartDate | BarCode | AssetIdentifier | Features | TagNumber |  |  |  |  | 1.000000 |  | WarrantyDurationParts | AccessibilityPerformance | CodePerformance | Color | Constituents | Grade | Material | ModelReference | NominalHeight | NominalLength | Shape | SustainabilityPerformance | WarrantyDurationLabor | FIXED | WarrantyGuarantorParts | ExpectedLife | ReplacementCost | NominalWidth |  |  |  | FireRating | [13 empty] | 1.735000 | Construction Type | 1.000000 | 1.735000 |  | 204632 | First Floor |  |  | 19 | 0.905000 | 2.640000 | 22 | 23.30.20.17.11 |  | 0 |  | Fixed Windows | GlazingAreaFraction | OperationType | [20 empty] | 0.019000 | Sash | Sash | Sash | Glass | 0.915000 | ConfigurationType
2104 | First Floor |  |  |  | 254638 |  | New Construction |  |  |  | 209258 | 124156 | 133600 | M_Fixed:1735 x 1000mm |  | 1735 x 1000mm | Size |  | 196620,196621,196622,196623,196624,209199,209200,209201,209202,209203,209204 | Manufacturer |  | 2g$QZpOGbBUxSNx_ZgxJqZ | 1 | M_Fixed:1735 x 1000mm:1735 x 1000mm:254638 |  | InstallationDate | 2104 | WarrantyGuarantorLabor |  | ModelLabel | T | WarrantyDescription |  |  | ProductionYear | [6 empty] | Finish |  | Area | SerialNumber | WarrantyStartDate | BarCode | AssetIdentifier | Features | TagNumber |  |  |  |  | 1.000000 |  | WarrantyDurationParts | AccessibilityPerformance | CodePerformance | Color | Constituents | Grade | Material | ModelReference | NominalHeight | NominalLength | Shape | SustainabilityPerformance | WarrantyDurationLabor | FIXED | WarrantyGuarantorParts | ExpectedLife | ReplacementCost | NominalWidth |  |  |  | FireRating | [13 empty] | 1.735000 | Construction Type | 1.000000 | 1.735000 |  | 204633 | First Floor |  |  | 19 | 0.905000 | 2.640000 | 23 | 23.30.20.17.11 |  | 0 |  | Fixed Windows | GlazingAreaFraction | OperationType | [20 empty] | 0.019000 | Sash | Sash | Sash | Glass | 0.915000 | ConfigurationType
2105 | First Floor |  |  |  | 254683 |  | New Construction |  |  |  | 209258 | 124157 | 133601 | M_Fixed:1735 x 1000mm |  | 1735 x 1000mm | Size |  | 196625,196626,196627,196628,196629,209199,209200,209201,209202,209203,209204 | Manufacturer |  | 2g$QZpOGbBUxSNx_ZgxJrM | 1 | M_Fixed:1735 x 1000mm:1735 x 1000mm:254683 |  | InstallationDate | 2105 | WarrantyGuarantorLabor |  | ModelLabel | T | WarrantyDescription |  |  | ProductionYear | [6 empty] | Finish |  | Area | SerialNumber | WarrantyStartDate | BarCode | AssetIdentifier | Features | TagNumber |  |  |  |  | 1.000000 |  | WarrantyDurationParts | AccessibilityPerformance | CodePerformance | Color | Constituents | Grade | Material | ModelReference | NominalHeight | NominalLength | Shape | SustainabilityPerformance | WarrantyDurationLabor | FIXED | WarrantyGuarantorParts | ExpectedLife | ReplacementCost | NominalWidth |  |  |  | FireRating | [13 empty] | 1.735000 | Construction Type | 1.000000 | 1.735000 |  | 204634 | First Floor |  |  | 19 | 0.905000 | 2.640000 | 24 | 23.30.20.17.11 |  | 0 |  | Fixed Windows | GlazingAreaFraction | OperationType | [20 empty] | 0.019000 | Sash | Sash | Sash | Glass | 0.915000 | ConfigurationType
2106 | First Floor |  |  |  | 254752 |  | New Construction |  |  |  | 209258 | 124158 | 133602 | M_Fixed:1735 x 1000mm |  | 1735 x 1000mm | Size |  | 196630,196631,196632,196633,196634,209199,209200,209201,209202,209203,209204 | Manufacturer |  | 2g$QZpOGbBUxSNx_ZgxJoj | 1 | M_Fixed:1735 x 1000mm:1735 x 1000mm:254752 |  | InstallationDate | 2106 | WarrantyGuarantorLabor |  | ModelLabel | T | WarrantyDescription |  |  | ProductionYear | [6 empty] | Finish |  | Area | SerialNumber | WarrantyStartDate | BarCode | AssetIdentifier | Features | TagNumber |  |  |  |  | 1.000000 |  | WarrantyDurationParts | AccessibilityPerformance | CodePerformance | Color | Constituents | Grade | Material | ModelReference | NominalHeight | NominalLength | Shape | SustainabilityPerformance | WarrantyDurationLabor | FIXED | WarrantyGuarantorParts | ExpectedLife | ReplacementCost | NominalWidth |  |  |  | FireRating | [13 empty] | 1.735000 | Construction Type | 1.000000 | 1.735000 |  | 204635 | First Floor |  |  | 19 | 0.905000 | 2.640000 | 25 | 23.30.20.17.11 |  | 0 |  | Fixed Windows | GlazingAreaFraction | OperationType | [20 empty] | 0.019000 | Sash | Sash | Sash | Glass | 0.915000 | ConfigurationType
2125 | First Floor |  |  |  | 254221 |  | New Construction |  |  |  | 209258 | 125919 | 133593 | M_Fixed:1735 x 1000mm |  | 1735 x 1000mm | Size |  | 196585,196586,196587,196588,196589,209199,209200,209201,209202,209203,209204 | Manufacturer |  | 2g$QZpOGbBUxSNx_ZgxJw0 | 1 | M_Fixed:1735 x 1000mm:1735 x 1000mm:254221 |  | InstallationDate | 2125 | WarrantyGuarantorLabor |  | ModelLabel | T | WarrantyDescription |  |  | ProductionYear | [6 empty] | Finish |  | Area | SerialNumber | WarrantyStartDate | BarCode | AssetIdentifier | Features | TagNumber |  |  |  |  | 1.000000 |  | WarrantyDurationParts | AccessibilityPerformance | CodePerformance | Color | Constituents | Grade | Material | ModelReference | NominalHeight | NominalLength | Shape | SustainabilityPerformance | WarrantyDurationLabor | FIXED | WarrantyGuarantorParts | ExpectedLife | ReplacementCost | NominalWidth |  |  |  | FireRating | [13 empty] | 1.735000 | Construction Type | 1.000000 | 1.735000 |  | 204714 | First Floor |  |  | 19 | 0.905000 | 2.640000 | 16 | 23.30.20.17.11 |  | 0 |  | Fixed Windows | GlazingAreaFraction | OperationType | [20 empty] | 0.019000 | Sash | Sash | Sash | Glass | 0.915000 | ConfigurationType
2126 | First Floor |  |  |  | 254294 |  | New Construction |  |  |  | 209258 | 125920 | 133594 | M_Fixed:1735 x 1000mm |  | 1735 x 1000mm | Size |  | 196590,196591,196592,196593,196594,209199,209200,209201,209202,209203,209204 | Manufacturer |  | 2g$QZpOGbBUxSNx_ZgxJxR | 1 | M_Fixed:1735 x 1000mm:1735 x 1000mm:254294 |  | InstallationDate | 2126 | WarrantyGuarantorLabor |  | ModelLabel | T | WarrantyDescription |  |  | ProductionYear | [6 empty] | Finish |  | Area | SerialNumber | WarrantyStartDate | BarCode | AssetIdentifier | Features | TagNumber |  |  |  |  | 1.000000 |  | WarrantyDurationParts | AccessibilityPerformance | CodePerformance | Color | Constituents | Grade | Material | ModelReference | NominalHeight | NominalLength | Shape | SustainabilityPerformance | WarrantyDurationLabor | FIXED | WarrantyGuarantorParts | ExpectedLife | ReplacementCost | NominalWidth |  |  |  | FireRating | [13 empty] | 1.735000 | Construction Type | 1.000000 | 1.735000 |  | 204715 | First Floor |  |  | 19 | 0.905000 | 2.640000 | 17 | 23.30.20.17.11 |  | 0 |  | Fixed Windows | GlazingAreaFraction | OperationType | [20 empty] | 0.019000 | Sash | Sash | Sash | Glass | 0.915000 | ConfigurationType
2127 | First Floor |  |  |  | 254345 |  | New Construction |  |  |  | 209258 | 125921 | 133595 | M_Fixed:1735 x 1000mm |  | 1735 x 1000mm | Size |  | 196595,196596,196597,196598,196599,209199,209200,209201,209202,209203,209204 | Manufacturer |  | 2g$QZpOGbBUxSNx_ZgxJu4 | 1 | M_Fixed:1735 x 1000mm:1735 x 1000mm:254345 |  | InstallationDate | 2127 | WarrantyGuarantorLabor |  | ModelLabel | T | WarrantyDescription |  |  | ProductionYear | [6 empty] | Finish |  | Area | SerialNumber | WarrantyStartDate | BarCode | AssetIdentifier | Features | TagNumber |  |  |  |  | 1.000000 |  | WarrantyDurationParts | AccessibilityPerformance | CodePerformance | Color | Constituents | Grade | Material | ModelReference | NominalHeight | NominalLength | Shape | SustainabilityPerformance | WarrantyDurationLabor | FIXED | WarrantyGuarantorParts | ExpectedLife | ReplacementCost | NominalWidth |  |  |  | FireRating | [13 empty] | 1.735000 | Construction Type | 1.000000 | 1.735000 |  | 204716 | First Floor |  |  | 19 | 0.905000 | 2.640000 | 18 | 23.30.20.17.11 |  | 0 |  | Fixed Windows | GlazingAreaFraction | OperationType | [20 empty] | 0.019000 | Sash | Sash | Sash | Glass | 0.915000 | ConfigurationType
2128 | First Floor |  |  |  | 254424 |  | New Construction |  |  |  | 209258 | 125922 | 133596 | M_Fixed:1735 x 1000mm |  | 1735 x 1000mm | Size |  | 196600,196601,196602,196603,196604,209199,209200,209201,209202,209203,209204 | Manufacturer |  | 2g$QZpOGbBUxSNx_ZgxJvL | 1 | M_Fixed:1735 x 1000mm:1735 x 1000mm:254424 |  | InstallationDate | 2128 | WarrantyGuarantorLabor |  | ModelLabel | T | WarrantyDescription |  |  | ProductionYear | [6 empty] | Finish |  | Area | SerialNumber | WarrantyStartDate | BarCode | AssetIdentifier | Features | TagNumber |  |  |  |  | 1.000000 |  | WarrantyDurationParts | AccessibilityPerformance | CodePerformance | Color | Constituents | Grade | Material | ModelReference | NominalHeight | NominalLength | Shape | SustainabilityPerformance | WarrantyDurationLabor | FIXED | WarrantyGuarantorParts | ExpectedLife | ReplacementCost | NominalWidth |  |  |  | FireRating | [13 empty] | 1.735000 | Construction Type | 1.000000 | 1.735000 |  | 204717 | First Floor |  |  | 19 | 0.905000 | 2.640000 | 19 | 23.30.20.17.11 |  | 0 |  | Fixed Windows | GlazingAreaFraction | OperationType | [20 empty] | 0.019000 | Sash | Sash | Sash | Glass | 0.915000 | ConfigurationType
2129 | First Floor |  |  |  | 254479 |  | New Construction |  |  |  | 209258 | 125923 | 133597 | M_Fixed:1735 x 1000mm |  | 1735 x 1000mm | Size |  | 196605,196606,196607,196608,196609,209199,209200,209201,209202,209203,209204 | Manufacturer |  | 2g$QZpOGbBUxSNx_ZgxJs2 | 1 | M_Fixed:1735 x 1000mm:1735 x 1000mm:254479 |  | InstallationDate | 2129 | WarrantyGuarantorLabor |  | ModelLabel | T | WarrantyDescription |  |  | ProductionYear | [6 empty] | Finish |  | Area | SerialNumber | WarrantyStartDate | BarCode | AssetIdentifier | Features | TagNumber |  |  |  |  | 1.000000 |  | WarrantyDurationParts | AccessibilityPerformance | CodePerformance | Color | Constituents | Grade | Material | ModelReference | NominalHeight | NominalLength | Shape | SustainabilityPerformance | WarrantyDurationLabor | FIXED | WarrantyGuarantorParts | ExpectedLife | ReplacementCost | NominalWidth |  |  |  | FireRating | [13 empty] | 1.735000 | Construction Type | 1.000000 | 1.735000 |  | 204718 | First Floor |  |  | 19 | 0.905000 | 2.640000 | 20 | 23.30.20.17.11 |  | 0 |  | Fixed Windows | GlazingAreaFraction | OperationType | [20 empty] | 0.019000 | Sash | Sash | Sash | Glass | 0.915000 | ConfigurationType
2130 | First Floor |  |  |  | 254843 |  | New Construction |  |  |  | 209258 | 125924 | 133603 | M_Fixed:1735 x 1000mm |  | 1735 x 1000mm | Size |  | 196635,196636,196637,196638,196639,209199,209200,209201,209202,209203,209204 | Manufacturer |  | 2g$QZpOGbBUxSNx_ZgxJps | 1 | M_Fixed:1735 x 1000mm:1735 x 1000mm:254843 |  | InstallationDate | 2130 | WarrantyGuarantorLabor |  | ModelLabel | T | WarrantyDescription |  |  | ProductionYear | [6 empty] | Finish |  | Area | SerialNumber | WarrantyStartDate | BarCode | AssetIdentifier | Features | TagNumber |  |  |  |  | 1.000000 |  | WarrantyDurationParts | AccessibilityPerformance | CodePerformance | Color | Constituents | Grade | Material | ModelReference | NominalHeight | NominalLength | Shape | SustainabilityPerformance | WarrantyDurationLabor | FIXED | WarrantyGuarantorParts | ExpectedLife | ReplacementCost | NominalWidth |  |  |  | FireRating | [13 empty] | 1.735000 | Construction Type | 1.000000 | 1.735000 |  | 204719 | First Floor |  |  | 19 | 0.905000 | 2.640000 | 26 | 23.30.20.17.11 |  | 0 |  | Fixed Windows | GlazingAreaFraction | OperationType | [20 empty] | 0.019000 | Sash | Sash | Sash | Glass | 0.915000 | ConfigurationType
2131 | First Floor |  |  |  | 254940 |  | New Construction |  |  |  | 209258 | 125925 | 133604 | M_Fixed:1735 x 1000mm |  | 1735 x 1000mm | Size |  | 196640,196641,196642,196643,196644,209199,209200,209201,209202,209203,209204 | Manufacturer |  | 2g$QZpOGbBUxSNx_ZgxJnH | 1 | M_Fixed:1735 x 1000mm:1735 x 1000mm:254940 |  | InstallationDate | 2131 | WarrantyGuarantorLabor |  | ModelLabel | T | WarrantyDescription |  |  | ProductionYear | [6 empty] | Finish |  | Area | SerialNumber | WarrantyStartDate | BarCode | AssetIdentifier | Features | TagNumber |  |  |  |  | 1.000000 |  | WarrantyDurationParts | AccessibilityPerformance | CodePerformance | Color | Constituents | Grade | Material | ModelReference | NominalHeight | NominalLength | Shape | SustainabilityPerformance | WarrantyDurationLabor | FIXED | WarrantyGuarantorParts | ExpectedLife | ReplacementCost | NominalWidth |  |  |  | FireRating | [13 empty] | 1.735000 | Construction Type | 1.000000 | 1.735000 |  | 204720 | First Floor |  |  | 19 | 0.905000 | 2.640000 | 27 | 23.30.20.17.11 |  | 0 |  | Fixed Windows | GlazingAreaFraction | OperationType | [20 empty] | 0.019000 | Sash | Sash | Sash | Glass | 0.915000 | ConfigurationType
2132 | First Floor |  |  |  | 254989 |  | New Construction |  |  |  | 209258 | 125926 | 133605 | M_Fixed:1735 x 1000mm |  | 1735 x 1000mm | Size |  | 196645,196646,196647,196648,196649,209199,209200,209201,209202,209203,209204 | Manufacturer |  | 2g$QZpOGbBUxSNx_ZgxJk0 | 1 | M_Fixed:1735 x 1000mm:1735 x 1000mm:254989 |  | InstallationDate | 2132 | WarrantyGuarantorLabor |  | ModelLabel | T | WarrantyDescription |  |  | ProductionYear | [6 empty] | Finish |  | Area | SerialNumber | WarrantyStartDate | BarCode | AssetIdentifier | Features | TagNumber |  |  |  |  | 1.000000 |  | WarrantyDurationParts | AccessibilityPerformance | CodePerformance | Color | Constituents | Grade | Material | ModelReference | NominalHeight | NominalLength | Shape | SustainabilityPerformance | WarrantyDurationLabor | FIXED | WarrantyGuarantorParts | ExpectedLife | ReplacementCost | NominalWidth |  |  |  | FireRating | [13 empty] | 1.735000 | Construction Type | 1.000000 | 1.735000 |  | 204721 | First Floor |  |  | 19 | 0.905000 | 2.640000 | 28 | 23.30.20.17.11 |  | 0 |  | Fixed Windows | GlazingAreaFraction | OperationType | [20 empty] | 0.019000 | Sash | Sash | Sash | Glass | 0.915000 | ConfigurationType
2133 | First Floor |  |  |  | 255048 |  | New Construction |  |  |  | 209258 | 125927 | 133606 | M_Fixed:1735 x 1000mm |  | 1735 x 1000mm | Size |  | 196650,196651,196652,196653,196654,209199,209200,209201,209202,209203,209204 | Manufacturer |  | 2g$QZpOGbBUxSNx_ZgxJl5 | 1 | M_Fixed:1735 x 1000mm:1735 x 1000mm:255048 |  | InstallationDate | 2133 | WarrantyGuarantorLabor |  | ModelLabel | T | WarrantyDescription |  |  | ProductionYear | [6 empty] | Finish |  | Area | SerialNumber | WarrantyStartDate | BarCode | AssetIdentifier | Features | TagNumber |  |  |  |  | 1.000000 |  | WarrantyDurationParts | AccessibilityPerformance | CodePerformance | Color | Constituents | Grade | Material | ModelReference | NominalHeight | NominalLength | Shape | SustainabilityPerformance | WarrantyDurationLabor | FIXED | WarrantyGuarantorParts | ExpectedLife | ReplacementCost | NominalWidth |  |  |  | FireRating | [13 empty] | 1.735000 | Construction Type | 1.000000 | 1.735000 |  | 204722 | First Floor |  |  | 19 | 0.905000 | 2.640000 | 29 | 23.30.20.17.11 |  | 0 |  | Fixed Windows | GlazingAreaFraction | OperationType | [20 empty] | 0.019000 | Sash | Sash | Sash | Glass | 0.915000 | ConfigurationType
1961 | Second Floor | 208833 |  |  | 259285 |  | New Construction |  |  |  | 209256 | 124219 | 133619 | M_Fixed:1735 x 1000mm |  | 1735 x 1000mm | Size |  | 196892,196893,196894,196895,196896,209199,209200,209201,209202,209203,209204 | Manufacturer |  | 0otfaO0qPDAhynjJ6DmgWH | 1 | M_Fixed:1735 x 1000mm:1735 x 1000mm:259285 |  | InstallationDate | 1961 | WarrantyGuarantorLabor |  | ModelLabel | T | WarrantyDescription |  |  | ProductionYear | [6 empty] | Finish |  | Area | SerialNumber | WarrantyStartDate | BarCode | AssetIdentifier | Features | TagNumber |  |  |  |  | 1.000000 |  | WarrantyDurationParts | AccessibilityPerformance | CodePerformance | Color | Constituents | Grade | Material | ModelReference | NominalHeight | NominalLength | Shape | SustainabilityPerformance | WarrantyDurationLabor | FIXED | WarrantyGuarantorParts | ExpectedLife | ReplacementCost | NominalWidth |  |  |  | FireRating | [13 empty] | 1.735000 | Construction Type | 1.000000 | 1.735000 |  | 204636 | Second Floor |  |  | 19 | 0.905000 | 2.640000 | 32 | 23.30.20.17.11 |  | 0 |  | Fixed Windows | GlazingAreaFraction | OperationType | [20 empty] | 0.019000 | Sash | Sash | Sash | Glass | 0.915000 | ConfigurationType
1962 | Second Floor | 208835 |  |  | 259348 |  | New Construction |  |  |  | 209256 | 124220 | 133620 | M_Fixed:1735 x 1000mm |  | 1735 x 1000mm | Size |  | 196897,196898,196899,196900,196901,209199,209200,209201,209202,209203,209204 | Manufacturer |  | 0otfaO0qPDAhynjJ6DmgdG | 1 | M_Fixed:1735 x 1000mm:1735 x 1000mm:259348 |  | InstallationDate | 1962 | WarrantyGuarantorLabor |  | ModelLabel | T | WarrantyDescription |  |  | ProductionYear | [6 empty] | Finish |  | Area | SerialNumber | WarrantyStartDate | BarCode | AssetIdentifier | Features | TagNumber |  |  |  |  | 1.000000 |  | WarrantyDurationParts | AccessibilityPerformance | CodePerformance | Color | Constituents | Grade | Material | ModelReference | NominalHeight | NominalLength | Shape | SustainabilityPerformance | WarrantyDurationLabor | FIXED | WarrantyGuarantorParts | ExpectedLife | ReplacementCost | NominalWidth |  |  |  | FireRating | [13 empty] | 1.735000 | Construction Type | 1.000000 | 1.735000 |  | 204637 | Second Floor |  |  | 19 | 0.905000 | 2.640000 | 33 | 23.30.20.17.11 |  | 0 |  | Fixed Windows | GlazingAreaFraction | OperationType | [20 empty] | 0.019000 | Sash | Sash | Sash | Glass | 0.915000 | ConfigurationType
1963 | Second Floor | 208837 |  |  | 259543 |  | New Construction |  |  |  | 209256 | 124221 | 133621 | M_Fixed:1735 x 1000mm |  | 1735 x 1000mm | Size |  | 196902,196903,196904,196905,196906,209199,209200,209201,209202,209203,209204 | Manufacturer |  | 0otfaO0qPDAhynjJ6DmgaJ | 1 | M_Fixed:1735 x 1000mm:1735 x 1000mm:259543 |  | InstallationDate | 1963 | WarrantyGuarantorLabor |  | ModelLabel | T | WarrantyDescription |  |  | ProductionYear | [6 empty] | Finish |  | Area | SerialNumber | WarrantyStartDate | BarCode | AssetIdentifier | Features | TagNumber |  |  |  |  | 1.000000 |  | WarrantyDurationParts | AccessibilityPerformance | CodePerformance | Color | Constituents | Grade | Material | ModelReference | NominalHeight | NominalLength | Shape | SustainabilityPerformance | WarrantyDurationLabor | FIXED | WarrantyGuarantorParts | ExpectedLife | ReplacementCost | NominalWidth |  |  |  | FireRating | [13 empty] | 1.735000 | Construction Type | 1.000000 | 1.735000 |  | 204638 | Second Floor |  |  | 19 | 0.905000 | 2.640000 | 34 | 23.30.20.17.11 |  | 0 |  | Fixed Windows | GlazingAreaFraction | OperationType | [20 empty] | 0.019000 | Sash | Sash | Sash | Glass | 0.915000 | ConfigurationType
1964 | Second Floor | 208779 |  |  | 261427 |  | New Construction |  |  |  | 209256 | 124240 | 133640 | M_Fixed:1735 x 1000mm |  | 1735 x 1000mm | Size |  | 196997,196998,196999,197000,197001,209199,209200,209201,209202,209203,209204 | Manufacturer |  | 0otfaO0qPDAhynjJ6Dmg7t | 1 | M_Fixed:1735 x 1000mm:1735 x 1000mm:261427 |  | InstallationDate | 1964 | WarrantyGuarantorLabor |  | ModelLabel | T | WarrantyDescription |  |  | ProductionYear | [6 empty] | Finish |  | Area | SerialNumber | WarrantyStartDate | BarCode | AssetIdentifier | Features | TagNumber |  |  |  |  | 1.000000 |  | WarrantyDurationParts | AccessibilityPerformance | CodePerformance | Color | Constituents | Grade | Material | ModelReference | NominalHeight | NominalLength | Shape | SustainabilityPerformance | WarrantyDurationLabor | FIXED | WarrantyGuarantorParts | ExpectedLife | ReplacementCost | NominalWidth |  |  |  | FireRating | [13 empty] | 1.735000 | Construction Type | 1.000000 | 1.735000 |  | 204657 | Second Floor |  |  | 19 | 0.905000 | 2.640000 | 53 | 23.30.20.17.11 |  | 0 |  | Fixed Windows | GlazingAreaFraction | OperationType | [20 empty] | 0.019000 | Sash | Sash | Sash | Glass | 0.915000 | ConfigurationType
1965 | Second Floor | 208780 |  |  | 261484 |  | New Construction |  |  |  | 209256 | 124241 | 133641 | M_Fixed:1735 x 1000mm |  | 1735 x 1000mm | Size |  | 197002,197003,197004,197005,197006,209199,209200,209201,209202,209203,209204 | Manufacturer |  | 0otfaO0qPDAhynjJ6Dmg6e | 1 | M_Fixed:1735 x 1000mm:1735 x 1000mm:261484 |  | InstallationDate | 1965 | WarrantyGuarantorLabor |  | ModelLabel | T | WarrantyDescription |  |  | ProductionYear | [6 empty] | Finish |  | Area | SerialNumber | WarrantyStartDate | BarCode | AssetIdentifier | Features | TagNumber |  |  |  |  | 1.000000 |  | WarrantyDurationParts | AccessibilityPerformance | CodePerformance | Color | Constituents | Grade | Material | ModelReference | NominalHeight | NominalLength | Shape | SustainabilityPerformance | WarrantyDurationLabor | FIXED | WarrantyGuarantorParts | ExpectedLife | ReplacementCost | NominalWidth |  |  |  | FireRating | [13 empty] | 1.735000 | Construction Type | 1.000000 | 1.735000 |  | 204658 | Second Floor |  |  | 19 | 0.905000 | 2.640000 | 54 | 23.30.20.17.11 |  | 0 |  | Fixed Windows | GlazingAreaFraction | OperationType | [20 empty] | 0.019000 | Sash | Sash | Sash | Glass | 0.915000 | ConfigurationType
1966 | Second Floor | 208783 |  |  | 261527 |  | New Construction |  |  |  | 209256 | 124242 | 133642 | M_Fixed:1735 x 1000mm |  | 1735 x 1000mm | Size |  | 197007,197008,197009,197010,197011,209199,209200,209201,209202,209203,209204 | Manufacturer |  | 0otfaO0qPDAhynjJ6Dmg5J | 1 | M_Fixed:1735 x 1000mm:1735 x 1000mm:261527 |  | InstallationDate | 1966 | WarrantyGuarantorLabor |  | ModelLabel | T | WarrantyDescription |  |  | ProductionYear | [6 empty] | Finish |  | Area | SerialNumber | WarrantyStartDate | BarCode | AssetIdentifier | Features | TagNumber |  |  |  |  | 1.000000 |  | WarrantyDurationParts | AccessibilityPerformance | CodePerformance | Color | Constituents | Grade | Material | ModelReference | NominalHeight | NominalLength | Shape | SustainabilityPerformance | WarrantyDurationLabor | FIXED | WarrantyGuarantorParts | ExpectedLife | ReplacementCost | NominalWidth |  |  |  | FireRating | [13 empty] | 1.735000 | Construction Type | 1.000000 | 1.735000 |  | 204659 | Second Floor |  |  | 19 | 0.905000 | 2.640000 | 55 | 23.30.20.17.11 |  | 0 |  | Fixed Windows | GlazingAreaFraction | OperationType | [20 empty] | 0.019000 | Sash | Sash | Sash | Glass | 0.915000 | ConfigurationType
1967 | Second Floor | 208785 |  |  | 261584 |  | New Construction |  |  |  | 209256 | 124243 | 133643 | M_Fixed:1735 x 1000mm |  | 1735 x 1000mm | Size |  | 197012,197013,197014,197015,197016,209199,209200,209201,209202,209203,209204 | Manufacturer |  | 0otfaO0qPDAhynjJ6Dmg4K | 1 | M_Fixed:1735 x 1000mm:1735 x 1000mm:261584 |  | InstallationDate | 1967 | WarrantyGuarantorLabor |  | ModelLabel | T | WarrantyDescription |  |  | ProductionYear | [6 empty] | Finish |  | Area | SerialNumber | WarrantyStartDate | BarCode | AssetIdentifier | Features | TagNumber |  |  |  |  | 1.000000 |  | WarrantyDurationParts | AccessibilityPerformance | CodePerformance | Color | Constituents | Grade | Material | ModelReference | NominalHeight | NominalLength | Shape | SustainabilityPerformance | WarrantyDurationLabor | FIXED | WarrantyGuarantorParts | ExpectedLife | ReplacementCost | NominalWidth |  |  |  | FireRating | [13 empty] | 1.735000 | Construction Type | 1.000000 | 1.735000 |  | 204660 | Second Floor |  |  | 19 | 0.905000 | 2.640000 | 56 | 23.30.20.17.11 |  | 0 |  | Fixed Windows | GlazingAreaFraction | OperationType | [20 empty] | 0.019000 | Sash | Sash | Sash | Glass | 0.915000 | ConfigurationType
1968 | Second Floor | 208787 |  |  | 261637 |  | New Construction |  |  |  | 209256 | 124244 | 133644 | M_Fixed:1735 x 1000mm |  | 1735 x 1000mm | Size |  | 197017,197018,197019,197020,197021,209199,209200,209201,209202,209203,209204 | Manufacturer |  | 0otfaO0qPDAhynjJ6DmgB1 | 1 | M_Fixed:1735 x 1000mm:1735 x 1000mm:261637 |  | InstallationDate | 1968 | WarrantyGuarantorLabor |  | ModelLabel | T | WarrantyDescription |  |  | ProductionYear | [6 empty] | Finish |  | Area | SerialNumber | WarrantyStartDate | BarCode | AssetIdentifier | Features | TagNumber |  |  |  |  | 1.000000 |  | WarrantyDurationParts | AccessibilityPerformance | CodePerformance | Color | Constituents | Grade | Material | ModelReference | NominalHeight | NominalLength | Shape | SustainabilityPerformance | WarrantyDurationLabor | FIXED | WarrantyGuarantorParts | ExpectedLife | ReplacementCost | NominalWidth |  |  |  | FireRating | [13 empty] | 1.735000 | Construction Type | 1.000000 | 1.735000 |  | 204661 | Second Floor |  |  | 19 | 0.905000 | 2.640000 | 57 | 23.30.20.17.11 |  | 0 |  | Fixed Windows | GlazingAreaFraction | OperationType | [20 empty] | 0.019000 | Sash | Sash | Sash | Glass | 0.915000 | ConfigurationType
1969 | Second Floor | 208790 |  |  | 261760 |  | New Construction |  |  |  | 209256 | 124245 | 133645 | M_Fixed:1735 x 1000mm |  | 1735 x 1000mm | Size |  | 197022,197023,197024,197025,197026,209199,209200,209201,209202,209203,209204 | Manufacturer |  | 0otfaO0qPDAhynjJ6Dmg94 | 1 | M_Fixed:1735 x 1000mm:1735 x 1000mm:261760 |  | InstallationDate | 1969 | WarrantyGuarantorLabor |  | ModelLabel | T | WarrantyDescription |  |  | ProductionYear | [6 empty] | Finish |  | Area | SerialNumber | WarrantyStartDate | BarCode | AssetIdentifier | Features | TagNumber |  |  |  |  | 1.000000 |  | WarrantyDurationParts | AccessibilityPerformance | CodePerformance | Color | Constituents | Grade | Material | ModelReference | NominalHeight | NominalLength | Shape | SustainabilityPerformance | WarrantyDurationLabor | FIXED | WarrantyGuarantorParts | ExpectedLife | ReplacementCost | NominalWidth |  |  |  | FireRating | [13 empty] | 1.735000 | Construction Type | 1.000000 | 1.735000 |  | 204662 | Second Floor |  |  | 19 | 0.905000 | 2.640000 | 58 | 23.30.20.17.11 |  | 0 |  | Fixed Windows | GlazingAreaFraction | OperationType | [20 empty] | 0.019000 | Sash | Sash | Sash | Glass | 0.915000 | ConfigurationType
1970 | Second Floor | 208793 |  |  | 261827 |  | New Construction |  |  |  | 209256 | 124246 | 133646 | M_Fixed:1735 x 1000mm |  | 1735 x 1000mm | Size |  | 197027,197028,197029,197030,197031,209199,209200,209201,209202,209203,209204 | Manufacturer |  | 0otfaO0qPDAhynjJ6Dmg87 | 1 | M_Fixed:1735 x 1000mm:1735 x 1000mm:261827 |  | InstallationDate | 1970 | WarrantyGuarantorLabor |  | ModelLabel | T | WarrantyDescription |  |  | ProductionYear | [6 empty] | Finish |  | Area | SerialNumber | WarrantyStartDate | BarCode | AssetIdentifier | Features | TagNumber |  |  |  |  | 1.000000 |  | WarrantyDurationParts | AccessibilityPerformance | CodePerformance | Color | Constituents | Grade | Material | ModelReference | NominalHeight | NominalLength | Shape | SustainabilityPerformance | WarrantyDurationLabor | FIXED | WarrantyGuarantorParts | ExpectedLife | ReplacementCost | NominalWidth |  |  |  | FireRating | [13 empty] | 1.735000 | Construction Type | 1.000000 | 1.735000 |  | 204663 | Second Floor |  |  | 19 | 0.905000 | 2.640000 | 59 | 23.30.20.17.11 |  | 0 |  | Fixed Windows | GlazingAreaFraction | OperationType | [20 empty] | 0.019000 | Sash | Sash | Sash | Glass | 0.915000 | ConfigurationType
1971 | Second Floor | 208797 |  |  | 261874 |  | New Construction |  |  |  | 209256 | 124247 | 133647 | M_Fixed:1735 x 1000mm |  | 1735 x 1000mm | Size |  | 197032,197033,197034,197035,197036,209199,209200,209201,209202,209203,209204 | Manufacturer |  | 0otfaO0qPDAhynjJ6Dmg8s | 1 | M_Fixed:1735 x 1000mm:1735 x 1000mm:261874 |  | InstallationDate | 1971 | WarrantyGuarantorLabor |  | ModelLabel | T | WarrantyDescription |  |  | ProductionYear | [6 empty] | Finish |  | Area | SerialNumber | WarrantyStartDate | BarCode | AssetIdentifier | Features | TagNumber |  |  |  |  | 1.000000 |  | WarrantyDurationParts | AccessibilityPerformance | CodePerformance | Color | Constituents | Grade | Material | ModelReference | NominalHeight | NominalLength | Shape | SustainabilityPerformance | WarrantyDurationLabor | FIXED | WarrantyGuarantorParts | ExpectedLife | ReplacementCost | NominalWidth |  |  |  | FireRating | [13 empty] | 1.735000 | Construction Type | 1.000000 | 1.735000 |  | 204664 | Second Floor |  |  | 19 | 0.905000 | 2.640000 | 60 | 23.30.20.17.11 |  | 0 |  | Fixed Windows | GlazingAreaFraction | OperationType | [20 empty] | 0.019000 | Sash | Sash | Sash | Glass | 0.915000 | ConfigurationType
1972 | Second Floor | 208801 |  |  | 261927 |  | New Construction |  |  |  | 209256 | 124248 | 133648 | M_Fixed:1735 x 1000mm |  | 1735 x 1000mm | Size |  | 197037,197038,197039,197040,197041,209199,209200,209201,209202,209203,209204 | Manufacturer |  | 0otfaO0qPDAhynjJ6DmgFZ | 1 | M_Fixed:1735 x 1000mm:1735 x 1000mm:261927 |  | InstallationDate | 1972 | WarrantyGuarantorLabor |  | ModelLabel | T | WarrantyDescription |  |  | ProductionYear | [6 empty] | Finish |  | Area | SerialNumber | WarrantyStartDate | BarCode | AssetIdentifier | Features | TagNumber |  |  |  |  | 1.000000 |  | WarrantyDurationParts | AccessibilityPerformance | CodePerformance | Color | Constituents | Grade | Material | ModelReference | NominalHeight | NominalLength | Shape | SustainabilityPerformance | WarrantyDurationLabor | FIXED | WarrantyGuarantorParts | ExpectedLife | ReplacementCost | NominalWidth |  |  |  | FireRating | [13 empty] | 1.735000 | Construction Type | 1.000000 | 1.735000 |  | 204665 | Second Floor |  |  | 19 | 0.905000 | 2.640000 | 61 | 23.30.20.17.11 |  | 0 |  | Fixed Windows | GlazingAreaFraction | OperationType | [20 empty] | 0.019000 | Sash | Sash | Sash | Glass | 0.915000 | ConfigurationType
1973 | Second Floor | 208804 |  |  | 261994 |  | New Construction |  |  |  | 209256 | 124249 | 133649 | M_Fixed:1735 x 1000mm |  | 1735 x 1000mm | Size |  | 197042,197043,197044,197045,197046,209199,209200,209201,209202,209203,209204 | Manufacturer |  | 0otfaO0qPDAhynjJ6DmgEk | 1 | M_Fixed:1735 x 1000mm:1735 x 1000mm:261994 |  | InstallationDate | 1973 | WarrantyGuarantorLabor |  | ModelLabel | T | WarrantyDescription |  |  | ProductionYear | [6 empty] | Finish |  | Area | SerialNumber | WarrantyStartDate | BarCode | AssetIdentifier | Features | TagNumber |  |  |  |  | 1.000000 |  | WarrantyDurationParts | AccessibilityPerformance | CodePerformance | Color | Constituents | Grade | Material | ModelReference | NominalHeight | NominalLength | Shape | SustainabilityPerformance | WarrantyDurationLabor | FIXED | WarrantyGuarantorParts | ExpectedLife | ReplacementCost | NominalWidth |  |  |  | FireRating | [13 empty] | 1.735000 | Construction Type | 1.000000 | 1.735000 |  | 204666 | Second Floor |  |  | 19 | 0.905000 | 2.640000 | 62 | 23.30.20.17.11 |  | 0 |  | Fixed Windows | GlazingAreaFraction | OperationType | [20 empty] | 0.019000 | Sash | Sash | Sash | Glass | 0.915000 | ConfigurationType
1974 | Second Floor | 208807 |  |  | 262059 |  | New Construction |  |  |  | 209256 | 124250 | 133650 | M_Fixed:1735 x 1000mm |  | 1735 x 1000mm | Size |  | 197047,197048,197049,197050,197051,209199,209200,209201,209202,209203,209204 | Manufacturer |  | 0otfaO0qPDAhynjJ6DmgDl | 1 | M_Fixed:1735 x 1000mm:1735 x 1000mm:262059 |  | InstallationDate | 1974 | WarrantyGuarantorLabor |  | ModelLabel | T | WarrantyDescription |  |  | ProductionYear | [6 empty] | Finish |  | Area | SerialNumber | WarrantyStartDate | BarCode | AssetIdentifier | Features | TagNumber |  |  |  |  | 1.000000 |  | WarrantyDurationParts | AccessibilityPerformance | CodePerformance | Color | Constituents | Grade | Material | ModelReference | NominalHeight | NominalLength | Shape | SustainabilityPerformance | WarrantyDurationLabor | FIXED | WarrantyGuarantorParts | ExpectedLife | ReplacementCost | NominalWidth |  |  |  | FireRating | [13 empty] | 1.735000 | Construction Type | 1.000000 | 1.735000 |  | 204667 | Second Floor |  |  | 19 | 0.905000 | 2.640000 | 63 | 23.30.20.17.11 |  | 0 |  | Fixed Windows | GlazingAreaFraction | OperationType | [20 empty] | 0.019000 | Sash | Sash | Sash | Glass | 0.915000 | ConfigurationType
1975 | Second Floor | 208818 |  |  | 262138 |  | New Construction |  |  |  | 209256 | 124251 | 133651 | M_Fixed:1735 x 1000mm |  | 1735 x 1000mm | Size |  | 197052,197053,197054,197055,197056,209199,209200,209201,209202,209203,209204 | Manufacturer |  | 0otfaO0qPDAhynjJ6DmgC_ | 1 | M_Fixed:1735 x 1000mm:1735 x 1000mm:262138 |  | InstallationDate | 1975 | WarrantyGuarantorLabor |  | ModelLabel | T | WarrantyDescription |  |  | ProductionYear | [6 empty] | Finish |  | Area | SerialNumber | WarrantyStartDate | BarCode | AssetIdentifier | Features | TagNumber |  |  |  |  | 1.000000 |  | WarrantyDurationParts | AccessibilityPerformance | CodePerformance | Color | Constituents | Grade | Material | ModelReference | NominalHeight | NominalLength | Shape | SustainabilityPerformance | WarrantyDurationLabor | FIXED | WarrantyGuarantorParts | ExpectedLife | ReplacementCost | NominalWidth |  |  |  | FireRating | [13 empty] | 1.735000 | Construction Type | 1.000000 | 1.735000 |  | 204668 | Second Floor |  |  | 19 | 0.905000 | 2.640000 | 64 | 23.30.20.17.11 |  | 0 |  | Fixed Windows | GlazingAreaFraction | OperationType | [20 empty] | 0.019000 | Sash | Sash | Sash | Glass | 0.915000 | ConfigurationType
1976 | Second Floor | 208821 |  |  | 262496 |  | New Construction |  |  |  | 209256 | 124252 | 133652 | M_Fixed:1735 x 1000mm |  | 1735 x 1000mm | Size |  | 197057,197058,197059,197060,197061,209199,209200,209201,209202,209203,209204 | Manufacturer |  | 0otfaO0qPDAhynjJ6DnLsa | 1 | M_Fixed:1735 x 1000mm:1735 x 1000mm:262496 |  | InstallationDate | 1976 | WarrantyGuarantorLabor |  | ModelLabel | T | WarrantyDescription |  |  | ProductionYear | [6 empty] | Finish |  | Area | SerialNumber | WarrantyStartDate | BarCode | AssetIdentifier | Features | TagNumber |  |  |  |  | 1.000000 |  | WarrantyDurationParts | AccessibilityPerformance | CodePerformance | Color | Constituents | Grade | Material | ModelReference | NominalHeight | NominalLength | Shape | SustainabilityPerformance | WarrantyDurationLabor | FIXED | WarrantyGuarantorParts | ExpectedLife | ReplacementCost | NominalWidth |  |  |  | FireRating | [13 empty] | 1.735000 | Construction Type | 1.000000 | 1.735000 |  | 204669 | Second Floor |  |  | 19 | 0.905000 | 2.640000 | 65 | 23.30.20.17.11 |  | 0 |  | Fixed Windows | GlazingAreaFraction | OperationType | [20 empty] | 0.019000 | Sash | Sash | Sash | Glass | 0.915000 | ConfigurationType
1977 | Second Floor | 208825 |  |  | 262576 |  | New Construction |  |  |  | 209256 | 124253 | 133653 | M_Fixed:1735 x 1000mm |  | 1735 x 1000mm | Size |  | 197062,197063,197064,197065,197066,209199,209200,209201,209202,209203,209204 | Manufacturer |  | 0otfaO0qPDAhynjJ6DnLrq | 1 | M_Fixed:1735 x 1000mm:1735 x 1000mm:262576 |  | InstallationDate | 1977 | WarrantyGuarantorLabor |  | ModelLabel | T | WarrantyDescription |  |  | ProductionYear | [6 empty] | Finish |  | Area | SerialNumber | WarrantyStartDate | BarCode | AssetIdentifier | Features | TagNumber |  |  |  |  | 1.000000 |  | WarrantyDurationParts | AccessibilityPerformance | CodePerformance | Color | Constituents | Grade | Material | ModelReference | NominalHeight | NominalLength | Shape | SustainabilityPerformance | WarrantyDurationLabor | FIXED | WarrantyGuarantorParts | ExpectedLife | ReplacementCost | NominalWidth |  |  |  | FireRating | [13 empty] | 1.735000 | Construction Type | 1.000000 | 1.735000 |  | 204670 | Second Floor |  |  | 19 | 0.905000 | 2.640000 | 66 | 23.30.20.17.11 |  | 0 |  | Fixed Windows | GlazingAreaFraction | OperationType | [20 empty] | 0.019000 | Sash | Sash | Sash | Glass | 0.915000 | ConfigurationType
1978 | Second Floor | 208827 |  |  | 262643 |  | New Construction |  |  |  | 209256 | 124254 | 133654 | M_Fixed:1735 x 1000mm |  | 1735 x 1000mm | Size |  | 197067,197068,197069,197070,197071,209199,209200,209201,209202,209203,209204 | Manufacturer |  | 0otfaO0qPDAhynjJ6DnLqt | 1 | M_Fixed:1735 x 1000mm:1735 x 1000mm:262643 |  | InstallationDate | 1978 | WarrantyGuarantorLabor |  | ModelLabel | T | WarrantyDescription |  |  | ProductionYear | [6 empty] | Finish |  | Area | SerialNumber | WarrantyStartDate | BarCode | AssetIdentifier | Features | TagNumber |  |  |  |  | 1.000000 |  | WarrantyDurationParts | AccessibilityPerformance | CodePerformance | Color | Constituents | Grade | Material | ModelReference | NominalHeight | NominalLength | Shape | SustainabilityPerformance | WarrantyDurationLabor | FIXED | WarrantyGuarantorParts | ExpectedLife | ReplacementCost | NominalWidth |  |  |  | FireRating | [13 empty] | 1.735000 | Construction Type | 1.000000 | 1.735000 |  | 204671 | Second Floor |  |  | 19 | 0.905000 | 2.640000 | 67 | 23.30.20.17.11 |  | 0 |  | Fixed Windows | GlazingAreaFraction | OperationType | [20 empty] | 0.019000 | Sash | Sash | Sash | Glass | 0.915000 | ConfigurationType
2107 | Second Floor |  |  |  | 259606 |  | New Construction |  |  |  | 209256 | 124222 | 133622 | M_Fixed:1735 x 1000mm |  | 1735 x 1000mm | Size |  | 196907,196908,196909,196910,196911,209199,209200,209201,209202,209203,209204 | Manufacturer |  | 0otfaO0qPDAhynjJ6DmghI | 1 | M_Fixed:1735 x 1000mm:1735 x 1000mm:259606 |  | InstallationDate | 2107 | WarrantyGuarantorLabor |  | ModelLabel | T | WarrantyDescription |  |  | ProductionYear | [6 empty] | Finish |  | Area | SerialNumber | WarrantyStartDate | BarCode | AssetIdentifier | Features | TagNumber |  |  |  |  | 1.000000 |  | WarrantyDurationParts | AccessibilityPerformance | CodePerformance | Color | Constituents | Grade | Material | ModelReference | NominalHeight | NominalLength | Shape | SustainabilityPerformance | WarrantyDurationLabor | FIXED | WarrantyGuarantorParts | ExpectedLife | ReplacementCost | NominalWidth |  |  |  | FireRating | [13 empty] | 1.735000 | Construction Type | 1.000000 | 1.735000 |  | 204639 | Second Floor |  |  | 19 | 0.905000 | 2.640000 | 35 | 23.30.20.17.11 |  | 0 |  | Fixed Windows | GlazingAreaFraction | OperationType | [20 empty] | 0.019000 | Sash | Sash | Sash | Glass | 0.915000 | ConfigurationType
2108 | Second Floor |  |  |  | 259767 |  | New Construction |  |  |  | 209256 | 124223 | 133623 | M_Fixed:1735 x 1000mm |  | 1735 x 1000mm | Size |  | 196912,196913,196914,196915,196916,209199,209200,209201,209202,209203,209204 | Manufacturer |  | 0otfaO0qPDAhynjJ6Dmgfp | 1 | M_Fixed:1735 x 1000mm:1735 x 1000mm:259767 |  | InstallationDate | 2108 | WarrantyGuarantorLabor |  | ModelLabel | T | WarrantyDescription |  |  | ProductionYear | [6 empty] | Finish |  | Area | SerialNumber | WarrantyStartDate | BarCode | AssetIdentifier | Features | TagNumber |  |  |  |  | 1.000000 |  | WarrantyDurationParts | AccessibilityPerformance | CodePerformance | Color | Constituents | Grade | Material | ModelReference | NominalHeight | NominalLength | Shape | SustainabilityPerformance | WarrantyDurationLabor | FIXED | WarrantyGuarantorParts | ExpectedLife | ReplacementCost | NominalWidth |  |  |  | FireRating | [13 empty] | 1.735000 | Construction Type | 1.000000 | 1.735000 |  | 204640 | Second Floor |  |  | 19 | 0.905000 | 2.640000 | 36 | 23.30.20.17.11 |  | 0 |  | Fixed Windows | GlazingAreaFraction | OperationType | [20 empty] | 0.019000 | Sash | Sash | Sash | Glass | 0.915000 | ConfigurationType
2109 | Second Floor |  |  |  | 259922 |  | New Construction |  |  |  | 209256 | 124224 | 133624 | M_Fixed:1735 x 1000mm |  | 1735 x 1000mm | Size |  | 196917,196918,196919,196920,196921,209199,209200,209201,209202,209203,209204 | Manufacturer |  | 0otfaO0qPDAhynjJ6DmgkM | 1 | M_Fixed:1735 x 1000mm:1735 x 1000mm:259922 |  | InstallationDate | 2109 | WarrantyGuarantorLabor |  | ModelLabel | T | WarrantyDescription |  |  | ProductionYear | [6 empty] | Finish |  | Area | SerialNumber | WarrantyStartDate | BarCode | AssetIdentifier | Features | TagNumber |  |  |  |  | 1.000000 |  | WarrantyDurationParts | AccessibilityPerformance | CodePerformance | Color | Constituents | Grade | Material | ModelReference | NominalHeight | NominalLength | Shape | SustainabilityPerformance | WarrantyDurationLabor | FIXED | WarrantyGuarantorParts | ExpectedLife | ReplacementCost | NominalWidth |  |  |  | FireRating | [13 empty] | 1.735000 | Construction Type | 1.000000 | 1.735000 |  | 204641 | Second Floor |  |  | 19 | 0.905000 | 2.640000 | 37 | 23.30.20.17.11 |  | 0 |  | Fixed Windows | GlazingAreaFraction | OperationType | [20 empty] | 0.019000 | Sash | Sash | Sash | Glass | 0.915000 | ConfigurationType
2110 | Second Floor |  |  |  | 260015 |  | New Construction |  |  |  | 209256 | 124225 | 133625 | M_Fixed:1735 x 1000mm |  | 1735 x 1000mm | Size |  | 196922,196923,196924,196925,196926,209199,209200,209201,209202,209203,209204 | Manufacturer |  | 0otfaO0qPDAhynjJ6Dmgjh | 1 | M_Fixed:1735 x 1000mm:1735 x 1000mm:260015 |  | InstallationDate | 2110 | WarrantyGuarantorLabor |  | ModelLabel | T | WarrantyDescription |  |  | ProductionYear | [6 empty] | Finish |  | Area | SerialNumber | WarrantyStartDate | BarCode | AssetIdentifier | Features | TagNumber |  |  |  |  | 1.000000 |  | WarrantyDurationParts | AccessibilityPerformance | CodePerformance | Color | Constituents | Grade | Material | ModelReference | NominalHeight | NominalLength | Shape | SustainabilityPerformance | WarrantyDurationLabor | FIXED | WarrantyGuarantorParts | ExpectedLife | ReplacementCost | NominalWidth |  |  |  | FireRating | [13 empty] | 1.735000 | Construction Type | 1.000000 | 1.735000 |  | 204642 | Second Floor |  |  | 19 | 0.905000 | 2.640000 | 38 | 23.30.20.17.11 |  | 0 |  | Fixed Windows | GlazingAreaFraction | OperationType | [20 empty] | 0.019000 | Sash | Sash | Sash | Glass | 0.915000 | ConfigurationType
2111 | Second Floor |  |  |  | 260209 |  | New Construction |  |  |  | 209256 | 124226 | 133626 | M_Fixed:1735 x 1000mm |  | 1735 x 1000mm | Size |  | 196927,196928,196929,196930,196931,209199,209200,209201,209202,209203,209204 | Manufacturer |  | 0otfaO0qPDAhynjJ6DmgIr | 1 | M_Fixed:1735 x 1000mm:1735 x 1000mm:260209 |  | InstallationDate | 2111 | WarrantyGuarantorLabor |  | ModelLabel | T | WarrantyDescription |  |  | ProductionYear | [6 empty] | Finish |  | Area | SerialNumber | WarrantyStartDate | BarCode | AssetIdentifier | Features | TagNumber |  |  |  |  | 1.000000 |  | WarrantyDurationParts | AccessibilityPerformance | CodePerformance | Color | Constituents | Grade | Material | ModelReference | NominalHeight | NominalLength | Shape | SustainabilityPerformance | WarrantyDurationLabor | FIXED | WarrantyGuarantorParts | ExpectedLife | ReplacementCost | NominalWidth |  |  |  | FireRating | [13 empty] | 1.735000 | Construction Type | 1.000000 | 1.735000 |  | 204643 | Second Floor |  |  | 19 | 0.905000 | 2.640000 | 39 | 23.30.20.17.11 |  | 0 |  | Fixed Windows | GlazingAreaFraction | OperationType | [20 empty] | 0.019000 | Sash | Sash | Sash | Glass | 0.915000 | ConfigurationType
2112 | Second Floor |  |  |  | 260236 |  | New Construction |  |  |  | 209256 | 124227 | 133627 | M_Fixed:1735 x 1000mm |  | 1735 x 1000mm | Size |  | 196932,196933,196934,196935,196936,209199,209200,209201,209202,209203,209204 | Manufacturer |  | 0otfaO0qPDAhynjJ6DmgH8 | 1 | M_Fixed:1735 x 1000mm:1735 x 1000mm:260236 |  | InstallationDate | 2112 | WarrantyGuarantorLabor |  | ModelLabel | T | WarrantyDescription |  |  | ProductionYear | [6 empty] | Finish |  | Area | SerialNumber | WarrantyStartDate | BarCode | AssetIdentifier | Features | TagNumber |  |  |  |  | 1.000000 |  | WarrantyDurationParts | AccessibilityPerformance | CodePerformance | Color | Constituents | Grade | Material | ModelReference | NominalHeight | NominalLength | Shape | SustainabilityPerformance | WarrantyDurationLabor | FIXED | WarrantyGuarantorParts | ExpectedLife | ReplacementCost | NominalWidth |  |  |  | FireRating | [13 empty] | 1.735000 | Construction Type | 1.000000 | 1.735000 |  | 204644 | Second Floor |  |  | 19 | 0.905000 | 2.640000 | 40 | 23.30.20.17.11 |  | 0 |  | Fixed Windows | GlazingAreaFraction | OperationType | [20 empty] | 0.019000 | Sash | Sash | Sash | Glass | 0.915000 | ConfigurationType
2113 | Second Floor |  |  |  | 260343 |  | New Construction |  |  |  | 209256 | 124228 | 133628 | M_Fixed:1735 x 1000mm |  | 1735 x 1000mm | Size |  | 196937,196938,196939,196940,196941,209199,209200,209201,209202,209203,209204 | Manufacturer |  | 0otfaO0qPDAhynjJ6DmgGp | 1 | M_Fixed:1735 x 1000mm:1735 x 1000mm:260343 |  | InstallationDate | 2113 | WarrantyGuarantorLabor |  | ModelLabel | T | WarrantyDescription |  |  | ProductionYear | [6 empty] | Finish |  | Area | SerialNumber | WarrantyStartDate | BarCode | AssetIdentifier | Features | TagNumber |  |  |  |  | 1.000000 |  | WarrantyDurationParts | AccessibilityPerformance | CodePerformance | Color | Constituents | Grade | Material | ModelReference | NominalHeight | NominalLength | Shape | SustainabilityPerformance | WarrantyDurationLabor | FIXED | WarrantyGuarantorParts | ExpectedLife | ReplacementCost | NominalWidth |  |  |  | FireRating | [13 empty] | 1.735000 | Construction Type | 1.000000 | 1.735000 |  | 204645 | Second Floor |  |  | 19 | 0.905000 | 2.640000 | 41 | 23.30.20.17.11 |  | 0 |  | Fixed Windows | GlazingAreaFraction | OperationType | [20 empty] | 0.019000 | Sash | Sash | Sash | Glass | 0.915000 | ConfigurationType
2114 | Second Floor |  |  |  | 260452 |  | New Construction |  |  |  | 209256 | 124229 | 133629 | M_Fixed:1735 x 1000mm |  | 1735 x 1000mm | Size |  | 196942,196943,196944,196945,196946,209199,209200,209201,209202,209203,209204 | Manufacturer |  | 0otfaO0qPDAhynjJ6DmgMW | 1 | M_Fixed:1735 x 1000mm:1735 x 1000mm:260452 |  | InstallationDate | 2114 | WarrantyGuarantorLabor |  | ModelLabel | T | WarrantyDescription |  |  | ProductionYear | [6 empty] | Finish |  | Area | SerialNumber | WarrantyStartDate | BarCode | AssetIdentifier | Features | TagNumber |  |  |  |  | 1.000000 |  | WarrantyDurationParts | AccessibilityPerformance | CodePerformance | Color | Constituents | Grade | Material | ModelReference | NominalHeight | NominalLength | Shape | SustainabilityPerformance | WarrantyDurationLabor | FIXED | WarrantyGuarantorParts | ExpectedLife | ReplacementCost | NominalWidth |  |  |  | FireRating | [13 empty] | 1.735000 | Construction Type | 1.000000 | 1.735000 |  | 204646 | Second Floor |  |  | 19 | 0.905000 | 2.640000 | 42 | 23.30.20.17.11 |  | 0 |  | Fixed Windows | GlazingAreaFraction | OperationType | [20 empty] | 0.019000 | Sash | Sash | Sash | Glass | 0.915000 | ConfigurationType
2115 | Second Floor |  |  |  | 260595 |  | New Construction |  |  |  | 209256 | 124230 | 133630 | M_Fixed:1735 x 1000mm |  | 1735 x 1000mm | Size |  | 196947,196948,196949,196950,196951,209199,209200,209201,209202,209203,209204 | Manufacturer |  | 0otfaO0qPDAhynjJ6DmgKt | 1 | M_Fixed:1735 x 1000mm:1735 x 1000mm:260595 |  | InstallationDate | 2115 | WarrantyGuarantorLabor |  | ModelLabel | T | WarrantyDescription |  |  | ProductionYear | [6 empty] | Finish |  | Area | SerialNumber | WarrantyStartDate | BarCode | AssetIdentifier | Features | TagNumber |  |  |  |  | 1.000000 |  | WarrantyDurationParts | AccessibilityPerformance | CodePerformance | Color | Constituents | Grade | Material | ModelReference | NominalHeight | NominalLength | Shape | SustainabilityPerformance | WarrantyDurationLabor | FIXED | WarrantyGuarantorParts | ExpectedLife | ReplacementCost | NominalWidth |  |  |  | FireRating | [13 empty] | 1.735000 | Construction Type | 1.000000 | 1.735000 |  | 204647 | Second Floor |  |  | 19 | 0.905000 | 2.640000 | 43 | 23.30.20.17.11 |  | 0 |  | Fixed Windows | GlazingAreaFraction | OperationType | [20 empty] | 0.019000 | Sash | Sash | Sash | Glass | 0.915000 | ConfigurationType
2116 | Second Floor |  |  |  | 260718 |  | New Construction |  |  |  | 209256 | 124231 | 133631 | M_Fixed:1735 x 1000mm |  | 1735 x 1000mm | Size |  | 196952,196953,196954,196955,196956,209199,209200,209201,209202,209203,209204 | Manufacturer |  | 0otfaO0qPDAhynjJ6DmgQg | 1 | M_Fixed:1735 x 1000mm:1735 x 1000mm:260718 |  | InstallationDate | 2116 | WarrantyGuarantorLabor |  | ModelLabel | T | WarrantyDescription |  |  | ProductionYear | [6 empty] | Finish |  | Area | SerialNumber | WarrantyStartDate | BarCode | AssetIdentifier | Features | TagNumber |  |  |  |  | 1.000000 |  | WarrantyDurationParts | AccessibilityPerformance | CodePerformance | Color | Constituents | Grade | Material | ModelReference | NominalHeight | NominalLength | Shape | SustainabilityPerformance | WarrantyDurationLabor | FIXED | WarrantyGuarantorParts | ExpectedLife | ReplacementCost | NominalWidth |  |  |  | FireRating | [13 empty] | 1.735000 | Construction Type | 1.000000 | 1.735000 |  | 204648 | Second Floor |  |  | 19 | 0.905000 | 2.640000 | 44 | 23.30.20.17.11 |  | 0 |  | Fixed Windows | GlazingAreaFraction | OperationType | [20 empty] | 0.019000 | Sash | Sash | Sash | Glass | 0.915000 | ConfigurationType
2117 | Second Floor |  |  |  | 260833 |  | New Construction |  |  |  | 209256 | 124232 | 133632 | M_Fixed:1735 x 1000mm |  | 1735 x 1000mm | Size |  | 196957,196958,196959,196960,196961,209199,209200,209201,209202,209203,209204 | Manufacturer |  | 0otfaO0qPDAhynjJ6DmgOb | 1 | M_Fixed:1735 x 1000mm:1735 x 1000mm:260833 |  | InstallationDate | 2117 | WarrantyGuarantorLabor |  | ModelLabel | T | WarrantyDescription |  |  | ProductionYear | [6 empty] | Finish |  | Area | SerialNumber | WarrantyStartDate | BarCode | AssetIdentifier | Features | TagNumber |  |  |  |  | 1.000000 |  | WarrantyDurationParts | AccessibilityPerformance | CodePerformance | Color | Constituents | Grade | Material | ModelReference | NominalHeight | NominalLength | Shape | SustainabilityPerformance | WarrantyDurationLabor | FIXED | WarrantyGuarantorParts | ExpectedLife | ReplacementCost | NominalWidth |  |  |  | FireRating | [13 empty] | 1.735000 | Construction Type | 1.000000 | 1.735000 |  | 204649 | Second Floor |  |  | 19 | 0.905000 | 2.640000 | 45 | 23.30.20.17.11 |  | 0 |  | Fixed Windows | GlazingAreaFraction | OperationType | [20 empty] | 0.019000 | Sash | Sash | Sash | Glass | 0.915000 | ConfigurationType
2118 | Second Floor |  |  |  | 260974 |  | New Construction |  |  |  | 209256 | 124233 | 133633 | M_Fixed:1735 x 1000mm |  | 1735 x 1000mm | Size |  | 196962,196963,196964,196965,196966,209199,209200,209201,209202,209203,209204 | Manufacturer |  | 0otfaO0qPDAhynjJ6DmgUg | 1 | M_Fixed:1735 x 1000mm:1735 x 1000mm:260974 |  | InstallationDate | 2118 | WarrantyGuarantorLabor |  | ModelLabel | T | WarrantyDescription |  |  | ProductionYear | [6 empty] | Finish |  | Area | SerialNumber | WarrantyStartDate | BarCode | AssetIdentifier | Features | TagNumber |  |  |  |  | 1.000000 |  | WarrantyDurationParts | AccessibilityPerformance | CodePerformance | Color | Constituents | Grade | Material | ModelReference | NominalHeight | NominalLength | Shape | SustainabilityPerformance | WarrantyDurationLabor | FIXED | WarrantyGuarantorParts | ExpectedLife | ReplacementCost | NominalWidth |  |  |  | FireRating | [13 empty] | 1.735000 | Construction Type | 1.000000 | 1.735000 |  | 204650 | Second Floor |  |  | 19 | 0.905000 | 2.640000 | 46 | 23.30.20.17.11 |  | 0 |  | Fixed Windows | GlazingAreaFraction | OperationType | [20 empty] | 0.019000 | Sash | Sash | Sash | Glass | 0.915000 | ConfigurationType
2119 | Second Floor |  |  |  | 261025 |  | New Construction |  |  |  | 209256 | 124234 | 133634 | M_Fixed:1735 x 1000mm |  | 1735 x 1000mm | Size |  | 196967,196968,196969,196970,196971,209199,209200,209201,209202,209203,209204 | Manufacturer |  | 0otfaO0qPDAhynjJ6DmgTb | 1 | M_Fixed:1735 x 1000mm:1735 x 1000mm:261025 |  | InstallationDate | 2119 | WarrantyGuarantorLabor |  | ModelLabel | T | WarrantyDescription |  |  | ProductionYear | [6 empty] | Finish |  | Area | SerialNumber | WarrantyStartDate | BarCode | AssetIdentifier | Features | TagNumber |  |  |  |  | 1.000000 |  | WarrantyDurationParts | AccessibilityPerformance | CodePerformance | Color | Constituents | Grade | Material | ModelReference | NominalHeight | NominalLength | Shape | SustainabilityPerformance | WarrantyDurationLabor | FIXED | WarrantyGuarantorParts | ExpectedLife | ReplacementCost | NominalWidth |  |  |  | FireRating | [13 empty] | 1.735000 | Construction Type | 1.000000 | 1.735000 |  | 204651 | Second Floor |  |  | 19 | 0.905000 | 2.640000 | 47 | 23.30.20.17.11 |  | 0 |  | Fixed Windows | GlazingAreaFraction | OperationType | [20 empty] | 0.019000 | Sash | Sash | Sash | Glass | 0.915000 | ConfigurationType
2120 | Second Floor |  |  |  | 261080 |  | New Construction |  |  |  | 209256 | 124235 | 133635 | M_Fixed:1735 x 1000mm |  | 1735 x 1000mm | Size |  | 196972,196973,196974,196975,196976,209199,209200,209201,209202,209203,209204 | Manufacturer |  | 0otfaO0qPDAhynjJ6DmgSS | 1 | M_Fixed:1735 x 1000mm:1735 x 1000mm:261080 |  | InstallationDate | 2120 | WarrantyGuarantorLabor |  | ModelLabel | T | WarrantyDescription |  |  | ProductionYear | [6 empty] | Finish |  | Area | SerialNumber | WarrantyStartDate | BarCode | AssetIdentifier | Features | TagNumber |  |  |  |  | 1.000000 |  | WarrantyDurationParts | AccessibilityPerformance | CodePerformance | Color | Constituents | Grade | Material | ModelReference | NominalHeight | NominalLength | Shape | SustainabilityPerformance | WarrantyDurationLabor | FIXED | WarrantyGuarantorParts | ExpectedLife | ReplacementCost | NominalWidth |  |  |  | FireRating | [13 empty] | 1.735000 | Construction Type | 1.000000 | 1.735000 |  | 204652 | Second Floor |  |  | 19 | 0.905000 | 2.640000 | 48 | 23.30.20.17.11 |  | 0 |  | Fixed Windows | GlazingAreaFraction | OperationType | [20 empty] | 0.019000 | Sash | Sash | Sash | Glass | 0.915000 | ConfigurationType
2121 | Second Floor |  |  |  | 261135 |  | New Construction |  |  |  | 209256 | 124236 | 133636 | M_Fixed:1735 x 1000mm |  | 1735 x 1000mm | Size |  | 196977,196978,196979,196980,196981,209199,209200,209201,209202,209203,209204 | Manufacturer |  | 0otfaO0qPDAhynjJ6Dmg3B | 1 | M_Fixed:1735 x 1000mm:1735 x 1000mm:261135 |  | InstallationDate | 2121 | WarrantyGuarantorLabor |  | ModelLabel | T | WarrantyDescription |  |  | ProductionYear | [6 empty] | Finish |  | Area | SerialNumber | WarrantyStartDate | BarCode | AssetIdentifier | Features | TagNumber |  |  |  |  | 1.000000 |  | WarrantyDurationParts | AccessibilityPerformance | CodePerformance | Color | Constituents | Grade | Material | ModelReference | NominalHeight | NominalLength | Shape | SustainabilityPerformance | WarrantyDurationLabor | FIXED | WarrantyGuarantorParts | ExpectedLife | ReplacementCost | NominalWidth |  |  |  | FireRating | [13 empty] | 1.735000 | Construction Type | 1.000000 | 1.735000 |  | 204653 | Second Floor |  |  | 19 | 0.905000 | 2.640000 | 49 | 23.30.20.17.11 |  | 0 |  | Fixed Windows | GlazingAreaFraction | OperationType | [20 empty] | 0.019000 | Sash | Sash | Sash | Glass | 0.915000 | ConfigurationType
2122 | Second Floor |  |  |  | 261220 |  | New Construction |  |  |  | 209256 | 124237 | 133637 | M_Fixed:1735 x 1000mm |  | 1735 x 1000mm | Size |  | 196982,196983,196984,196985,196986,209199,209200,209201,209202,209203,209204 | Manufacturer |  | 0otfaO0qPDAhynjJ6Dmg2W | 1 | M_Fixed:1735 x 1000mm:1735 x 1000mm:261220 |  | InstallationDate | 2122 | WarrantyGuarantorLabor |  | ModelLabel | T | WarrantyDescription |  |  | ProductionYear | [6 empty] | Finish |  | Area | SerialNumber | WarrantyStartDate | BarCode | AssetIdentifier | Features | TagNumber |  |  |  |  | 1.000000 |  | WarrantyDurationParts | AccessibilityPerformance | CodePerformance | Color | Constituents | Grade | Material | ModelReference | NominalHeight | NominalLength | Shape | SustainabilityPerformance | WarrantyDurationLabor | FIXED | WarrantyGuarantorParts | ExpectedLife | ReplacementCost | NominalWidth |  |  |  | FireRating | [13 empty] | 1.735000 | Construction Type | 1.000000 | 1.735000 |  | 204654 | Second Floor |  |  | 19 | 0.905000 | 2.640000 | 50 | 23.30.20.17.11 |  | 0 |  | Fixed Windows | GlazingAreaFraction | OperationType | [20 empty] | 0.019000 | Sash | Sash | Sash | Glass | 0.915000 | ConfigurationType
2123 | Second Floor |  |  |  | 261267 |  | New Construction |  |  |  | 209256 | 124238 | 133638 | M_Fixed:1735 x 1000mm |  | 1735 x 1000mm | Size |  | 196987,196988,196989,196990,196991,209199,209200,209201,209202,209203,209204 | Manufacturer |  | 0otfaO0qPDAhynjJ6Dmg1N | 1 | M_Fixed:1735 x 1000mm:1735 x 1000mm:261267 |  | InstallationDate | 2123 | WarrantyGuarantorLabor |  | ModelLabel | T | WarrantyDescription |  |  | ProductionYear | [6 empty] | Finish |  | Area | SerialNumber | WarrantyStartDate | BarCode | AssetIdentifier | Features | TagNumber |  |  |  |  | 1.000000 |  | WarrantyDurationParts | AccessibilityPerformance | CodePerformance | Color | Constituents | Grade | Material | ModelReference | NominalHeight | NominalLength | Shape | SustainabilityPerformance | WarrantyDurationLabor | FIXED | WarrantyGuarantorParts | ExpectedLife | ReplacementCost | NominalWidth |  |  |  | FireRating | [13 empty] | 1.735000 | Construction Type | 1.000000 | 1.735000 |  | 204655 | Second Floor |  |  | 19 | 0.905000 | 2.640000 | 51 | 23.30.20.17.11 |  | 0 |  | Fixed Windows | GlazingAreaFraction | OperationType | [20 empty] | 0.019000 | Sash | Sash | Sash | Glass | 0.915000 | ConfigurationType
2124 | Second Floor |  |  |  | 261370 |  | New Construction |  |  |  | 209256 | 124239 | 133639 | M_Fixed:1735 x 1000mm |  | 1735 x 1000mm | Size |  | 196992,196993,196994,196995,196996,209199,209200,209201,209202,209203,209204 | Manufacturer |  | 0otfaO0qPDAhynjJ6Dmg0_ | 1 | M_Fixed:1735 x 1000mm:1735 x 1000mm:261370 |  | InstallationDate | 2124 | WarrantyGuarantorLabor |  | ModelLabel | T | WarrantyDescription |  |  | ProductionYear | [6 empty] | Finish |  | Area | SerialNumber | WarrantyStartDate | BarCode | AssetIdentifier | Features | TagNumber |  |  |  |  | 1.000000 |  | WarrantyDurationParts | AccessibilityPerformance | CodePerformance | Color | Constituents | Grade | Material | ModelReference | NominalHeight | NominalLength | Shape | SustainabilityPerformance | WarrantyDurationLabor | FIXED | WarrantyGuarantorParts | ExpectedLife | ReplacementCost | NominalWidth |  |  |  | FireRating | [13 empty] | 1.735000 | Construction Type | 1.000000 | 1.735000 |  | 204656 | Second Floor |  |  | 19 | 0.905000 | 2.640000 | 52 | 23.30.20.17.11 |  | 0 |  | Fixed Windows | GlazingAreaFraction | OperationType | [20 empty] | 0.019000 | Sash | Sash | Sash | Glass | 0.915000 | ConfigurationType
3059 | First Floor |  |  |  | 268373 |  | New Construction |  |  |  | 209258 | 124300 | 118922 | Compound Ceiling:ACT 600 x 600mm Grid |  | Compound Ceiling:ACT 600 x 600mm Grid | Size | 187266 | 197243,197244,197245,197246,197247,209232,209233,209234,209235 | Manufacturer |  | 2_TmT90dD0x8tJSTjyTb9J | 1 | Compound Ceiling:ACT 600 x 600mm Grid:268373 |  | InstallationDate | 3059 | WarrantyGuarantorLabor |  | ModelLabel |  | WarrantyDescription |  |  | ProductionYear |  |  |  | F |  |  | Ceiling Tile 600 x 600; |  | 9.445351 | SerialNumber | WarrantyStartDate | BarCode | AssetIdentifier | Features | TagNumber |  |  | 0.491158 |  |  | 0 | WarrantyDurationParts | AccessibilityPerformance | CodePerformance | Color | Constituents | Grade | Material | ModelReference | NominalHeight | NominalLength | Shape | SustainabilityPerformance | WarrantyDurationLabor | FIXED | WarrantyGuarantorParts | ExpectedLife | ReplacementCost | NominalWidth | 23-35 70 24 | Ceilings | [11 empty] | 0.052000 | [9 empty] | First Floor | [16 empty] | CEILING | [23 empty] | 0.052000 | 2.680000 | 12.316000
3060 | First Floor |  |  |  | 268384 |  | New Construction |  |  |  | 209258 | 124301 | 118923 | Compound Ceiling:ACT 600 x 600mm Grid |  | Compound Ceiling:ACT 600 x 600mm Grid | Size | 187267 | 197248,197249,197250,197251,197252,209232,209233,209234,209235 | Manufacturer |  | 2_TmT90dD0x8tJSTjyTb9c | 1 | Compound Ceiling:ACT 600 x 600mm Grid:268384 |  | InstallationDate | 3060 | WarrantyGuarantorLabor |  | ModelLabel |  | WarrantyDescription |  |  | ProductionYear |  |  |  | F |  |  | Finish |  | 8.590244 | SerialNumber | WarrantyStartDate | BarCode | AssetIdentifier | Features | TagNumber |  |  | 0.446693 |  |  | 0 | WarrantyDurationParts | AccessibilityPerformance | CodePerformance | Color | Constituents | Grade | Material | ModelReference | NominalHeight | NominalLength | Shape | SustainabilityPerformance | WarrantyDurationLabor | FIXED | WarrantyGuarantorParts | ExpectedLife | ReplacementCost | NominalWidth | 23-35 70 24 | Ceilings | [11 empty] | 0.052000 | [9 empty] | First Floor | [16 empty] | CEILING | [23 empty] | 0.052000 | 2.680000 | 11.730000
3061 | First Floor |  |  |  | 268392 |  | New Construction |  |  |  | 209258 | 124302 | 118924 | Compound Ceiling:ACT 600 x 600mm Grid |  | Compound Ceiling:ACT 600 x 600mm Grid | Size | 187268 | 197253,197254,197255,197256,197257,209232,209233,209234,209235 | Manufacturer |  | 2_TmT90dD0x8tJSTjyTb9k | 1 | Compound Ceiling:ACT 600 x 600mm Grid:268392 |  | InstallationDate | 3061 | WarrantyGuarantorLabor |  | ModelLabel |  | WarrantyDescription |  |  | ProductionYear |  |  |  | F |  |  | Finish |  | 8.297676 | SerialNumber | WarrantyStartDate | BarCode | AssetIdentifier | Features | TagNumber |  |  | 0.431479 |  |  | 0 | WarrantyDurationParts | AccessibilityPerformance | CodePerformance | Color | Constituents | Grade | Material | ModelReference | NominalHeight | NominalLength | Shape | SustainabilityPerformance | WarrantyDurationLabor | FIXED | WarrantyGuarantorParts | ExpectedLife | ReplacementCost | NominalWidth | 23-35 70 24 | Ceilings | [11 empty] | 0.052000 | [9 empty] | First Floor | [16 empty] | CEILING | [23 empty] | 0.052000 | 2.680000 | 11.696000
3062 | First Floor |  |  |  | 268402 |  | New Construction |  |  |  | 209258 | 124303 | 118925 | Compound Ceiling:ACT 600 x 600mm Grid |  | Compound Ceiling:ACT 600 x 600mm Grid | Size | 187269 | 197258,197259,197260,197261,197262,209232,209233,209234,209235 | Manufacturer |  | 2_TmT90dD0x8tJSTjyTb9q | 1 | Compound Ceiling:ACT 600 x 600mm Grid:268402 |  | InstallationDate | 3062 | WarrantyGuarantorLabor |  | ModelLabel |  | WarrantyDescription |  |  | ProductionYear |  |  |  | F |  |  | Finish |  | 7.969378 | SerialNumber | WarrantyStartDate | BarCode | AssetIdentifier | Features | TagNumber |  |  | 0.414408 |  |  | 0 | WarrantyDurationParts | AccessibilityPerformance | CodePerformance | Color | Constituents | Grade | Material | ModelReference | NominalHeight | NominalLength | Shape | SustainabilityPerformance | WarrantyDurationLabor | FIXED | WarrantyGuarantorParts | ExpectedLife | ReplacementCost | NominalWidth | 23-35 70 24 | Ceilings | [11 empty] | 0.052000 | [9 empty] | First Floor | [16 empty] | CEILING | [23 empty] | 0.052000 | 2.680000 | 11.782000
3063 | First Floor |  |  |  | 268415 |  | New Construction |  |  |  | 209258 | 124304 | 118926 | Compound Ceiling:ACT 600 x 600mm Grid |  | Compound Ceiling:ACT 600 x 600mm Grid | Size | 187270 | 197263,197264,197265,197266,197267,209232,209233,209234,209235 | Manufacturer |  | 2_TmT90dD0x8tJSTjyTb9v | 1 | Compound Ceiling:ACT 600 x 600mm Grid:268415 |  | InstallationDate | 3063 | WarrantyGuarantorLabor |  | ModelLabel |  | WarrantyDescription |  |  | ProductionYear |  |  |  | F |  |  | Finish |  | 8.158517 | SerialNumber | WarrantyStartDate | BarCode | AssetIdentifier | Features | TagNumber |  |  | 0.424243 |  |  | 0 | WarrantyDurationParts | AccessibilityPerformance | CodePerformance | Color | Constituents | Grade | Material | ModelReference | NominalHeight | NominalLength | Shape | SustainabilityPerformance | WarrantyDurationLabor | FIXED | WarrantyGuarantorParts | ExpectedLife | ReplacementCost | NominalWidth | 23-35 70 24 | Ceilings | [11 empty] | 0.052000 | [9 empty] | First Floor | [16 empty] | CEILING | [23 empty] | 0.052000 | 2.680000 | 11.496000
3064 | First Floor |  |  |  | 268425 |  | New Construction |  |  |  | 209258 | 124305 | 118927 | Compound Ceiling:ACT 600 x 600mm Grid |  | Compound Ceiling:ACT 600 x 600mm Grid | Size | 187271 | 197268,197269,197270,197271,197272,209232,209233,209234,209235 | Manufacturer |  | 2_TmT90dD0x8tJSTjyTbAF | 1 | Compound Ceiling:ACT 600 x 600mm Grid:268425 |  | InstallationDate | 3064 | WarrantyGuarantorLabor |  | ModelLabel |  | WarrantyDescription |  |  | ProductionYear |  |  |  | F |  |  | Finish |  | 9.473232 | SerialNumber | WarrantyStartDate | BarCode | AssetIdentifier | Features | TagNumber |  |  | 0.492608 |  |  | 0 | WarrantyDurationParts | AccessibilityPerformance | CodePerformance | Color | Constituents | Grade | Material | ModelReference | NominalHeight | NominalLength | Shape | SustainabilityPerformance | WarrantyDurationLabor | FIXED | WarrantyGuarantorParts | ExpectedLife | ReplacementCost | NominalWidth | 23-35 70 24 | Ceilings | [11 empty] | 0.052000 | [9 empty] | First Floor | [16 empty] | CEILING | [23 empty] | 0.052000 | 2.680000 | 13.886000
3065 | First Floor |  |  |  | 268437 |  | New Construction |  |  |  | 209258 | 124306 | 118928 | Compound Ceiling:ACT 600 x 600mm Grid |  | Compound Ceiling:ACT 600 x 600mm Grid | Size | 187272 | 197273,197274,197275,197276,197277,209232,209233,209234,209235 | Manufacturer |  | 2_TmT90dD0x8tJSTjyTbAJ | 1 | Compound Ceiling:ACT 600 x 600mm Grid:268437 |  | InstallationDate | 3065 | WarrantyGuarantorLabor |  | ModelLabel |  | WarrantyDescription |  |  | ProductionYear |  |  |  | F |  |  | Finish |  | 9.510704 | SerialNumber | WarrantyStartDate | BarCode | AssetIdentifier | Features | TagNumber |  |  | 0.494557 |  |  | 0 | WarrantyDurationParts | AccessibilityPerformance | CodePerformance | Color | Constituents | Grade | Material | ModelReference | NominalHeight | NominalLength | Shape | SustainabilityPerformance | WarrantyDurationLabor | FIXED | WarrantyGuarantorParts | ExpectedLife | ReplacementCost | NominalWidth | 23-35 70 24 | Ceilings | [11 empty] | 0.052000 | [9 empty] | First Floor | [16 empty] | CEILING | [23 empty] | 0.052000 | 2.680000 | 12.420000
3066 | First Floor |  |  |  | 268465 |  | New Construction |  |  |  | 209258 | 124307 | 118929 | Compound Ceiling:ACT 600 x 600mm Grid |  | Compound Ceiling:ACT 600 x 600mm Grid | Size | 187273 | 197278,197279,197280,197281,197282,209232,209233,209234,209235 | Manufacturer |  | 2_TmT90dD0x8tJSTjyTbAt | 1 | Compound Ceiling:ACT 600 x 600mm Grid:268465 |  | InstallationDate | 3066 | WarrantyGuarantorLabor |  | ModelLabel |  | WarrantyDescription |  |  | ProductionYear |  |  |  | F |  |  | Finish |  | 16.302981 | SerialNumber | WarrantyStartDate | BarCode | AssetIdentifier | Features | TagNumber |  |  | 0.847755 |  |  | 0 | WarrantyDurationParts | AccessibilityPerformance | CodePerformance | Color | Constituents | Grade | Material | ModelReference | NominalHeight | NominalLength | Shape | SustainabilityPerformance | WarrantyDurationLabor | FIXED | WarrantyGuarantorParts | ExpectedLife | ReplacementCost | NominalWidth | 23-35 70 24 | Ceilings | [11 empty] | 0.052000 | [9 empty] | First Floor | [16 empty] | CEILING | [23 empty] | 0.052000 | 2.680000 | 20.207114
3067 | First Floor |  |  |  | 268477 |  | New Construction |  |  |  | 209258 | 124308 | 118930 | Compound Ceiling:ACT 600 x 600mm Grid |  | Compound Ceiling:ACT 600 x 600mm Grid | Size | 187274 | 197283,197284,197285,197286,197287,209232,209233,209234,209235 | Manufacturer |  | 2_TmT90dD0x8tJSTjyTbAx | 1 | Compound Ceiling:ACT 600 x 600mm Grid:268477 |  | InstallationDate | 3067 | WarrantyGuarantorLabor |  | ModelLabel |  | WarrantyDescription |  |  | ProductionYear |  |  |  | F |  |  | Finish |  | 133.191378 | SerialNumber | WarrantyStartDate | BarCode | AssetIdentifier | Features | TagNumber |  |  | 6.925952 |  |  | 0 | WarrantyDurationParts | AccessibilityPerformance | CodePerformance | Color | Constituents | Grade | Material | ModelReference | NominalHeight | NominalLength | Shape | SustainabilityPerformance | WarrantyDurationLabor | FIXED | WarrantyGuarantorParts | ExpectedLife | ReplacementCost | NominalWidth | 23-35 70 24 | Ceilings | [11 empty] | 0.052000 | [9 empty] | First Floor | [16 empty] | CEILING | [23 empty] | 0.052000 | 2.680000 | 142.979104
3068 | First Floor |  |  |  | 268544 |  | New Construction |  |  |  | 209258 | 124309 | 118931 | Compound Ceiling:ACT 600 x 600mm Grid |  | Compound Ceiling:ACT 600 x 600mm Grid | Size | 187275 | 197288,197289,197290,197291,197292,209232,209233,209234,209235 | Manufacturer |  | 2_TmT90dD0x8tJSTjyTbC6 | 1 | Compound Ceiling:ACT 600 x 600mm Grid:268544 |  | InstallationDate | 3068 | WarrantyGuarantorLabor |  | ModelLabel |  | WarrantyDescription |  |  | ProductionYear |  |  |  | F |  |  | Finish |  | 3.546816 | SerialNumber | WarrantyStartDate | BarCode | AssetIdentifier | Features | TagNumber |  |  | 0.184434 |  |  | 0 | WarrantyDurationParts | AccessibilityPerformance | CodePerformance | Color | Constituents | Grade | Material | ModelReference | NominalHeight | NominalLength | Shape | SustainabilityPerformance | WarrantyDurationLabor | FIXED | WarrantyGuarantorParts | ExpectedLife | ReplacementCost | NominalWidth | 23-35 70 24 | Ceilings | [11 empty] | 0.052000 | [9 empty] | First Floor | [16 empty] | CEILING | [23 empty] | 0.052000 | 2.680000 | 8.384000
3069 | First Floor |  |  |  | 268552 |  | New Construction |  |  |  | 209258 | 124310 | 118932 | Compound Ceiling:ACT 600 x 600mm Grid |  | Compound Ceiling:ACT 600 x 600mm Grid | Size | 187276 | 197293,197294,197295,197296,197297,209232,209233,209234,209235 | Manufacturer |  | 2_TmT90dD0x8tJSTjyTbCE | 1 | Compound Ceiling:ACT 600 x 600mm Grid:268552 |  | InstallationDate | 3069 | WarrantyGuarantorLabor |  | ModelLabel |  | WarrantyDescription |  |  | ProductionYear |  |  |  | F |  |  | Finish |  | 16.981388 | SerialNumber | WarrantyStartDate | BarCode | AssetIdentifier | Features | TagNumber |  |  | 0.883032 |  |  | 0 | WarrantyDurationParts | AccessibilityPerformance | CodePerformance | Color | Constituents | Grade | Material | ModelReference | NominalHeight | NominalLength | Shape | SustainabilityPerformance | WarrantyDurationLabor | FIXED | WarrantyGuarantorParts | ExpectedLife | ReplacementCost | NominalWidth | 23-35 70 24 | Ceilings | [11 empty] | 0.052000 | [9 empty] | First Floor | [16 empty] | CEILING | [23 empty] | 0.052000 | 2.680000 | 20.407771
3070 | First Floor |  |  |  | 268562 |  | New Construction |  |  |  | 209258 | 124311 | 118933 | Compound Ceiling:ACT 600 x 600mm Grid |  | Compound Ceiling:ACT 600 x 600mm Grid | Size | 187277 | 197298,197299,197300,197301,197302,209232,209233,209234,209235 | Manufacturer |  | 2_TmT90dD0x8tJSTjyTbCK | 1 | Compound Ceiling:ACT 600 x 600mm Grid:268562 |  | InstallationDate | 3070 | WarrantyGuarantorLabor |  | ModelLabel |  | WarrantyDescription |  |  | ProductionYear |  |  |  | F |  |  | Finish |  | 11.741482 | SerialNumber | WarrantyStartDate | BarCode | AssetIdentifier | Features | TagNumber |  |  | 0.610557 |  |  | 0 | WarrantyDurationParts | AccessibilityPerformance | CodePerformance | Color | Constituents | Grade | Material | ModelReference | NominalHeight | NominalLength | Shape | SustainabilityPerformance | WarrantyDurationLabor | FIXED | WarrantyGuarantorParts | ExpectedLife | ReplacementCost | NominalWidth | 23-35 70 24 | Ceilings | [11 empty] | 0.052000 | [9 empty] | First Floor | [16 empty] | CEILING | [23 empty] | 0.052000 | 2.680000 | 13.936000
3071 | First Floor |  |  |  | 268574 |  | New Construction |  |  |  | 209258 | 124312 | 118934 | Compound Ceiling:ACT 600 x 600mm Grid |  | Compound Ceiling:ACT 600 x 600mm Grid | Size | 187278 | 197303,197304,197305,197306,197307,209232,209233,209234,209235 | Manufacturer |  | 2_TmT90dD0x8tJSTjyTbCO | 1 | Compound Ceiling:ACT 600 x 600mm Grid:268574 |  | InstallationDate | 3071 | WarrantyGuarantorLabor |  | ModelLabel |  | WarrantyDescription |  |  | ProductionYear |  |  |  | F |  |  | Finish |  | 11.946412 | SerialNumber | WarrantyStartDate | BarCode | AssetIdentifier | Features | TagNumber |  |  | 0.621213 |  |  | 0 | WarrantyDurationParts | AccessibilityPerformance | CodePerformance | Color | Constituents | Grade | Material | ModelReference | NominalHeight | NominalLength | Shape | SustainabilityPerformance | WarrantyDurationLabor | FIXED | WarrantyGuarantorParts | ExpectedLife | ReplacementCost | NominalWidth | 23-35 70 24 | Ceilings | [11 empty] | 0.052000 | [9 empty] | First Floor | [16 empty] | CEILING | [23 empty] | 0.052000 | 2.680000 | 13.936000
3072 | First Floor |  |  |  | 268599 |  | New Construction |  |  |  | 209258 | 124313 | 118935 | Compound Ceiling:ACT 600 x 600mm Grid |  | Compound Ceiling:ACT 600 x 600mm Grid | Size | 187279 | 197308,197309,197310,197311,197312,209232,209233,209234,209235 | Manufacturer |  | 2_TmT90dD0x8tJSTjyTbCn | 1 | Compound Ceiling:ACT 600 x 600mm Grid:268599 |  | InstallationDate | 3072 | WarrantyGuarantorLabor |  | ModelLabel |  | WarrantyDescription |  |  | ProductionYear |  |  |  | F |  |  | Finish |  | 11.946412 | SerialNumber | WarrantyStartDate | BarCode | AssetIdentifier | Features | TagNumber |  |  | 0.621213 |  |  | 0 | WarrantyDurationParts | AccessibilityPerformance | CodePerformance | Color | Constituents | Grade | Material | ModelReference | NominalHeight | NominalLength | Shape | SustainabilityPerformance | WarrantyDurationLabor | FIXED | WarrantyGuarantorParts | ExpectedLife | ReplacementCost | NominalWidth | 23-35 70 24 | Ceilings | [11 empty] | 0.052000 | [9 empty] | First Floor | [16 empty] | CEILING | [23 empty] | 0.052000 | 2.680000 | 13.936000
3073 | First Floor |  |  |  | 268607 |  | New Construction |  |  |  | 209258 | 124314 | 118936 | Compound Ceiling:ACT 600 x 600mm Grid |  | Compound Ceiling:ACT 600 x 600mm Grid | Size | 187280 | 197313,197314,197315,197316,197317,209232,209233,209234,209235 | Manufacturer |  | 2_TmT90dD0x8tJSTjyTbCv | 1 | Compound Ceiling:ACT 600 x 600mm Grid:268607 |  | InstallationDate | 3073 | WarrantyGuarantorLabor |  | ModelLabel |  | WarrantyDescription |  |  | ProductionYear |  |  |  | F |  |  | Finish |  | 8.315512 | SerialNumber | WarrantyStartDate | BarCode | AssetIdentifier | Features | TagNumber |  |  | 0.432407 |  |  | 0 | WarrantyDurationParts | AccessibilityPerformance | CodePerformance | Color | Constituents | Grade | Material | ModelReference | NominalHeight | NominalLength | Shape | SustainabilityPerformance | WarrantyDurationLabor | FIXED | WarrantyGuarantorParts | ExpectedLife | ReplacementCost | NominalWidth | 23-35 70 24 | Ceilings | [11 empty] | 0.052000 | [9 empty] | First Floor | [16 empty] | CEILING | [23 empty] | 0.052000 | 2.680000 | 12.116000
3074 | First Floor |  |  |  | 268615 |  | New Construction |  |  |  | 209258 | 124315 | 118937 | Compound Ceiling:ACT 600 x 600mm Grid |  | Compound Ceiling:ACT 600 x 600mm Grid | Size | 187281 | 197318,197319,197320,197321,197322,209232,209233,209234,209235 | Manufacturer |  | 2_TmT90dD0x8tJSTjyTbD1 | 1 | Compound Ceiling:ACT 600 x 600mm Grid:268615 |  | InstallationDate | 3074 | WarrantyGuarantorLabor |  | ModelLabel |  | WarrantyDescription |  |  | ProductionYear |  |  |  | F |  |  | Finish |  | 13.431326 | SerialNumber | WarrantyStartDate | BarCode | AssetIdentifier | Features | TagNumber |  |  | 0.698429 |  |  | 0 | WarrantyDurationParts | AccessibilityPerformance | CodePerformance | Color | Constituents | Grade | Material | ModelReference | NominalHeight | NominalLength | Shape | SustainabilityPerformance | WarrantyDurationLabor | FIXED | WarrantyGuarantorParts | ExpectedLife | ReplacementCost | NominalWidth | 23-35 70 24 | Ceilings | [11 empty] | 0.052000 | [9 empty] | First Floor | [16 empty] | CEILING | [23 empty] | 0.052000 | 2.680000 | 14.678460
3075 | First Floor |  |  |  | 268634 |  | New Construction |  |  |  | 209258 | 124316 | 118938 | Compound Ceiling:ACT 600 x 600mm Grid |  | Compound Ceiling:ACT 600 x 600mm Grid | Size | 187282 | 197323,197324,197325,197326,197327,209232,209233,209234,209235 | Manufacturer |  | 2_TmT90dD0x8tJSTjyTbDS | 1 | Compound Ceiling:ACT 600 x 600mm Grid:268634 |  | InstallationDate | 3075 | WarrantyGuarantorLabor |  | ModelLabel |  | WarrantyDescription |  |  | ProductionYear |  |  |  | F |  |  | Finish |  | 5.458698 | SerialNumber | WarrantyStartDate | BarCode | AssetIdentifier | Features | TagNumber |  |  | 0.283852 |  |  | 0 | WarrantyDurationParts | AccessibilityPerformance | CodePerformance | Color | Constituents | Grade | Material | ModelReference | NominalHeight | NominalLength | Shape | SustainabilityPerformance | WarrantyDurationLabor | FIXED | WarrantyGuarantorParts | ExpectedLife | ReplacementCost | NominalWidth | 23-35 70 24 | Ceilings | [11 empty] | 0.052000 | [9 empty] | First Floor | [16 empty] | CEILING | [23 empty] | 0.052000 | 2.680000 | 9.418000
3076 | First Floor |  |  |  | 268643 |  | New Construction |  |  |  | 209258 | 124317 | 118939 | Compound Ceiling:ACT 600 x 600mm Grid |  | Compound Ceiling:ACT 600 x 600mm Grid | Size | 187283 | 197328,197329,197330,197331,197332,209232,209233,209234,209235 | Manufacturer |  | 2_TmT90dD0x8tJSTjyTbDb | 1 | Compound Ceiling:ACT 600 x 600mm Grid:268643 |  | InstallationDate | 3076 | WarrantyGuarantorLabor |  | ModelLabel |  | WarrantyDescription |  |  | ProductionYear |  |  |  | F |  |  | Finish |  | 7.311094 | SerialNumber | WarrantyStartDate | BarCode | AssetIdentifier | Features | TagNumber |  |  | 0.380177 |  |  | 0 | WarrantyDurationParts | AccessibilityPerformance | CodePerformance | Color | Constituents | Grade | Material | ModelReference | NominalHeight | NominalLength | Shape | SustainabilityPerformance | WarrantyDurationLabor | FIXED | WarrantyGuarantorParts | ExpectedLife | ReplacementCost | NominalWidth | 23-35 70 24 | Ceilings | [11 empty] | 0.052000 | [9 empty] | First Floor | [16 empty] | CEILING | [23 empty] | 0.052000 | 2.680000 | 10.870000
3077 | First Floor |  |  |  | 268651 |  | New Construction |  |  |  | 209258 | 124318 | 118940 | Compound Ceiling:ACT 600 x 600mm Grid |  | Compound Ceiling:ACT 600 x 600mm Grid | Size | 187284 | 197333,197334,197335,197336,197337,209232,209233,209234,209235 | Manufacturer |  | 2_TmT90dD0x8tJSTjyTbDj | 1 | Compound Ceiling:ACT 600 x 600mm Grid:268651 |  | InstallationDate | 3077 | WarrantyGuarantorLabor |  | ModelLabel |  | WarrantyDescription |  |  | ProductionYear |  |  |  | F |  |  | Finish |  | 9.036384 | SerialNumber | WarrantyStartDate | BarCode | AssetIdentifier | Features | TagNumber |  |  | 0.469892 |  |  | 0 | WarrantyDurationParts | AccessibilityPerformance | CodePerformance | Color | Constituents | Grade | Material | ModelReference | NominalHeight | NominalLength | Shape | SustainabilityPerformance | WarrantyDurationLabor | FIXED | WarrantyGuarantorParts | ExpectedLife | ReplacementCost | NominalWidth | 23-35 70 24 | Ceilings | [11 empty] | 0.052000 | [9 empty] | First Floor | [16 empty] | CEILING | [23 empty] | 0.052000 | 2.680000 | 12.816000
3078 | First Floor |  |  |  | 268663 |  | New Construction |  |  |  | 209258 | 124319 | 118941 | Compound Ceiling:ACT 600 x 600mm Grid |  | Compound Ceiling:ACT 600 x 600mm Grid | Size | 187285 | 197338,197339,197340,197341,197342,209232,209233,209234,209235 | Manufacturer |  | 2_TmT90dD0x8tJSTjyTbDn | 1 | Compound Ceiling:ACT 600 x 600mm Grid:268663 |  | InstallationDate | 3078 | WarrantyGuarantorLabor |  | ModelLabel |  | WarrantyDescription |  |  | ProductionYear |  |  |  | F |  |  | Finish |  | 10.400642 | SerialNumber | WarrantyStartDate | BarCode | AssetIdentifier | Features | TagNumber |  |  | 0.540833 |  |  | 0 | WarrantyDurationParts | AccessibilityPerformance | CodePerformance | Color | Constituents | Grade | Material | ModelReference | NominalHeight | NominalLength | Shape | SustainabilityPerformance | WarrantyDurationLabor | FIXED | WarrantyGuarantorParts | ExpectedLife | ReplacementCost | NominalWidth | 23-35 70 24 | Ceilings | [11 empty] | 0.052000 | [9 empty] | First Floor | [16 empty] | CEILING | [23 empty] | 0.052000 | 2.680000 | 13.016000
3079 | First Floor |  |  |  | 268673 |  | New Construction |  |  |  | 209258 | 124320 | 118942 | Compound Ceiling:ACT 600 x 600mm Grid |  | Compound Ceiling:ACT 600 x 600mm Grid | Size | 187286 | 197343,197344,197345,197346,197347,209232,209233,209234,209235 | Manufacturer |  | 2_TmT90dD0x8tJSTjyTbE7 | 1 | Compound Ceiling:ACT 600 x 600mm Grid:268673 |  | InstallationDate | 3079 | WarrantyGuarantorLabor |  | ModelLabel |  | WarrantyDescription |  |  | ProductionYear |  |  |  | F |  |  | Finish |  | 55.377470 | SerialNumber | WarrantyStartDate | BarCode | AssetIdentifier | Features | TagNumber |  |  | 2.879628 |  |  | 0 | WarrantyDurationParts | AccessibilityPerformance | CodePerformance | Color | Constituents | Grade | Material | ModelReference | NominalHeight | NominalLength | Shape | SustainabilityPerformance | WarrantyDurationLabor | FIXED | WarrantyGuarantorParts | ExpectedLife | ReplacementCost | NominalWidth | 23-35 70 24 | Ceilings | [11 empty] | 0.052000 | [9 empty] | First Floor | [16 empty] | CEILING | [23 empty] | 0.052000 | 2.680000 | 42.030000
3080 | First Floor |  |  |  | 268695 |  | New Construction |  |  |  | 209258 | 124321 | 118943 | Compound Ceiling:ACT 600 x 600mm Grid |  | Compound Ceiling:ACT 600 x 600mm Grid | Size | 187287 | 197348,197349,197350,197351,197352,209232,209233,209234,209235 | Manufacturer |  | 2_TmT90dD0x8tJSTjyTbEH | 1 | Compound Ceiling:ACT 600 x 600mm Grid:268695 |  | InstallationDate | 3080 | WarrantyGuarantorLabor |  | ModelLabel |  | WarrantyDescription |  |  | ProductionYear |  |  |  | F |  |  | Finish |  | 14.577996 | SerialNumber | WarrantyStartDate | BarCode | AssetIdentifier | Features | TagNumber |  |  | 0.758056 |  |  | 0 | WarrantyDurationParts | AccessibilityPerformance | CodePerformance | Color | Constituents | Grade | Material | ModelReference | NominalHeight | NominalLength | Shape | SustainabilityPerformance | WarrantyDurationLabor | FIXED | WarrantyGuarantorParts | ExpectedLife | ReplacementCost | NominalWidth | 23-35 70 24 | Ceilings | [11 empty] | 0.052000 | [9 empty] | First Floor | [16 empty] | CEILING | [23 empty] | 0.052000 | 2.680000 | 15.344000
3081 | First Floor |  |  |  | 268719 |  | New Construction |  |  |  | 209258 | 124322 | 118944 | Compound Ceiling:ACT 600 x 600mm Grid |  | Compound Ceiling:ACT 600 x 600mm Grid | Size | 187288 | 197353,197354,197355,197356,197357,209232,209233,209234,209235 | Manufacturer |  | 2_TmT90dD0x8tJSTjyTbEf | 1 | Compound Ceiling:ACT 600 x 600mm Grid:268719 |  | InstallationDate | 3081 | WarrantyGuarantorLabor |  | ModelLabel |  | WarrantyDescription |  |  | ProductionYear |  |  |  | F |  |  | Finish |  | 65.795420 | SerialNumber | WarrantyStartDate | BarCode | AssetIdentifier | Features | TagNumber |  |  | 3.421362 |  |  | 0 | WarrantyDurationParts | AccessibilityPerformance | CodePerformance | Color | Constituents | Grade | Material | ModelReference | NominalHeight | NominalLength | Shape | SustainabilityPerformance | WarrantyDurationLabor | FIXED | WarrantyGuarantorParts | ExpectedLife | ReplacementCost | NominalWidth | 23-35 70 24 | Ceilings | [11 empty] | 0.052000 | [9 empty] | First Floor | [16 empty] | CEILING | [23 empty] | 0.052000 | 2.680000 | 36.219000
3082 | First Floor |  |  |  | 268741 |  | New Construction |  |  |  | 209258 | 124323 | 118945 | Compound Ceiling:ACT 600 x 600mm Grid |  | Compound Ceiling:ACT 600 x 600mm Grid | Size | 187289 | 197358,197359,197360,197361,197362,209232,209233,209234,209235 | Manufacturer |  | 2_TmT90dD0x8tJSTjyTbF3 | 1 | Compound Ceiling:ACT 600 x 600mm Grid:268741 |  | InstallationDate | 3082 | WarrantyGuarantorLabor |  | ModelLabel |  | WarrantyDescription |  |  | ProductionYear |  |  |  | F |  |  | Finish |  | 17.922534 | SerialNumber | WarrantyStartDate | BarCode | AssetIdentifier | Features | TagNumber |  |  | 0.931972 |  |  | 0 | WarrantyDurationParts | AccessibilityPerformance | CodePerformance | Color | Constituents | Grade | Material | ModelReference | NominalHeight | NominalLength | Shape | SustainabilityPerformance | WarrantyDurationLabor | FIXED | WarrantyGuarantorParts | ExpectedLife | ReplacementCost | NominalWidth | 23-35 70 24 | Ceilings | [11 empty] | 0.052000 | [9 empty] | First Floor | [16 empty] | CEILING | [23 empty] | 0.052000 | 2.680000 | 17.522000
3083 | First Floor |  |  |  | 268753 |  | New Construction |  |  |  | 209258 | 124324 | 118946 | Compound Ceiling:ACT 600 x 600mm Grid |  | Compound Ceiling:ACT 600 x 600mm Grid | Size | 187290 | 197363,197364,197365,197366,197367,209232,209233,209234,209235 | Manufacturer |  | 2_TmT90dD0x8tJSTjyTbFN | 1 | Compound Ceiling:ACT 600 x 600mm Grid:268753 |  | InstallationDate | 3083 | WarrantyGuarantorLabor |  | ModelLabel |  | WarrantyDescription |  |  | ProductionYear |  |  |  | F |  |  | Finish |  | 10.954440 | SerialNumber | WarrantyStartDate | BarCode | AssetIdentifier | Features | TagNumber |  |  | 0.569631 |  |  | 0 | WarrantyDurationParts | AccessibilityPerformance | CodePerformance | Color | Constituents | Grade | Material | ModelReference | NominalHeight | NominalLength | Shape | SustainabilityPerformance | WarrantyDurationLabor | FIXED | WarrantyGuarantorParts | ExpectedLife | ReplacementCost | NominalWidth | 23-35 70 24 | Ceilings | [11 empty] | 0.052000 | [9 empty] | First Floor | [16 empty] | CEILING | [23 empty] | 0.052000 | 2.680000 | 13.244000
3084 | First Floor |  |  |  | 268761 |  | New Construction |  |  |  | 209258 | 124325 | 118947 | Compound Ceiling:ACT 600 x 600mm Grid |  | Compound Ceiling:ACT 600 x 600mm Grid | Size | 187291 | 197368,197369,197370,197371,197372,209232,209233,209234,209235 | Manufacturer |  | 2_TmT90dD0x8tJSTjyTbFV | 1 | Compound Ceiling:ACT 600 x 600mm Grid:268761 |  | InstallationDate | 3084 | WarrantyGuarantorLabor |  | ModelLabel |  | WarrantyDescription |  |  | ProductionYear |  |  |  | F |  |  | Finish |  | 7.387365 | SerialNumber | WarrantyStartDate | BarCode | AssetIdentifier | Features | TagNumber |  |  | 0.384143 |  |  | 0 | WarrantyDurationParts | AccessibilityPerformance | CodePerformance | Color | Constituents | Grade | Material | ModelReference | NominalHeight | NominalLength | Shape | SustainabilityPerformance | WarrantyDurationLabor | FIXED | WarrantyGuarantorParts | ExpectedLife | ReplacementCost | NominalWidth | 23-35 70 24 | Ceilings | [11 empty] | 0.052000 | [9 empty] | First Floor | [16 empty] | CEILING | [23 empty] | 0.052000 | 2.680000 | 12.336800
3085 | First Floor |  |  |  | 268773 |  | New Construction |  |  |  | 209258 | 124326 | 118948 | Compound Ceiling:ACT 600 x 600mm Grid |  | Compound Ceiling:ACT 600 x 600mm Grid | Size | 187292 | 197373,197374,197375,197376,197377,209232,209233,209234,209235 | Manufacturer |  | 2_TmT90dD0x8tJSTjyTbFZ | 1 | Compound Ceiling:ACT 600 x 600mm Grid:268773 |  | InstallationDate | 3085 | WarrantyGuarantorLabor |  | ModelLabel |  | WarrantyDescription |  |  | ProductionYear |  |  |  | F |  |  | Finish |  | 5.234424 | SerialNumber | WarrantyStartDate | BarCode | AssetIdentifier | Features | TagNumber |  |  | 0.272190 |  |  | 0 | WarrantyDurationParts | AccessibilityPerformance | CodePerformance | Color | Constituents | Grade | Material | ModelReference | NominalHeight | NominalLength | Shape | SustainabilityPerformance | WarrantyDurationLabor | FIXED | WarrantyGuarantorParts | ExpectedLife | ReplacementCost | NominalWidth | 23-35 70 24 | Ceilings | [11 empty] | 0.052000 | [9 empty] | First Floor | [16 empty] | CEILING | [23 empty] | 0.052000 | 2.680000 | 9.250000
3086 | First Floor |  |  |  | 268781 |  | New Construction |  |  |  | 209258 | 124327 | 118949 | Compound Ceiling:ACT 600 x 600mm Grid |  | Compound Ceiling:ACT 600 x 600mm Grid | Size | 187293 | 197378,197379,197380,197381,197382,209232,209233,209234,209235 | Manufacturer |  | 2_TmT90dD0x8tJSTjyTbFh | 1 | Compound Ceiling:ACT 600 x 600mm Grid:268781 |  | InstallationDate | 3086 | WarrantyGuarantorLabor |  | ModelLabel |  | WarrantyDescription |  |  | ProductionYear |  |  |  | F |  |  | Finish |  | 23.218460 | SerialNumber | WarrantyStartDate | BarCode | AssetIdentifier | Features | TagNumber |  |  | 1.207360 |  |  | 0 | WarrantyDurationParts | AccessibilityPerformance | CodePerformance | Color | Constituents | Grade | Material | ModelReference | NominalHeight | NominalLength | Shape | SustainabilityPerformance | WarrantyDurationLabor | FIXED | WarrantyGuarantorParts | ExpectedLife | ReplacementCost | NominalWidth | 23-35 70 24 | Ceilings | [11 empty] | 0.052000 | [9 empty] | First Floor | [16 empty] | CEILING | [23 empty] | 0.052000 | 2.680000 | 20.463000
3087 | First Floor |  |  |  | 268797 |  | New Construction |  |  |  | 209258 | 124328 | 118950 | Compound Ceiling:ACT 600 x 600mm Grid |  | Compound Ceiling:ACT 600 x 600mm Grid | Size | 187294 | 197383,197384,197385,197386,197387,209232,209233,209234,209235 | Manufacturer |  | 2_TmT90dD0x8tJSTjyTbFx | 1 | Compound Ceiling:ACT 600 x 600mm Grid:268797 |  | InstallationDate | 3087 | WarrantyGuarantorLabor |  | ModelLabel |  | WarrantyDescription |  |  | ProductionYear |  |  |  | F |  |  | Finish |  | 17.922534 | SerialNumber | WarrantyStartDate | BarCode | AssetIdentifier | Features | TagNumber |  |  | 0.931972 |  |  | 0 | WarrantyDurationParts | AccessibilityPerformance | CodePerformance | Color | Constituents | Grade | Material | ModelReference | NominalHeight | NominalLength | Shape | SustainabilityPerformance | WarrantyDurationLabor | FIXED | WarrantyGuarantorParts | ExpectedLife | ReplacementCost | NominalWidth | 23-35 70 24 | Ceilings | [11 empty] | 0.052000 | [9 empty] | First Floor | [16 empty] | CEILING | [23 empty] | 0.052000 | 2.680000 | 17.522000
3088 | First Floor |  |  |  | 268809 |  | New Construction |  |  |  | 209258 | 124329 | 118951 | Compound Ceiling:ACT 600 x 600mm Grid |  | Compound Ceiling:ACT 600 x 600mm Grid | Size | 187295 | 197388,197389,197390,197391,197392,209232,209233,209234,209235 | Manufacturer |  | 2_TmT90dD0x8tJSTjyTb0F | 1 | Compound Ceiling:ACT 600 x 600mm Grid:268809 |  | InstallationDate | 3088 | WarrantyGuarantorLabor |  | ModelLabel |  | WarrantyDescription |  |  | ProductionYear |  |  |  | F |  |  | Finish |  | 10.954440 | SerialNumber | WarrantyStartDate | BarCode | AssetIdentifier | Features | TagNumber |  |  | 0.569631 |  |  | 0 | WarrantyDurationParts | AccessibilityPerformance | CodePerformance | Color | Constituents | Grade | Material | ModelReference | NominalHeight | NominalLength | Shape | SustainabilityPerformance | WarrantyDurationLabor | FIXED | WarrantyGuarantorParts | ExpectedLife | ReplacementCost | NominalWidth | 23-35 70 24 | Ceilings | [11 empty] | 0.052000 | [9 empty] | First Floor | [16 empty] | CEILING | [23 empty] | 0.052000 | 2.680000 | 13.244000
3089 | First Floor |  |  |  | 268817 |  | New Construction |  |  |  | 209258 | 124330 | 118952 | Compound Ceiling:ACT 600 x 600mm Grid |  | Compound Ceiling:ACT 600 x 600mm Grid | Size | 187296 | 197393,197394,197395,197396,197397,209232,209233,209234,209235 | Manufacturer |  | 2_TmT90dD0x8tJSTjyTb0N | 1 | Compound Ceiling:ACT 600 x 600mm Grid:268817 |  | InstallationDate | 3089 | WarrantyGuarantorLabor |  | ModelLabel |  | WarrantyDescription |  |  | ProductionYear |  |  |  | F |  |  | Finish |  | 10.070032 | SerialNumber | WarrantyStartDate | BarCode | AssetIdentifier | Features | TagNumber |  |  | 0.523642 |  |  | 0 | WarrantyDurationParts | AccessibilityPerformance | CodePerformance | Color | Constituents | Grade | Material | ModelReference | NominalHeight | NominalLength | Shape | SustainabilityPerformance | WarrantyDurationLabor | FIXED | WarrantyGuarantorParts | ExpectedLife | ReplacementCost | NominalWidth | 23-35 70 24 | Ceilings | [11 empty] | 0.052000 | [9 empty] | First Floor | [16 empty] | CEILING | [23 empty] | 0.052000 | 2.680000 | 12.916000
3090 | First Floor |  |  |  | 268825 |  | New Construction |  |  |  | 209258 | 124331 | 118953 | Compound Ceiling:ACT 600 x 600mm Grid |  | Compound Ceiling:ACT 600 x 600mm Grid | Size | 187297 | 197398,197399,197400,197401,197402,209232,209233,209234,209235 | Manufacturer |  | 2_TmT90dD0x8tJSTjyTb0V | 1 | Compound Ceiling:ACT 600 x 600mm Grid:268825 |  | InstallationDate | 3090 | WarrantyGuarantorLabor |  | ModelLabel |  | WarrantyDescription |  |  | ProductionYear |  |  |  | F |  |  | Finish |  | 4.411232 | SerialNumber | WarrantyStartDate | BarCode | AssetIdentifier | Features | TagNumber |  |  | 0.229384 |  |  | 0 | WarrantyDurationParts | AccessibilityPerformance | CodePerformance | Color | Constituents | Grade | Material | ModelReference | NominalHeight | NominalLength | Shape | SustainabilityPerformance | WarrantyDurationLabor | FIXED | WarrantyGuarantorParts | ExpectedLife | ReplacementCost | NominalWidth | 23-35 70 24 | Ceilings | [11 empty] | 0.052000 | [9 empty] | First Floor | [16 empty] | CEILING | [23 empty] | 0.052000 | 2.680000 | 8.616000
3091 | First Floor |  |  |  | 268833 |  | New Construction |  |  |  | 209258 | 124332 | 118954 | Compound Ceiling:ACT 600 x 600mm Grid |  | Compound Ceiling:ACT 600 x 600mm Grid | Size | 187298 | 197403,197404,197405,197406,197407,209232,209233,209234,209235 | Manufacturer |  | 2_TmT90dD0x8tJSTjyTb0d | 1 | Compound Ceiling:ACT 600 x 600mm Grid:268833 |  | InstallationDate | 3091 | WarrantyGuarantorLabor |  | ModelLabel |  | WarrantyDescription |  |  | ProductionYear |  |  |  | F |  |  | Finish |  | 65.199880 | SerialNumber | WarrantyStartDate | BarCode | AssetIdentifier | Features | TagNumber |  |  | 3.390394 |  |  | 0 | WarrantyDurationParts | AccessibilityPerformance | CodePerformance | Color | Constituents | Grade | Material | ModelReference | NominalHeight | NominalLength | Shape | SustainabilityPerformance | WarrantyDurationLabor | FIXED | WarrantyGuarantorParts | ExpectedLife | ReplacementCost | NominalWidth | 23-35 70 24 | Ceilings | [11 empty] | 0.052000 | [9 empty] | First Floor | [16 empty] | CEILING | [23 empty] | 0.052000 | 2.680000 | 35.918000
3092 | First Floor |  |  |  | 268851 |  | New Construction |  |  |  | 209258 | 124333 | 118955 | Compound Ceiling:ACT 600 x 600mm Grid |  | Compound Ceiling:ACT 600 x 600mm Grid | Size | 187299 | 197408,197409,197410,197411,197412,209232,209233,209234,209235 | Manufacturer |  | 2_TmT90dD0x8tJSTjyTb0r | 1 | Compound Ceiling:ACT 600 x 600mm Grid:268851 |  | InstallationDate | 3092 | WarrantyGuarantorLabor |  | ModelLabel |  | WarrantyDescription |  |  | ProductionYear |  |  |  | F |  |  | Finish |  | 27.157276 | SerialNumber | WarrantyStartDate | BarCode | AssetIdentifier | Features | TagNumber |  |  | 1.412178 |  |  | 0 | WarrantyDurationParts | AccessibilityPerformance | CodePerformance | Color | Constituents | Grade | Material | ModelReference | NominalHeight | NominalLength | Shape | SustainabilityPerformance | WarrantyDurationLabor | FIXED | WarrantyGuarantorParts | ExpectedLife | ReplacementCost | NominalWidth | 23-35 70 24 | Ceilings | [11 empty] | 0.052000 | [9 empty] | First Floor | [16 empty] | CEILING | [23 empty] | 0.052000 | 2.680000 | 23.298000
3093 | First Floor |  |  |  | 268864 |  | New Construction |  |  |  | 209258 | 124334 | 118956 | Compound Ceiling:ACT 600 x 600mm Grid |  | Compound Ceiling:ACT 600 x 600mm Grid | Size | 187300 | 197413,197414,197415,197416,197417,209232,209233,209234,209235 | Manufacturer |  | 2_TmT90dD0x8tJSTjyTb16 | 1 | Compound Ceiling:ACT 600 x 600mm Grid:268864 |  | InstallationDate | 3093 | WarrantyGuarantorLabor |  | ModelLabel |  | WarrantyDescription |  |  | ProductionYear |  |  |  | F |  |  | Finish |  | 21.141224 | SerialNumber | WarrantyStartDate | BarCode | AssetIdentifier | Features | TagNumber |  |  | 1.099344 |  |  | 0 | WarrantyDurationParts | AccessibilityPerformance | CodePerformance | Color | Constituents | Grade | Material | ModelReference | NominalHeight | NominalLength | Shape | SustainabilityPerformance | WarrantyDurationLabor | FIXED | WarrantyGuarantorParts | ExpectedLife | ReplacementCost | NominalWidth | 23-35 70 24 | Ceilings | [11 empty] | 0.052000 | [9 empty] | First Floor | [16 empty] | CEILING | [23 empty] | 0.052000 | 2.680000 | 19.428000
3094 | First Floor |  |  |  | 268886 |  | New Construction |  |  |  | 209258 | 124335 | 118957 | Compound Ceiling:ACT 600 x 600mm Grid |  | Compound Ceiling:ACT 600 x 600mm Grid | Size | 187301 | 197418,197419,197420,197421,197422,209232,209233,209234,209235 | Manufacturer |  | 2_TmT90dD0x8tJSTjyTb1G | 1 | Compound Ceiling:ACT 600 x 600mm Grid:268886 |  | InstallationDate | 3094 | WarrantyGuarantorLabor |  | ModelLabel |  | WarrantyDescription |  |  | ProductionYear |  |  |  | F |  |  | Finish |  | 47.637457 | SerialNumber | WarrantyStartDate | BarCode | AssetIdentifier | Features | TagNumber |  |  | 2.477148 |  |  | 0 | WarrantyDurationParts | AccessibilityPerformance | CodePerformance | Color | Constituents | Grade | Material | ModelReference | NominalHeight | NominalLength | Shape | SustainabilityPerformance | WarrantyDurationLabor | FIXED | WarrantyGuarantorParts | ExpectedLife | ReplacementCost | NominalWidth | 23-35 70 24 | Ceilings | [11 empty] | 0.052000 | [9 empty] | First Floor | [16 empty] | CEILING | [23 empty] | 0.052000 | 2.680000 | 30.405000
3095 | First Floor |  |  |  | 268903 |  | New Construction |  |  |  | 209258 | 124336 | 118958 | Compound Ceiling:ACT 600 x 600mm Grid |  | Compound Ceiling:ACT 600 x 600mm Grid | Size | 187302 | 197423,197424,197425,197426,197427,209232,209233,209234,209235 | Manufacturer |  | 2_TmT90dD0x8tJSTjyTb1X | 1 | Compound Ceiling:ACT 600 x 600mm Grid:268903 |  | InstallationDate | 3095 | WarrantyGuarantorLabor |  | ModelLabel |  | WarrantyDescription |  |  | ProductionYear |  |  |  | F |  |  | Finish |  | 8.888088 | SerialNumber | WarrantyStartDate | BarCode | AssetIdentifier | Features | TagNumber |  |  | 0.462181 |  |  | 0 | WarrantyDurationParts | AccessibilityPerformance | CodePerformance | Color | Constituents | Grade | Material | ModelReference | NominalHeight | NominalLength | Shape | SustainabilityPerformance | WarrantyDurationLabor | FIXED | WarrantyGuarantorParts | ExpectedLife | ReplacementCost | NominalWidth | 23-35 70 24 | Ceilings | [11 empty] | 0.052000 | [9 empty] | First Floor | [16 empty] | CEILING | [23 empty] | 0.052000 | 2.680000 | 12.190000
3096 | First Floor |  |  |  | 268917 |  | New Construction |  |  |  | 209258 | 124337 | 118959 | Compound Ceiling:ACT 600 x 600mm Grid |  | Compound Ceiling:ACT 600 x 600mm Grid | Size | 187303 | 197428,197429,197430,197431,197432,209232,209233,209234,209235 | Manufacturer |  | 2_TmT90dD0x8tJSTjyTb1p | 1 | Compound Ceiling:ACT 600 x 600mm Grid:268917 |  | InstallationDate | 3096 | WarrantyGuarantorLabor |  | ModelLabel |  | WarrantyDescription |  |  | ProductionYear |  |  |  | F |  |  | Finish |  | 14.363332 | SerialNumber | WarrantyStartDate | BarCode | AssetIdentifier | Features | TagNumber |  |  | 0.746893 |  |  | 0 | WarrantyDurationParts | AccessibilityPerformance | CodePerformance | Color | Constituents | Grade | Material | ModelReference | NominalHeight | NominalLength | Shape | SustainabilityPerformance | WarrantyDurationLabor | FIXED | WarrantyGuarantorParts | ExpectedLife | ReplacementCost | NominalWidth | 23-35 70 24 | Ceilings | [11 empty] | 0.052000 | [9 empty] | First Floor | [16 empty] | CEILING | [23 empty] | 0.052000 | 2.680000 | 15.376000
3097 | First Floor |  |  |  | 268930 |  | New Construction |  |  |  | 209258 | 124338 | 118960 | Compound Ceiling:ACT 600 x 600mm Grid |  | Compound Ceiling:ACT 600 x 600mm Grid | Size | 187304 | 197433,197434,197435,197436,197437,209232,209233,209234,209235 | Manufacturer |  | 2_TmT90dD0x8tJSTjyTb24 | 1 | Compound Ceiling:ACT 600 x 600mm Grid:268930 |  | InstallationDate | 3097 | WarrantyGuarantorLabor |  | ModelLabel |  | WarrantyDescription |  |  | ProductionYear |  |  |  | F |  |  | Finish |  | 8.847418 | SerialNumber | WarrantyStartDate | BarCode | AssetIdentifier | Features | TagNumber |  |  | 0.460066 |  |  | 0 | WarrantyDurationParts | AccessibilityPerformance | CodePerformance | Color | Constituents | Grade | Material | ModelReference | NominalHeight | NominalLength | Shape | SustainabilityPerformance | WarrantyDurationLabor | FIXED | WarrantyGuarantorParts | ExpectedLife | ReplacementCost | NominalWidth | 23-35 70 24 | Ceilings | [11 empty] | 0.052000 | [9 empty] | First Floor | [16 empty] | CEILING | [23 empty] | 0.052000 | 2.680000 | 11.942000
3098 | First Floor |  |  |  | 268938 |  | New Construction |  |  |  | 209258 | 124339 | 118961 | Compound Ceiling:ACT 600 x 600mm Grid |  | Compound Ceiling:ACT 600 x 600mm Grid | Size | 187305 | 197438,197439,197440,197441,197442,209232,209233,209234,209235 | Manufacturer |  | 2_TmT90dD0x8tJSTjyTb2C | 1 | Compound Ceiling:ACT 600 x 600mm Grid:268938 |  | InstallationDate | 3098 | WarrantyGuarantorLabor |  | ModelLabel |  | WarrantyDescription |  |  | ProductionYear |  |  |  | F |  |  | Finish |  | 10.246182 | SerialNumber | WarrantyStartDate | BarCode | AssetIdentifier | Features | TagNumber |  |  | 0.532801 |  |  | 0 | WarrantyDurationParts | AccessibilityPerformance | CodePerformance | Color | Constituents | Grade | Material | ModelReference | NominalHeight | NominalLength | Shape | SustainabilityPerformance | WarrantyDurationLabor | FIXED | WarrantyGuarantorParts | ExpectedLife | ReplacementCost | NominalWidth | 23-35 70 24 | Ceilings | [11 empty] | 0.052000 | [9 empty] | First Floor | [16 empty] | CEILING | [23 empty] | 0.052000 | 2.680000 | 15.086000
3099 | First Floor |  |  |  | 268971 |  | New Construction |  |  |  | 209258 | 124340 | 118962 | Compound Ceiling:ACT 600 x 600mm Grid |  | Compound Ceiling:ACT 600 x 600mm Grid | Size | 187306 | 197443,197444,197445,197446,197447,209232,209233,209234,209235 | Manufacturer |  | 2_TmT90dD0x8tJSTjyTb2j | 1 | Compound Ceiling:ACT 600 x 600mm Grid:268971 |  | InstallationDate | 3099 | WarrantyGuarantorLabor |  | ModelLabel |  | WarrantyDescription |  |  | ProductionYear |  |  |  | F |  |  | Finish |  | 7.879154 | SerialNumber | WarrantyStartDate | BarCode | AssetIdentifier | Features | TagNumber |  |  | 0.409716 |  |  | 0 | WarrantyDurationParts | AccessibilityPerformance | CodePerformance | Color | Constituents | Grade | Material | ModelReference | NominalHeight | NominalLength | Shape | SustainabilityPerformance | WarrantyDurationLabor | FIXED | WarrantyGuarantorParts | ExpectedLife | ReplacementCost | NominalWidth | 23-35 70 24 | Ceilings | [11 empty] | 0.052000 | [9 empty] | First Floor | [16 empty] | CEILING | [23 empty] | 0.052000 | 2.680000 | 11.515201
3100 | First Floor |  |  |  | 268981 |  | New Construction |  |  |  | 209258 | 124341 | 118963 | Compound Ceiling:ACT 600 x 600mm Grid |  | Compound Ceiling:ACT 600 x 600mm Grid | Size | 187307 | 197448,197449,197450,197451,197452,209232,209233,209234,209235 | Manufacturer |  | 2_TmT90dD0x8tJSTjyTb2p | 1 | Compound Ceiling:ACT 600 x 600mm Grid:268981 |  | InstallationDate | 3100 | WarrantyGuarantorLabor |  | ModelLabel |  | WarrantyDescription |  |  | ProductionYear |  |  |  | F |  |  | Finish |  | 5.955769 | SerialNumber | WarrantyStartDate | BarCode | AssetIdentifier | Features | TagNumber |  |  | 0.309700 |  |  | 0 | WarrantyDurationParts | AccessibilityPerformance | CodePerformance | Color | Constituents | Grade | Material | ModelReference | NominalHeight | NominalLength | Shape | SustainabilityPerformance | WarrantyDurationLabor | FIXED | WarrantyGuarantorParts | ExpectedLife | ReplacementCost | NominalWidth | 23-35 70 24 | Ceilings | [11 empty] | 0.052000 | [9 empty] | First Floor | [16 empty] | CEILING | [23 empty] | 0.052000 | 2.680000 | 10.297201
3101 | First Floor |  |  |  | 268989 |  | New Construction |  |  |  | 209258 | 124342 | 118964 | Compound Ceiling:ACT 600 x 600mm Grid |  | Compound Ceiling:ACT 600 x 600mm Grid | Size | 187308 | 197453,197454,197455,197456,197457,209232,209233,209234,209235 | Manufacturer |  | 2_TmT90dD0x8tJSTjyTb2x | 1 | Compound Ceiling:ACT 600 x 600mm Grid:268989 |  | InstallationDate | 3101 | WarrantyGuarantorLabor |  | ModelLabel |  | WarrantyDescription |  |  | ProductionYear |  |  |  | F |  |  | Finish |  | 5.641926 | SerialNumber | WarrantyStartDate | BarCode | AssetIdentifier | Features | TagNumber |  |  | 0.293380 |  |  | 0 | WarrantyDurationParts | AccessibilityPerformance | CodePerformance | Color | Constituents | Grade | Material | ModelReference | NominalHeight | NominalLength | Shape | SustainabilityPerformance | WarrantyDurationLabor | FIXED | WarrantyGuarantorParts | ExpectedLife | ReplacementCost | NominalWidth | 23-35 70 24 | Ceilings | [11 empty] | 0.052000 | [9 empty] | First Floor | [16 empty] | CEILING | [23 empty] | 0.052000 | 2.680000 | 9.928001
3102 | First Floor |  |  |  | 268997 |  | New Construction |  |  |  | 209258 | 124343 | 118965 | Compound Ceiling:ACT 600 x 600mm Grid |  | Compound Ceiling:ACT 600 x 600mm Grid | Size | 187309 | 197458,197459,197460,197461,197462,209232,209233,209234,209235 | Manufacturer |  | 2_TmT90dD0x8tJSTjyTb33 | 1 | Compound Ceiling:ACT 600 x 600mm Grid:268997 |  | InstallationDate | 3102 | WarrantyGuarantorLabor |  | ModelLabel |  | WarrantyDescription |  |  | ProductionYear |  |  |  | F |  |  | Finish |  | 4.827335 | SerialNumber | WarrantyStartDate | BarCode | AssetIdentifier | Features | TagNumber |  |  | 0.251021 |  |  | 0 | WarrantyDurationParts | AccessibilityPerformance | CodePerformance | Color | Constituents | Grade | Material | ModelReference | NominalHeight | NominalLength | Shape | SustainabilityPerformance | WarrantyDurationLabor | FIXED | WarrantyGuarantorParts | ExpectedLife | ReplacementCost | NominalWidth | 23-35 70 24 | Ceilings | [11 empty] | 0.052000 | [9 empty] | First Floor | [16 empty] | CEILING | [23 empty] | 0.052000 | 2.680000 | 9.419200
3103 | First Floor |  |  |  | 269016 |  | New Construction |  |  |  | 209258 | 124344 | 118966 | Compound Ceiling:ACT 600 x 600mm Grid |  | Compound Ceiling:ACT 600 x 600mm Grid | Size | 187310 | 197463,197464,197465,197466,197467,209232,209233,209234,209235 | Manufacturer |  | 2_TmT90dD0x8tJSTjyTb3U | 1 | Compound Ceiling:ACT 600 x 600mm Grid:269016 |  | InstallationDate | 3103 | WarrantyGuarantorLabor |  | ModelLabel |  | WarrantyDescription |  |  | ProductionYear |  |  |  | F |  |  | Finish |  | 10.560880 | SerialNumber | WarrantyStartDate | BarCode | AssetIdentifier | Features | TagNumber |  |  | 0.549166 |  |  | 0 | WarrantyDurationParts | AccessibilityPerformance | CodePerformance | Color | Constituents | Grade | Material | ModelReference | NominalHeight | NominalLength | Shape | SustainabilityPerformance | WarrantyDurationLabor | FIXED | WarrantyGuarantorParts | ExpectedLife | ReplacementCost | NominalWidth | 23-35 70 24 | Ceilings | [11 empty] | 0.052000 | [9 empty] | First Floor | [16 empty] | CEILING | [23 empty] | 0.052000 | 2.680000 | 13.502800
3104 | First Floor |  |  |  | 269051 |  | New Construction |  |  |  | 209258 | 124345 | 118967 | Compound Ceiling:ACT 600 x 600mm Grid |  | Compound Ceiling:ACT 600 x 600mm Grid | Size | 187311 | 197468,197469,197470,197471,197472,209232,209233,209234,209235 | Manufacturer |  | 2_TmT90dD0x8tJSTjyTb3z | 1 | Compound Ceiling:ACT 600 x 600mm Grid:269051 |  | InstallationDate | 3104 | WarrantyGuarantorLabor |  | ModelLabel |  | WarrantyDescription |  |  | ProductionYear |  |  |  | F |  |  | Finish |  | 9.949552 | SerialNumber | WarrantyStartDate | BarCode | AssetIdentifier | Features | TagNumber |  |  | 0.517377 |  |  | 0 | WarrantyDurationParts | AccessibilityPerformance | CodePerformance | Color | Constituents | Grade | Material | ModelReference | NominalHeight | NominalLength | Shape | SustainabilityPerformance | WarrantyDurationLabor | FIXED | WarrantyGuarantorParts | ExpectedLife | ReplacementCost | NominalWidth | 23-35 70 24 | Ceilings | [11 empty] | 0.052000 | [9 empty] | First Floor | [16 empty] | CEILING | [23 empty] | 0.052000 | 2.680000 | 13.136000
3105 | First Floor |  |  |  | 269061 |  | New Construction |  |  |  | 209258 | 124346 | 118968 | Compound Ceiling:ACT 600 x 600mm Grid |  | Compound Ceiling:ACT 600 x 600mm Grid | Size | 187312 | 197473,197474,197475,197476,197477,209232,209233,209234,209235 | Manufacturer |  | 2_TmT90dD0x8tJSTjyTb43 | 1 | Compound Ceiling:ACT 600 x 600mm Grid:269061 |  | InstallationDate | 3105 | WarrantyGuarantorLabor |  | ModelLabel |  | WarrantyDescription |  |  | ProductionYear |  |  |  | F |  |  | Finish |  | 18.345618 | SerialNumber | WarrantyStartDate | BarCode | AssetIdentifier | Features | TagNumber |  |  | 0.953972 |  |  | 0 | WarrantyDurationParts | AccessibilityPerformance | CodePerformance | Color | Constituents | Grade | Material | ModelReference | NominalHeight | NominalLength | Shape | SustainabilityPerformance | WarrantyDurationLabor | FIXED | WarrantyGuarantorParts | ExpectedLife | ReplacementCost | NominalWidth | 23-35 70 24 | Ceilings | [11 empty] | 0.052000 | [9 empty] | First Floor | [16 empty] | CEILING | [23 empty] | 0.052000 | 2.680000 | 18.218000
3106 | First Floor |  |  |  | 269069 |  | New Construction |  |  |  | 209258 | 124347 | 118969 | Compound Ceiling:ACT 600 x 600mm Grid |  | Compound Ceiling:ACT 600 x 600mm Grid | Size | 187313 | 197478,197479,197480,197481,197482,209232,209233,209234,209235 | Manufacturer |  | 2_TmT90dD0x8tJSTjyTb4B | 1 | Compound Ceiling:ACT 600 x 600mm Grid:269069 |  | InstallationDate | 3106 | WarrantyGuarantorLabor |  | ModelLabel |  | WarrantyDescription |  |  | ProductionYear |  |  |  | F |  |  | Finish |  | 8.745539 | SerialNumber | WarrantyStartDate | BarCode | AssetIdentifier | Features | TagNumber |  |  | 0.454768 |  |  | 0 | WarrantyDurationParts | AccessibilityPerformance | CodePerformance | Color | Constituents | Grade | Material | ModelReference | NominalHeight | NominalLength | Shape | SustainabilityPerformance | WarrantyDurationLabor | FIXED | WarrantyGuarantorParts | ExpectedLife | ReplacementCost | NominalWidth | 23-35 70 24 | Ceilings | [11 empty] | 0.052000 | [9 empty] | First Floor | [16 empty] | CEILING | [23 empty] | 0.052000 | 2.680000 | 11.832000
3107 | First Floor |  |  |  | 269077 |  | New Construction |  |  |  | 209258 | 124348 | 118970 | Compound Ceiling:ACT 600 x 600mm Grid |  | Compound Ceiling:ACT 600 x 600mm Grid | Size | 187314 | 197483,197484,197485,197486,197487,209232,209233,209234,209235 | Manufacturer |  | 2_TmT90dD0x8tJSTjyTb4J | 1 | Compound Ceiling:ACT 600 x 600mm Grid:269077 |  | InstallationDate | 3107 | WarrantyGuarantorLabor |  | ModelLabel |  | WarrantyDescription |  |  | ProductionYear |  |  |  | F |  |  | Finish |  | 8.551708 | SerialNumber | WarrantyStartDate | BarCode | AssetIdentifier | Features | TagNumber |  |  | 0.444689 |  |  | 0 | WarrantyDurationParts | AccessibilityPerformance | CodePerformance | Color | Constituents | Grade | Material | ModelReference | NominalHeight | NominalLength | Shape | SustainabilityPerformance | WarrantyDurationLabor | FIXED | WarrantyGuarantorParts | ExpectedLife | ReplacementCost | NominalWidth | 23-35 70 24 | Ceilings | [11 empty] | 0.052000 | [9 empty] | First Floor | [16 empty] | CEILING | [23 empty] | 0.052000 | 2.680000 | 11.698000
3108 | First Floor |  |  |  | 269085 |  | New Construction |  |  |  | 209258 | 124349 | 118971 | Compound Ceiling:ACT 600 x 600mm Grid |  | Compound Ceiling:ACT 600 x 600mm Grid | Size | 187315 | 197488,197489,197490,197491,197492,209232,209233,209234,209235 | Manufacturer |  | 2_TmT90dD0x8tJSTjyTb4R | 1 | Compound Ceiling:ACT 600 x 600mm Grid:269085 |  | InstallationDate | 3108 | WarrantyGuarantorLabor |  | ModelLabel |  | WarrantyDescription |  |  | ProductionYear |  |  |  | F |  |  | Finish |  | 115.119991 | SerialNumber | WarrantyStartDate | BarCode | AssetIdentifier | Features | TagNumber |  |  | 5.986240 |  |  | 0 | WarrantyDurationParts | AccessibilityPerformance | CodePerformance | Color | Constituents | Grade | Material | ModelReference | NominalHeight | NominalLength | Shape | SustainabilityPerformance | WarrantyDurationLabor | FIXED | WarrantyGuarantorParts | ExpectedLife | ReplacementCost | NominalWidth | 23-35 70 24 | Ceilings | [11 empty] | 0.052000 | [9 empty] | First Floor | [16 empty] | CEILING | [23 empty] | 0.052000 | 2.680000 | 47.250800
3109 | First Floor |  |  |  | 269125 |  | New Construction |  |  |  | 209258 | 124350 | 118972 | Compound Ceiling:ACT 600 x 600mm Grid |  | Compound Ceiling:ACT 600 x 600mm Grid | Size | 187316 | 197493,197494,197495,197496,197497,209232,209233,209234,209235 | Manufacturer |  | 2_TmT90dD0x8tJSTjyTb53 | 1 | Compound Ceiling:ACT 600 x 600mm Grid:269125 |  | InstallationDate | 3109 | WarrantyGuarantorLabor |  | ModelLabel |  | WarrantyDescription |  |  | ProductionYear |  |  |  | F |  |  | Finish |  | 13.659740 | SerialNumber | WarrantyStartDate | BarCode | AssetIdentifier | Features | TagNumber |  |  | 0.710306 |  |  | 0 | WarrantyDurationParts | AccessibilityPerformance | CodePerformance | Color | Constituents | Grade | Material | ModelReference | NominalHeight | NominalLength | Shape | SustainabilityPerformance | WarrantyDurationLabor | FIXED | WarrantyGuarantorParts | ExpectedLife | ReplacementCost | NominalWidth | 23-35 70 24 | Ceilings | [11 empty] | 0.052000 | [9 empty] | First Floor | [16 empty] | CEILING | [23 empty] | 0.052000 | 2.680000 | 14.784000
3110 | First Floor |  |  |  | 269133 |  | New Construction |  |  |  | 209258 | 124351 | 118973 | Compound Ceiling:ACT 600 x 600mm Grid |  | Compound Ceiling:ACT 600 x 600mm Grid | Size | 187317 | 197498,197499,197500,197501,197502,209232,209233,209234,209235 | Manufacturer |  | 2_TmT90dD0x8tJSTjyTb5B | 1 | Compound Ceiling:ACT 600 x 600mm Grid:269133 |  | InstallationDate | 3110 | WarrantyGuarantorLabor |  | ModelLabel |  | WarrantyDescription |  |  | ProductionYear |  |  |  | F |  |  | Finish |  | 9.101160 | SerialNumber | WarrantyStartDate | BarCode | AssetIdentifier | Features | TagNumber |  |  | 0.473260 |  |  | 0 | WarrantyDurationParts | AccessibilityPerformance | CodePerformance | Color | Constituents | Grade | Material | ModelReference | NominalHeight | NominalLength | Shape | SustainabilityPerformance | WarrantyDurationLabor | FIXED | WarrantyGuarantorParts | ExpectedLife | ReplacementCost | NominalWidth | 23-35 70 24 | Ceilings | [11 empty] | 0.052000 | [9 empty] | First Floor | [16 empty] | CEILING | [23 empty] | 0.052000 | 2.680000 | 12.492000
3111 | First Floor |  |  |  | 269145 |  | New Construction |  |  |  | 209258 | 124352 | 118974 | Compound Ceiling:ACT 600 x 600mm Grid |  | Compound Ceiling:ACT 600 x 600mm Grid | Size | 187318 | 197503,197504,197505,197506,197507,209232,209233,209234,209235 | Manufacturer |  | 2_TmT90dD0x8tJSTjyTb5V | 1 | Compound Ceiling:ACT 600 x 600mm Grid:269145 |  | InstallationDate | 3111 | WarrantyGuarantorLabor |  | ModelLabel |  | WarrantyDescription |  |  | ProductionYear |  |  |  | F |  |  | Finish |  | 4.448202 | SerialNumber | WarrantyStartDate | BarCode | AssetIdentifier | Features | TagNumber |  |  | 0.231307 |  |  | 0 | WarrantyDurationParts | AccessibilityPerformance | CodePerformance | Color | Constituents | Grade | Material | ModelReference | NominalHeight | NominalLength | Shape | SustainabilityPerformance | WarrantyDurationLabor | FIXED | WarrantyGuarantorParts | ExpectedLife | ReplacementCost | NominalWidth | 23-35 70 24 | Ceilings | [11 empty] | 0.052000 | [9 empty] | First Floor | [16 empty] | CEILING | [23 empty] | 0.052000 | 2.680000 | 8.666000
3112 | First Floor |  |  |  | 269153 |  | New Construction |  |  |  | 209258 | 124353 | 118975 | Compound Ceiling:ACT 600 x 600mm Grid |  | Compound Ceiling:ACT 600 x 600mm Grid | Size | 187319 | 197508,197509,197510,197511,197512,209232,209233,209234,209235 | Manufacturer |  | 2_TmT90dD0x8tJSTjyTb5d | 1 | Compound Ceiling:ACT 600 x 600mm Grid:269153 |  | InstallationDate | 3112 | WarrantyGuarantorLabor |  | ModelLabel |  | WarrantyDescription |  |  | ProductionYear |  |  |  | F |  |  | Finish |  | 4.448202 | SerialNumber | WarrantyStartDate | BarCode | AssetIdentifier | Features | TagNumber |  |  | 0.231307 |  |  | 0 | WarrantyDurationParts | AccessibilityPerformance | CodePerformance | Color | Constituents | Grade | Material | ModelReference | NominalHeight | NominalLength | Shape | SustainabilityPerformance | WarrantyDurationLabor | FIXED | WarrantyGuarantorParts | ExpectedLife | ReplacementCost | NominalWidth | 23-35 70 24 | Ceilings | [11 empty] | 0.052000 | [9 empty] | First Floor | [16 empty] | CEILING | [23 empty] | 0.052000 | 2.680000 | 8.666000
3113 | First Floor |  |  |  | 269161 |  | New Construction |  |  |  | 209258 | 124354 | 118976 | Compound Ceiling:ACT 600 x 600mm Grid |  | Compound Ceiling:ACT 600 x 600mm Grid | Size | 187320 | 197513,197514,197515,197516,197517,209232,209233,209234,209235 | Manufacturer |  | 2_TmT90dD0x8tJSTjyTb5l | 1 | Compound Ceiling:ACT 600 x 600mm Grid:269161 |  | InstallationDate | 3113 | WarrantyGuarantorLabor |  | ModelLabel |  | WarrantyDescription |  |  | ProductionYear |  |  |  | F |  |  | Finish |  | 10.799832 | SerialNumber | WarrantyStartDate | BarCode | AssetIdentifier | Features | TagNumber |  |  | 0.561591 |  |  | 0 | WarrantyDurationParts | AccessibilityPerformance | CodePerformance | Color | Constituents | Grade | Material | ModelReference | NominalHeight | NominalLength | Shape | SustainabilityPerformance | WarrantyDurationLabor | FIXED | WarrantyGuarantorParts | ExpectedLife | ReplacementCost | NominalWidth | 23-35 70 24 | Ceilings | [11 empty] | 0.052000 | [9 empty] | First Floor | [16 empty] | CEILING | [23 empty] | 0.052000 | 2.680000 | 13.156000
3114 | First Floor |  |  |  | 269169 |  | New Construction |  |  |  | 209258 | 124355 | 118977 | Compound Ceiling:ACT 600 x 600mm Grid |  | Compound Ceiling:ACT 600 x 600mm Grid | Size | 187321 | 197518,197519,197520,197521,197522,209232,209233,209234,209235 | Manufacturer |  | 2_TmT90dD0x8tJSTjyTb5t | 1 | Compound Ceiling:ACT 600 x 600mm Grid:269169 |  | InstallationDate | 3114 | WarrantyGuarantorLabor |  | ModelLabel |  | WarrantyDescription |  |  | ProductionYear |  |  |  | F |  |  | Finish |  | 35.877120 | SerialNumber | WarrantyStartDate | BarCode | AssetIdentifier | Features | TagNumber |  |  | 1.865610 |  |  | 0 | WarrantyDurationParts | AccessibilityPerformance | CodePerformance | Color | Constituents | Grade | Material | ModelReference | NominalHeight | NominalLength | Shape | SustainabilityPerformance | WarrantyDurationLabor | FIXED | WarrantyGuarantorParts | ExpectedLife | ReplacementCost | NominalWidth | 23-35 70 24 | Ceilings | [11 empty] | 0.052000 | [9 empty] | First Floor | [16 empty] | CEILING | [23 empty] | 0.052000 | 2.680000 | 24.412000
3115 | First Floor |  |  |  | 269181 |  | New Construction |  |  |  | 209258 | 124356 | 118978 | Compound Ceiling:ACT 600 x 600mm Grid |  | Compound Ceiling:ACT 600 x 600mm Grid | Size | 187322 | 197523,197524,197525,197526,197527,209232,209233,209234,209235 | Manufacturer |  | 2_TmT90dD0x8tJSTjyTb5x | 1 | Compound Ceiling:ACT 600 x 600mm Grid:269181 |  | InstallationDate | 3115 | WarrantyGuarantorLabor |  | ModelLabel |  | WarrantyDescription |  |  | ProductionYear |  |  |  | F |  |  | Finish |  | 9.171200 | SerialNumber | WarrantyStartDate | BarCode | AssetIdentifier | Features | TagNumber |  |  | 0.476902 |  |  | 0 | WarrantyDurationParts | AccessibilityPerformance | CodePerformance | Color | Constituents | Grade | Material | ModelReference | NominalHeight | NominalLength | Shape | SustainabilityPerformance | WarrantyDurationLabor | FIXED | WarrantyGuarantorParts | ExpectedLife | ReplacementCost | NominalWidth | 23-35 70 24 | Ceilings | [11 empty] | 0.052000 | [9 empty] | First Floor | [16 empty] | CEILING | [23 empty] | 0.052000 | 2.680000 | 12.132000
3116 | First Floor |  |  |  | 269189 |  | New Construction |  |  |  | 209258 | 124357 | 118979 | Compound Ceiling:ACT 600 x 600mm Grid |  | Compound Ceiling:ACT 600 x 600mm Grid | Size | 187323 | 197528,197529,197530,197531,197532,209232,209233,209234,209235 | Manufacturer |  | 2_TmT90dD0x8tJSTjyTb63 | 1 | Compound Ceiling:ACT 600 x 600mm Grid:269189 |  | InstallationDate | 3116 | WarrantyGuarantorLabor |  | ModelLabel |  | WarrantyDescription |  |  | ProductionYear |  |  |  | F |  |  | Finish |  | 8.976312 | SerialNumber | WarrantyStartDate | BarCode | AssetIdentifier | Features | TagNumber |  |  | 0.466768 |  |  | 0 | WarrantyDurationParts | AccessibilityPerformance | CodePerformance | Color | Constituents | Grade | Material | ModelReference | NominalHeight | NominalLength | Shape | SustainabilityPerformance | WarrantyDurationLabor | FIXED | WarrantyGuarantorParts | ExpectedLife | ReplacementCost | NominalWidth | 23-35 70 24 | Ceilings | [11 empty] | 0.052000 | [9 empty] | First Floor | [16 empty] | CEILING | [23 empty] | 0.052000 | 2.680000 | 11.996000
3117 | First Floor |  |  |  | 269197 |  | New Construction |  |  |  | 209258 | 124358 | 118980 | Compound Ceiling:ACT 600 x 600mm Grid |  | Compound Ceiling:ACT 600 x 600mm Grid | Size | 187324 | 197533,197534,197535,197536,197537,209232,209233,209234,209235 | Manufacturer |  | 2_TmT90dD0x8tJSTjyTb6B | 1 | Compound Ceiling:ACT 600 x 600mm Grid:269197 |  | InstallationDate | 3117 | WarrantyGuarantorLabor |  | ModelLabel |  | WarrantyDescription |  |  | ProductionYear |  |  |  | F |  |  | Finish |  | 8.966112 | SerialNumber | WarrantyStartDate | BarCode | AssetIdentifier | Features | TagNumber |  |  | 0.466238 |  |  | 0 | WarrantyDurationParts | AccessibilityPerformance | CodePerformance | Color | Constituents | Grade | Material | ModelReference | NominalHeight | NominalLength | Shape | SustainabilityPerformance | WarrantyDurationLabor | FIXED | WarrantyGuarantorParts | ExpectedLife | ReplacementCost | NominalWidth | 23-35 70 24 | Ceilings | [11 empty] | 0.052000 | [9 empty] | First Floor | [16 empty] | CEILING | [23 empty] | 0.052000 | 2.680000 | 11.996000
3118 | First Floor |  |  |  | 269205 |  | New Construction |  |  |  | 209258 | 124359 | 118981 | Compound Ceiling:ACT 600 x 600mm Grid |  | Compound Ceiling:ACT 600 x 600mm Grid | Size | 187325 | 197538,197539,197540,197541,197542,209232,209233,209234,209235 | Manufacturer |  | 2_TmT90dD0x8tJSTjyTb6J | 1 | Compound Ceiling:ACT 600 x 600mm Grid:269205 |  | InstallationDate | 3118 | WarrantyGuarantorLabor |  | ModelLabel |  | WarrantyDescription |  |  | ProductionYear |  |  |  | F |  |  | Finish |  | 5.086272 | SerialNumber | WarrantyStartDate | BarCode | AssetIdentifier | Features | TagNumber |  |  | 0.264486 |  |  | 0 | WarrantyDurationParts | AccessibilityPerformance | CodePerformance | Color | Constituents | Grade | Material | ModelReference | NominalHeight | NominalLength | Shape | SustainabilityPerformance | WarrantyDurationLabor | FIXED | WarrantyGuarantorParts | ExpectedLife | ReplacementCost | NominalWidth | 23-35 70 24 | Ceilings | [11 empty] | 0.052000 | [9 empty] | First Floor | [16 empty] | CEILING | [23 empty] | 0.052000 | 2.680000 | 9.256000
3119 | First Floor |  |  |  | 269213 |  | New Construction |  |  |  | 209258 | 124360 | 118982 | Compound Ceiling:ACT 600 x 600mm Grid |  | Compound Ceiling:ACT 600 x 600mm Grid | Size | 187326 | 197543,197544,197545,197546,197547,209232,209233,209234,209235 | Manufacturer |  | 2_TmT90dD0x8tJSTjyTb6R | 1 | Compound Ceiling:ACT 600 x 600mm Grid:269213 |  | InstallationDate | 3119 | WarrantyGuarantorLabor |  | ModelLabel |  | WarrantyDescription |  |  | ProductionYear |  |  |  | F |  |  | Finish |  | 45.321861 | SerialNumber | WarrantyStartDate | BarCode | AssetIdentifier | Features | TagNumber |  |  | 2.356737 |  |  | 0 | WarrantyDurationParts | AccessibilityPerformance | CodePerformance | Color | Constituents | Grade | Material | ModelReference | NominalHeight | NominalLength | Shape | SustainabilityPerformance | WarrantyDurationLabor | FIXED | WarrantyGuarantorParts | ExpectedLife | ReplacementCost | NominalWidth | 23-35 70 24 | Ceilings | [11 empty] | 0.052000 | [9 empty] | First Floor | [16 empty] | CEILING | [23 empty] | 0.052000 | 2.680000 | 50.824800
3120 | First Floor |  |  |  | 269237 |  | New Construction |  |  |  | 209258 | 124361 | 118983 | Compound Ceiling:ACT 600 x 600mm Grid |  | Compound Ceiling:ACT 600 x 600mm Grid | Size | 187327 | 197548,197549,197550,197551,197552,209232,209233,209234,209235 | Manufacturer |  | 2_TmT90dD0x8tJSTjyTb6p | 1 | Compound Ceiling:ACT 600 x 600mm Grid:269237 |  | InstallationDate | 3120 | WarrantyGuarantorLabor |  | ModelLabel |  | WarrantyDescription |  |  | ProductionYear |  |  |  | F |  |  | Finish |  | 11.813064 | SerialNumber | WarrantyStartDate | BarCode | AssetIdentifier | Features | TagNumber |  |  | 0.614279 |  |  | 0 | WarrantyDurationParts | AccessibilityPerformance | CodePerformance | Color | Constituents | Grade | Material | ModelReference | NominalHeight | NominalLength | Shape | SustainabilityPerformance | WarrantyDurationLabor | FIXED | WarrantyGuarantorParts | ExpectedLife | ReplacementCost | NominalWidth | 23-35 70 24 | Ceilings | [11 empty] | 0.052000 | [9 empty] | First Floor | [16 empty] | CEILING | [23 empty] | 0.052000 | 2.680000 | 13.868000
3121 | First Floor |  |  |  | 269245 |  | New Construction |  |  |  | 209258 | 124362 | 118984 | Compound Ceiling:ACT 600 x 600mm Grid |  | Compound Ceiling:ACT 600 x 600mm Grid | Size | 187328 | 197553,197554,197555,197556,197557,209232,209233,209234,209235 | Manufacturer |  | 2_TmT90dD0x8tJSTjyTb6x | 1 | Compound Ceiling:ACT 600 x 600mm Grid:269245 |  | InstallationDate | 3121 | WarrantyGuarantorLabor |  | ModelLabel |  | WarrantyDescription |  |  | ProductionYear |  |  |  | F |  |  | Finish |  | 11.874652 | SerialNumber | WarrantyStartDate | BarCode | AssetIdentifier | Features | TagNumber |  |  | 0.617482 |  |  | 0 | WarrantyDurationParts | AccessibilityPerformance | CodePerformance | Color | Constituents | Grade | Material | ModelReference | NominalHeight | NominalLength | Shape | SustainabilityPerformance | WarrantyDurationLabor | FIXED | WarrantyGuarantorParts | ExpectedLife | ReplacementCost | NominalWidth | 23-35 70 24 | Ceilings | [11 empty] | 0.052000 | [9 empty] | First Floor | [16 empty] | CEILING | [23 empty] | 0.052000 | 2.680000 | 14.248000
3122 | First Floor |  |  |  | 269257 |  | New Construction |  |  |  | 209258 | 124363 | 118985 | Compound Ceiling:ACT 600 x 600mm Grid |  | Compound Ceiling:ACT 600 x 600mm Grid | Size | 187329 | 197558,197559,197560,197561,197562,209232,209233,209234,209235 | Manufacturer |  | 2_TmT90dD0x8tJSTjyTb7F | 1 | Compound Ceiling:ACT 600 x 600mm Grid:269257 |  | InstallationDate | 3122 | WarrantyGuarantorLabor |  | ModelLabel |  | WarrantyDescription |  |  | ProductionYear |  |  |  | F |  |  | Finish |  | 11.946412 | SerialNumber | WarrantyStartDate | BarCode | AssetIdentifier | Features | TagNumber |  |  | 0.621213 |  |  | 0 | WarrantyDurationParts | AccessibilityPerformance | CodePerformance | Color | Constituents | Grade | Material | ModelReference | NominalHeight | NominalLength | Shape | SustainabilityPerformance | WarrantyDurationLabor | FIXED | WarrantyGuarantorParts | ExpectedLife | ReplacementCost | NominalWidth | 23-35 70 24 | Ceilings | [11 empty] | 0.052000 | [9 empty] | First Floor | [16 empty] | CEILING | [23 empty] | 0.052000 | 2.680000 | 13.936000
3123 | First Floor |  |  |  | 269265 |  | New Construction |  |  |  | 209258 | 124364 | 118986 | Compound Ceiling:ACT 600 x 600mm Grid |  | Compound Ceiling:ACT 600 x 600mm Grid | Size | 187330 | 197563,197564,197565,197566,197567,209232,209233,209234,209235 | Manufacturer |  | 2_TmT90dD0x8tJSTjyTb7N | 1 | Compound Ceiling:ACT 600 x 600mm Grid:269265 |  | InstallationDate | 3123 | WarrantyGuarantorLabor |  | ModelLabel |  | WarrantyDescription |  |  | ProductionYear |  |  |  | F |  |  | Finish |  | 11.853436 | SerialNumber | WarrantyStartDate | BarCode | AssetIdentifier | Features | TagNumber |  |  | 0.616379 |  |  | 0 | WarrantyDurationParts | AccessibilityPerformance | CodePerformance | Color | Constituents | Grade | Material | ModelReference | NominalHeight | NominalLength | Shape | SustainabilityPerformance | WarrantyDurationLabor | FIXED | WarrantyGuarantorParts | ExpectedLife | ReplacementCost | NominalWidth | 23-35 70 24 | Ceilings | [11 empty] | 0.052000 | [9 empty] | First Floor | [16 empty] | CEILING | [23 empty] | 0.052000 | 2.680000 | 13.936000
3124 | First Floor |  |  |  | 269275 |  | New Construction |  |  |  | 209258 | 124365 | 118987 | Compound Ceiling:ACT 600 x 600mm Grid |  | Compound Ceiling:ACT 600 x 600mm Grid | Size | 187331 | 197568,197569,197570,197571,197572,209232,209233,209234,209235 | Manufacturer |  | 2_TmT90dD0x8tJSTjyTb7T | 1 | Compound Ceiling:ACT 600 x 600mm Grid:269275 |  | InstallationDate | 3124 | WarrantyGuarantorLabor |  | ModelLabel |  | WarrantyDescription |  |  | ProductionYear |  |  |  | F |  |  | Finish |  | 22.198520 | SerialNumber | WarrantyStartDate | BarCode | AssetIdentifier | Features | TagNumber |  |  | 1.154323 |  |  | 0 | WarrantyDurationParts | AccessibilityPerformance | CodePerformance | Color | Constituents | Grade | Material | ModelReference | NominalHeight | NominalLength | Shape | SustainabilityPerformance | WarrantyDurationLabor | FIXED | WarrantyGuarantorParts | ExpectedLife | ReplacementCost | NominalWidth | 23-35 70 24 | Ceilings | [11 empty] | 0.052000 | [9 empty] | First Floor | [16 empty] | CEILING | [23 empty] | 0.052000 | 2.680000 | 19.164000
3125 | First Floor |  |  |  | 269283 |  | New Construction |  |  |  | 209258 | 124366 | 118988 | Compound Ceiling:ACT 600 x 600mm Grid |  | Compound Ceiling:ACT 600 x 600mm Grid | Size | 187332 | 197573,197574,197575,197576,197577,209232,209233,209234,209235 | Manufacturer |  | 2_TmT90dD0x8tJSTjyTb7b | 1 | Compound Ceiling:ACT 600 x 600mm Grid:269283 |  | InstallationDate | 3125 | WarrantyGuarantorLabor |  | ModelLabel |  | WarrantyDescription |  |  | ProductionYear |  |  |  | F |  |  | Finish |  | 15.399880 | SerialNumber | WarrantyStartDate | BarCode | AssetIdentifier | Features | TagNumber |  |  | 0.800794 |  |  | 0 | WarrantyDurationParts | AccessibilityPerformance | CodePerformance | Color | Constituents | Grade | Material | ModelReference | NominalHeight | NominalLength | Shape | SustainabilityPerformance | WarrantyDurationLabor | FIXED | WarrantyGuarantorParts | ExpectedLife | ReplacementCost | NominalWidth | 23-35 70 24 | Ceilings | [11 empty] | 0.052000 | [9 empty] | First Floor | [16 empty] | CEILING | [23 empty] | 0.052000 | 2.680000 | 18.752000
3126 | First Floor |  |  |  | 269293 |  | New Construction |  |  |  | 209258 | 124367 | 118989 | Compound Ceiling:ACT 600 x 600mm Grid |  | Compound Ceiling:ACT 600 x 600mm Grid | Size | 187333 | 197578,197579,197580,197581,197582,209232,209233,209234,209235 | Manufacturer |  | 2_TmT90dD0x8tJSTjyTb7h | 1 | Compound Ceiling:ACT 600 x 600mm Grid:269293 |  | InstallationDate | 3126 | WarrantyGuarantorLabor |  | ModelLabel |  | WarrantyDescription |  |  | ProductionYear |  |  |  | F |  |  | Finish |  | 11.862373 | SerialNumber | WarrantyStartDate | BarCode | AssetIdentifier | Features | TagNumber |  |  | 0.616843 |  |  | 0 | WarrantyDurationParts | AccessibilityPerformance | CodePerformance | Color | Constituents | Grade | Material | ModelReference | NominalHeight | NominalLength | Shape | SustainabilityPerformance | WarrantyDurationLabor | FIXED | WarrantyGuarantorParts | ExpectedLife | ReplacementCost | NominalWidth | 23-35 70 24 | Ceilings | [11 empty] | 0.052000 | [9 empty] | First Floor | [16 empty] | CEILING | [23 empty] | 0.052000 | 2.680000 | 13.936001
3127 | First Floor |  |  |  | 269304 |  | New Construction |  |  |  | 209258 | 124368 | 118990 | Compound Ceiling:ACT 600 x 600mm Grid |  | Compound Ceiling:ACT 600 x 600mm Grid | Size | 187334 | 197583,197584,197585,197586,197587,209232,209233,209234,209235 | Manufacturer |  | 2_TmT90dD0x8tJSTjyTb7_ | 1 | Compound Ceiling:ACT 600 x 600mm Grid:269304 |  | InstallationDate | 3127 | WarrantyGuarantorLabor |  | ModelLabel |  | WarrantyDescription |  |  | ProductionYear |  |  |  | F |  |  | Finish |  | 11.882572 | SerialNumber | WarrantyStartDate | BarCode | AssetIdentifier | Features | TagNumber |  |  | 0.617894 |  |  | 0 | WarrantyDurationParts | AccessibilityPerformance | CodePerformance | Color | Constituents | Grade | Material | ModelReference | NominalHeight | NominalLength | Shape | SustainabilityPerformance | WarrantyDurationLabor | FIXED | WarrantyGuarantorParts | ExpectedLife | ReplacementCost | NominalWidth | 23-35 70 24 | Ceilings | [11 empty] | 0.052000 | [9 empty] | First Floor | [16 empty] | CEILING | [23 empty] | 0.052000 | 2.680000 | 13.936000
3128 | First Floor |  |  |  | 269314 |  | New Construction |  |  |  | 209258 | 124369 | 118991 | Compound Ceiling:ACT 600 x 600mm Grid |  | Compound Ceiling:ACT 600 x 600mm Grid | Size | 187335 | 197588,197589,197590,197591,197592,209232,209233,209234,209235 | Manufacturer |  | 2_TmT90dD0x8tJSTjyTbO4 | 1 | Compound Ceiling:ACT 600 x 600mm Grid:269314 |  | InstallationDate | 3128 | WarrantyGuarantorLabor |  | ModelLabel |  | WarrantyDescription |  |  | ProductionYear |  |  |  | F |  |  | Finish |  | 10.218564 | SerialNumber | WarrantyStartDate | BarCode | AssetIdentifier | Features | TagNumber |  |  | 0.531365 |  |  | 0 | WarrantyDurationParts | AccessibilityPerformance | CodePerformance | Color | Constituents | Grade | Material | ModelReference | NominalHeight | NominalLength | Shape | SustainabilityPerformance | WarrantyDurationLabor | FIXED | WarrantyGuarantorParts | ExpectedLife | ReplacementCost | NominalWidth | 23-35 70 24 | Ceilings | [11 empty] | 0.052000 | [9 empty] | First Floor | [16 empty] | CEILING | [23 empty] | 0.052000 | 2.680000 | 13.188000
3129 | First Floor |  |  |  | 269324 |  | New Construction |  |  |  | 209258 | 124370 | 118992 | Compound Ceiling:ACT 600 x 600mm Grid |  | Compound Ceiling:ACT 600 x 600mm Grid | Size | 187336 | 197593,197594,197595,197596,197597,209232,209233,209234,209235 | Manufacturer |  | 2_TmT90dD0x8tJSTjyTbOA | 1 | Compound Ceiling:ACT 600 x 600mm Grid:269324 |  | InstallationDate | 3129 | WarrantyGuarantorLabor |  | ModelLabel |  | WarrantyDescription |  |  | ProductionYear |  |  |  | F |  |  | Finish |  | 8.495052 | SerialNumber | WarrantyStartDate | BarCode | AssetIdentifier | Features | TagNumber |  |  | 0.441743 |  |  | 0 | WarrantyDurationParts | AccessibilityPerformance | CodePerformance | Color | Constituents | Grade | Material | ModelReference | NominalHeight | NominalLength | Shape | SustainabilityPerformance | WarrantyDurationLabor | FIXED | WarrantyGuarantorParts | ExpectedLife | ReplacementCost | NominalWidth | 23-35 70 24 | Ceilings | [11 empty] | 0.052000 | [9 empty] | First Floor | [16 empty] | CEILING | [23 empty] | 0.052000 | 2.680000 | 12.176000
3130 | First Floor |  |  |  | 269332 |  | New Construction |  |  |  | 209258 | 124371 | 118993 | Compound Ceiling:ACT 600 x 600mm Grid |  | Compound Ceiling:ACT 600 x 600mm Grid | Size | 187337 | 197598,197599,197600,197601,197602,209232,209233,209234,209235 | Manufacturer |  | 2_TmT90dD0x8tJSTjyTbOI | 1 | Compound Ceiling:ACT 600 x 600mm Grid:269332 |  | InstallationDate | 3130 | WarrantyGuarantorLabor |  | ModelLabel |  | WarrantyDescription |  |  | ProductionYear |  |  |  | F |  |  | Finish |  | 1.818012 | SerialNumber | WarrantyStartDate | BarCode | AssetIdentifier | Features | TagNumber |  |  | 0.094537 |  |  | 0 | WarrantyDurationParts | AccessibilityPerformance | CodePerformance | Color | Constituents | Grade | Material | ModelReference | NominalHeight | NominalLength | Shape | SustainabilityPerformance | WarrantyDurationLabor | FIXED | WarrantyGuarantorParts | ExpectedLife | ReplacementCost | NominalWidth | 23-35 70 24 | Ceilings | [11 empty] | 0.052000 | [9 empty] | First Floor | [16 empty] | CEILING | [23 empty] | 0.052000 | 2.680000 | 5.695999
3131 | First Floor |  |  |  | 269365 |  | New Construction |  |  |  | 209258 | 124372 | 118994 | Compound Ceiling:ACT 600 x 600mm Grid |  | Compound Ceiling:ACT 600 x 600mm Grid | Size | 187338 | 197603,197604,197605,197606,197607,209232,209233,209234,209235 | Manufacturer |  | 2_TmT90dD0x8tJSTjyTbOp | 1 | Compound Ceiling:ACT 600 x 600mm Grid:269365 |  | InstallationDate | 3131 | WarrantyGuarantorLabor |  | ModelLabel |  | WarrantyDescription |  |  | ProductionYear |  |  |  | F |  |  | Finish |  | 9.010952 | SerialNumber | WarrantyStartDate | BarCode | AssetIdentifier | Features | TagNumber |  |  | 0.468570 |  |  | 0 | WarrantyDurationParts | AccessibilityPerformance | CodePerformance | Color | Constituents | Grade | Material | ModelReference | NominalHeight | NominalLength | Shape | SustainabilityPerformance | WarrantyDurationLabor | FIXED | WarrantyGuarantorParts | ExpectedLife | ReplacementCost | NominalWidth | 23-35 70 24 | Ceilings | [11 empty] | 0.052000 | [9 empty] | First Floor | [16 empty] | CEILING | [23 empty] | 0.052000 | 2.680000 | 12.516000
3132 | First Floor |  |  |  | 269373 |  | New Construction |  |  |  | 209258 | 124373 | 118995 | Compound Ceiling:ACT 600 x 600mm Grid |  | Compound Ceiling:ACT 600 x 600mm Grid | Size | 187339 | 197608,197609,197610,197611,197612,209232,209233,209234,209235 | Manufacturer |  | 2_TmT90dD0x8tJSTjyTbOx | 1 | Compound Ceiling:ACT 600 x 600mm Grid:269373 |  | InstallationDate | 3132 | WarrantyGuarantorLabor |  | ModelLabel |  | WarrantyDescription |  |  | ProductionYear |  |  |  | F |  |  | Finish |  | 9.087385 | SerialNumber | WarrantyStartDate | BarCode | AssetIdentifier | Features | TagNumber |  |  | 0.472544 |  |  | 0 | WarrantyDurationParts | AccessibilityPerformance | CodePerformance | Color | Constituents | Grade | Material | ModelReference | NominalHeight | NominalLength | Shape | SustainabilityPerformance | WarrantyDurationLabor | FIXED | WarrantyGuarantorParts | ExpectedLife | ReplacementCost | NominalWidth | 23-35 70 24 | Ceilings | [11 empty] | 0.052000 | [9 empty] | First Floor | [16 empty] | CEILING | [23 empty] | 0.052000 | 2.680000 | 12.584061
3133 | First Floor |  |  |  | 269381 |  | New Construction |  |  |  | 209258 | 124374 | 118996 | Compound Ceiling:ACT 600 x 600mm Grid |  | Compound Ceiling:ACT 600 x 600mm Grid | Size | 187340 | 197613,197614,197615,197616,197617,209232,209233,209234,209235 | Manufacturer |  | 2_TmT90dD0x8tJSTjyTbP3 | 1 | Compound Ceiling:ACT 600 x 600mm Grid:269381 |  | InstallationDate | 3133 | WarrantyGuarantorLabor |  | ModelLabel |  | WarrantyDescription |  |  | ProductionYear |  |  |  | F |  |  | Finish |  | 28.232690 | SerialNumber | WarrantyStartDate | BarCode | AssetIdentifier | Features | TagNumber |  |  | 1.468100 |  |  | 0 | WarrantyDurationParts | AccessibilityPerformance | CodePerformance | Color | Constituents | Grade | Material | ModelReference | NominalHeight | NominalLength | Shape | SustainabilityPerformance | WarrantyDurationLabor | FIXED | WarrantyGuarantorParts | ExpectedLife | ReplacementCost | NominalWidth | 23-35 70 24 | Ceilings | [11 empty] | 0.052000 | [9 empty] | First Floor | [16 empty] | CEILING | [23 empty] | 0.052000 | 2.680000 | 27.860809
3134 | First Floor |  |  |  | 269417 |  | New Construction |  |  |  | 209258 | 124375 | 118997 | Compound Ceiling:ACT 600 x 600mm Grid |  | Compound Ceiling:ACT 600 x 600mm Grid | Size | 187341 | 197618,197619,197620,197621,197622,209232,209233,209234,209235 | Manufacturer |  | 2_TmT90dD0x8tJSTjyTbPl | 1 | Compound Ceiling:ACT 600 x 600mm Grid:269417 |  | InstallationDate | 3134 | WarrantyGuarantorLabor |  | ModelLabel |  | WarrantyDescription |  |  | ProductionYear |  |  |  | F |  |  | Finish |  | 5.253263 | SerialNumber | WarrantyStartDate | BarCode | AssetIdentifier | Features | TagNumber |  |  | 0.273170 |  |  | 0 | WarrantyDurationParts | AccessibilityPerformance | CodePerformance | Color | Constituents | Grade | Material | ModelReference | NominalHeight | NominalLength | Shape | SustainabilityPerformance | WarrantyDurationLabor | FIXED | WarrantyGuarantorParts | ExpectedLife | ReplacementCost | NominalWidth | 23-35 70 24 | Ceilings | [11 empty] | 0.052000 | [9 empty] | First Floor | [16 empty] | CEILING | [23 empty] | 0.052000 | 2.680000 | 9.167999
3135 | First Floor |  |  |  | 269425 |  | New Construction |  |  |  | 209258 | 124376 | 118998 | Compound Ceiling:ACT 600 x 600mm Grid |  | Compound Ceiling:ACT 600 x 600mm Grid | Size | 187342 | 197623,197624,197625,197626,197627,209232,209233,209234,209235 | Manufacturer |  | 2_TmT90dD0x8tJSTjyTbPt | 1 | Compound Ceiling:ACT 600 x 600mm Grid:269425 |  | InstallationDate | 3135 | WarrantyGuarantorLabor |  | ModelLabel |  | WarrantyDescription |  |  | ProductionYear |  |  |  | F |  |  | Finish |  | 39.811343 | SerialNumber | WarrantyStartDate | BarCode | AssetIdentifier | Features | TagNumber |  |  | 2.070190 |  |  | 0 | WarrantyDurationParts | AccessibilityPerformance | CodePerformance | Color | Constituents | Grade | Material | ModelReference | NominalHeight | NominalLength | Shape | SustainabilityPerformance | WarrantyDurationLabor | FIXED | WarrantyGuarantorParts | ExpectedLife | ReplacementCost | NominalWidth | 23-35 70 24 | Ceilings | [11 empty] | 0.052000 | [9 empty] | First Floor | [16 empty] | CEILING | [23 empty] | 0.052000 | 2.680000 | 50.639000
3136 | First Floor |  |  |  | 269447 |  | New Construction |  |  |  | 209258 | 124377 | 118999 | Compound Ceiling:ACT 600 x 600mm Grid |  | Compound Ceiling:ACT 600 x 600mm Grid | Size | 187343 | 197628,197629,197630,197631,197632,209232,209233,209234,209235 | Manufacturer |  | 2_TmT90dD0x8tJSTjyTbQ1 | 1 | Compound Ceiling:ACT 600 x 600mm Grid:269447 |  | InstallationDate | 3136 | WarrantyGuarantorLabor |  | ModelLabel |  | WarrantyDescription |  |  | ProductionYear |  |  |  | F |  |  | Finish |  | 3.427624 | SerialNumber | WarrantyStartDate | BarCode | AssetIdentifier | Features | TagNumber |  |  | 0.178236 |  |  | 0 | WarrantyDurationParts | AccessibilityPerformance | CodePerformance | Color | Constituents | Grade | Material | ModelReference | NominalHeight | NominalLength | Shape | SustainabilityPerformance | WarrantyDurationLabor | FIXED | WarrantyGuarantorParts | ExpectedLife | ReplacementCost | NominalWidth | 23-35 70 24 | Ceilings | [11 empty] | 0.052000 | [9 empty] | First Floor | [16 empty] | CEILING | [23 empty] | 0.052000 | 2.680000 | 7.970000
3137 | First Floor |  |  |  | 269455 |  | New Construction |  |  |  | 209258 | 124378 | 119000 | Compound Ceiling:ACT 600 x 600mm Grid |  | Compound Ceiling:ACT 600 x 600mm Grid | Size | 187344 | 197633,197634,197635,197636,197637,209232,209233,209234,209235 | Manufacturer |  | 2_TmT90dD0x8tJSTjyTbQ9 | 1 | Compound Ceiling:ACT 600 x 600mm Grid:269455 |  | InstallationDate | 3137 | WarrantyGuarantorLabor |  | ModelLabel |  | WarrantyDescription |  |  | ProductionYear |  |  |  | F |  |  | Finish |  | 3.427624 | SerialNumber | WarrantyStartDate | BarCode | AssetIdentifier | Features | TagNumber |  |  | 0.178236 |  |  | 0 | WarrantyDurationParts | AccessibilityPerformance | CodePerformance | Color | Constituents | Grade | Material | ModelReference | NominalHeight | NominalLength | Shape | SustainabilityPerformance | WarrantyDurationLabor | FIXED | WarrantyGuarantorParts | ExpectedLife | ReplacementCost | NominalWidth | 23-35 70 24 | Ceilings | [11 empty] | 0.052000 | [9 empty] | First Floor | [16 empty] | CEILING | [23 empty] | 0.052000 | 2.680000 | 7.970000
3138 | First Floor |  |  |  | 269463 |  | New Construction |  |  |  | 209258 | 124379 | 119001 | Compound Ceiling:ACT 600 x 600mm Grid |  | Compound Ceiling:ACT 600 x 600mm Grid | Size | 187345 | 197638,197639,197640,197641,197642,209232,209233,209234,209235 | Manufacturer |  | 2_TmT90dD0x8tJSTjyTbQH | 1 | Compound Ceiling:ACT 600 x 600mm Grid:269463 |  | InstallationDate | 3138 | WarrantyGuarantorLabor |  | ModelLabel |  | WarrantyDescription |  |  | ProductionYear |  |  |  | F |  |  | Finish |  | 3.302158 | SerialNumber | WarrantyStartDate | BarCode | AssetIdentifier | Features | TagNumber |  |  | 0.171712 |  |  | 0 | WarrantyDurationParts | AccessibilityPerformance | CodePerformance | Color | Constituents | Grade | Material | ModelReference | NominalHeight | NominalLength | Shape | SustainabilityPerformance | WarrantyDurationLabor | FIXED | WarrantyGuarantorParts | ExpectedLife | ReplacementCost | NominalWidth | 23-35 70 24 | Ceilings | [11 empty] | 0.052000 | [9 empty] | First Floor | [16 empty] | CEILING | [23 empty] | 0.052000 | 2.680000 | 7.878050
3139 | First Floor |  |  |  | 269471 |  | New Construction |  |  |  | 209258 | 124380 | 119002 | Compound Ceiling:ACT 600 x 600mm Grid |  | Compound Ceiling:ACT 600 x 600mm Grid | Size | 187346 | 197643,197644,197645,197646,197647,209232,209233,209234,209235 | Manufacturer |  | 2_TmT90dD0x8tJSTjyTbQP | 1 | Compound Ceiling:ACT 600 x 600mm Grid:269471 |  | InstallationDate | 3139 | WarrantyGuarantorLabor |  | ModelLabel |  | WarrantyDescription |  |  | ProductionYear |  |  |  | F |  |  | Finish |  | 9.406536 | SerialNumber | WarrantyStartDate | BarCode | AssetIdentifier | Features | TagNumber |  |  | 0.489140 |  |  | 0 | WarrantyDurationParts | AccessibilityPerformance | CodePerformance | Color | Constituents | Grade | Material | ModelReference | NominalHeight | NominalLength | Shape | SustainabilityPerformance | WarrantyDurationLabor | FIXED | WarrantyGuarantorParts | ExpectedLife | ReplacementCost | NominalWidth | 23-35 70 24 | Ceilings | [11 empty] | 0.052000 | [9 empty] | First Floor | [16 empty] | CEILING | [23 empty] | 0.052000 | 2.680000 | 13.010000
3140 | First Floor |  |  |  | 269483 |  | New Construction |  |  |  | 209258 | 124381 | 119003 | Compound Ceiling:ACT 600 x 600mm Grid |  | Compound Ceiling:ACT 600 x 600mm Grid | Size | 187347 | 197648,197649,197650,197651,197652,209232,209233,209234,209235 | Manufacturer |  | 2_TmT90dD0x8tJSTjyTbQj | 1 | Compound Ceiling:ACT 600 x 600mm Grid:269483 |  | InstallationDate | 3140 | WarrantyGuarantorLabor |  | ModelLabel |  | WarrantyDescription |  |  | ProductionYear |  |  |  | F |  |  | Finish |  | 8.936512 | SerialNumber | WarrantyStartDate | BarCode | AssetIdentifier | Features | TagNumber |  |  | 0.464699 |  |  | 0 | WarrantyDurationParts | AccessibilityPerformance | CodePerformance | Color | Constituents | Grade | Material | ModelReference | NominalHeight | NominalLength | Shape | SustainabilityPerformance | WarrantyDurationLabor | FIXED | WarrantyGuarantorParts | ExpectedLife | ReplacementCost | NominalWidth | 23-35 70 24 | Ceilings | [11 empty] | 0.052000 | [9 empty] | First Floor | [16 empty] | CEILING | [23 empty] | 0.052000 | 2.680000 | 12.256000
3141 | First Floor |  |  |  | 269491 |  | New Construction |  |  |  | 209258 | 124382 | 119004 | Compound Ceiling:ACT 600 x 600mm Grid |  | Compound Ceiling:ACT 600 x 600mm Grid | Size | 187348 | 197653,197654,197655,197656,197657,209232,209233,209234,209235 | Manufacturer |  | 2_TmT90dD0x8tJSTjyTbQr | 1 | Compound Ceiling:ACT 600 x 600mm Grid:269491 |  | InstallationDate | 3141 | WarrantyGuarantorLabor |  | ModelLabel |  | WarrantyDescription |  |  | ProductionYear |  |  |  | F |  |  | Finish |  | 9.351115 | SerialNumber | WarrantyStartDate | BarCode | AssetIdentifier | Features | TagNumber |  |  | 0.486258 |  |  | 0 | WarrantyDurationParts | AccessibilityPerformance | CodePerformance | Color | Constituents | Grade | Material | ModelReference | NominalHeight | NominalLength | Shape | SustainabilityPerformance | WarrantyDurationLabor | FIXED | WarrantyGuarantorParts | ExpectedLife | ReplacementCost | NominalWidth | 23-35 70 24 | Ceilings | [11 empty] | 0.052000 | [9 empty] | First Floor | [16 empty] | CEILING | [23 empty] | 0.052000 | 2.680000 | 12.477950
3142 | First Floor |  |  |  | 269499 |  | New Construction |  |  |  | 209258 | 124383 | 119005 | Compound Ceiling:ACT 600 x 600mm Grid |  | Compound Ceiling:ACT 600 x 600mm Grid | Size | 187349 | 197658,197659,197660,197661,197662,209232,209233,209234,209235 | Manufacturer |  | 2_TmT90dD0x8tJSTjyTbQz | 1 | Compound Ceiling:ACT 600 x 600mm Grid:269499 |  | InstallationDate | 3142 | WarrantyGuarantorLabor |  | ModelLabel |  | WarrantyDescription |  |  | ProductionYear |  |  |  | F |  |  | Finish |  | 51.257476 | SerialNumber | WarrantyStartDate | BarCode | AssetIdentifier | Features | TagNumber |  |  | 2.665389 |  |  | 0 | WarrantyDurationParts | AccessibilityPerformance | CodePerformance | Color | Constituents | Grade | Material | ModelReference | NominalHeight | NominalLength | Shape | SustainabilityPerformance | WarrantyDurationLabor | FIXED | WarrantyGuarantorParts | ExpectedLife | ReplacementCost | NominalWidth | 23-35 70 24 | Ceilings | [11 empty] | 0.052000 | [9 empty] | First Floor | [16 empty] | CEILING | [23 empty] | 0.052000 | 2.680000 | 36.490950
3143 | First Floor |  |  |  | 269523 |  | New Construction |  |  |  | 209258 | 124384 | 119006 | Compound Ceiling:ACT 600 x 600mm Grid |  | Compound Ceiling:ACT 600 x 600mm Grid | Size | 187350 | 197663,197664,197665,197666,197667,209232,209233,209234,209235 | Manufacturer |  | 2_TmT90dD0x8tJSTjyTbRL | 1 | Compound Ceiling:ACT 600 x 600mm Grid:269523 |  | InstallationDate | 3143 | WarrantyGuarantorLabor |  | ModelLabel |  | WarrantyDescription |  |  | ProductionYear |  |  |  | F |  |  | Finish |  | 4.410432 | SerialNumber | WarrantyStartDate | BarCode | AssetIdentifier | Features | TagNumber |  |  | 0.229342 |  |  | 0 | WarrantyDurationParts | AccessibilityPerformance | CodePerformance | Color | Constituents | Grade | Material | ModelReference | NominalHeight | NominalLength | Shape | SustainabilityPerformance | WarrantyDurationLabor | FIXED | WarrantyGuarantorParts | ExpectedLife | ReplacementCost | NominalWidth | 23-35 70 24 | Ceilings | [11 empty] | 0.052000 | [9 empty] | First Floor | [16 empty] | CEILING | [23 empty] | 0.052000 | 2.680000 | 8.456000
3144 | First Floor |  |  |  | 269531 |  | New Construction |  |  |  | 209258 | 124385 | 119007 | Compound Ceiling:ACT 600 x 600mm Grid |  | Compound Ceiling:ACT 600 x 600mm Grid | Size | 187351 | 197668,197669,197670,197671,197672,209232,209233,209234,209235 | Manufacturer |  | 2_TmT90dD0x8tJSTjyTbRT | 1 | Compound Ceiling:ACT 600 x 600mm Grid:269531 |  | InstallationDate | 3144 | WarrantyGuarantorLabor |  | ModelLabel |  | WarrantyDescription |  |  | ProductionYear |  |  |  | F |  |  | Finish |  | 4.125267 | SerialNumber | WarrantyStartDate | BarCode | AssetIdentifier | Features | TagNumber |  |  | 0.214514 |  |  | 0 | WarrantyDurationParts | AccessibilityPerformance | CodePerformance | Color | Constituents | Grade | Material | ModelReference | NominalHeight | NominalLength | Shape | SustainabilityPerformance | WarrantyDurationLabor | FIXED | WarrantyGuarantorParts | ExpectedLife | ReplacementCost | NominalWidth | 23-35 70 24 | Ceilings | [11 empty] | 0.052000 | [9 empty] | First Floor | [16 empty] | CEILING | [23 empty] | 0.052000 | 2.680000 | 8.152050
3145 | First Floor |  |  |  | 269539 |  | New Construction |  |  |  | 209258 | 124386 | 119008 | Compound Ceiling:ACT 600 x 600mm Grid |  | Compound Ceiling:ACT 600 x 600mm Grid | Size | 187352 | 197673,197674,197675,197676,197677,209232,209233,209234,209235 | Manufacturer |  | 2_TmT90dD0x8tJSTjyTbRb | 1 | Compound Ceiling:ACT 600 x 600mm Grid:269539 |  | InstallationDate | 3145 | WarrantyGuarantorLabor |  | ModelLabel |  | WarrantyDescription |  |  | ProductionYear |  |  |  | F |  |  | Finish |  | 3.897104 | SerialNumber | WarrantyStartDate | BarCode | AssetIdentifier | Features | TagNumber |  |  | 0.202649 |  |  | 0 | WarrantyDurationParts | AccessibilityPerformance | CodePerformance | Color | Constituents | Grade | Material | ModelReference | NominalHeight | NominalLength | Shape | SustainabilityPerformance | WarrantyDurationLabor | FIXED | WarrantyGuarantorParts | ExpectedLife | ReplacementCost | NominalWidth | 23-35 70 24 | Ceilings | [11 empty] | 0.052000 | [9 empty] | First Floor | [16 empty] | CEILING | [23 empty] | 0.052000 | 2.680000 | 8.208000
3146 | First Floor |  |  |  | 269547 |  | New Construction |  |  |  | 209258 | 124387 | 119009 | Compound Ceiling:ACT 600 x 600mm Grid |  | Compound Ceiling:ACT 600 x 600mm Grid | Size | 187353 | 197678,197679,197680,197681,197682,209232,209233,209234,209235 | Manufacturer |  | 2_TmT90dD0x8tJSTjyTbRj | 1 | Compound Ceiling:ACT 600 x 600mm Grid:269547 |  | InstallationDate | 3146 | WarrantyGuarantorLabor |  | ModelLabel |  | WarrantyDescription |  |  | ProductionYear |  |  |  | F |  |  | Finish |  | 4.217240 | SerialNumber | WarrantyStartDate | BarCode | AssetIdentifier | Features | TagNumber |  |  | 0.219296 |  |  | 0 | WarrantyDurationParts | AccessibilityPerformance | CodePerformance | Color | Constituents | Grade | Material | ModelReference | NominalHeight | NominalLength | Shape | SustainabilityPerformance | WarrantyDurationLabor | FIXED | WarrantyGuarantorParts | ExpectedLife | ReplacementCost | NominalWidth | 23-35 70 24 | Ceilings | [11 empty] | 0.052000 | [9 empty] | First Floor | [16 empty] | CEILING | [23 empty] | 0.052000 | 2.680000 | 8.292000
3147 | First Floor |  |  |  | 269555 |  | New Construction |  |  |  | 209258 | 124388 | 119010 | Compound Ceiling:ACT 600 x 600mm Grid |  | Compound Ceiling:ACT 600 x 600mm Grid | Size | 187354 | 197683,197684,197685,197686,197687,209232,209233,209234,209235 | Manufacturer |  | 2_TmT90dD0x8tJSTjyTbRr | 1 | Compound Ceiling:ACT 600 x 600mm Grid:269555 |  | InstallationDate | 3147 | WarrantyGuarantorLabor |  | ModelLabel |  | WarrantyDescription |  |  | ProductionYear |  |  |  | F |  |  | Finish |  | 8.906972 | SerialNumber | WarrantyStartDate | BarCode | AssetIdentifier | Features | TagNumber |  |  | 0.463163 |  |  | 0 | WarrantyDurationParts | AccessibilityPerformance | CodePerformance | Color | Constituents | Grade | Material | ModelReference | NominalHeight | NominalLength | Shape | SustainabilityPerformance | WarrantyDurationLabor | FIXED | WarrantyGuarantorParts | ExpectedLife | ReplacementCost | NominalWidth | 23-35 70 24 | Ceilings | [11 empty] | 0.052000 | [9 empty] | First Floor | [16 empty] | CEILING | [23 empty] | 0.052000 | 2.680000 | 12.236000
3148 | First Floor |  |  |  | 269565 |  | New Construction |  |  |  | 209258 | 124389 | 119011 | Compound Ceiling:ACT 600 x 600mm Grid |  | Compound Ceiling:ACT 600 x 600mm Grid | Size | 187355 | 197688,197689,197690,197691,197692,209232,209233,209234,209235 | Manufacturer |  | 2_TmT90dD0x8tJSTjyTbRx | 1 | Compound Ceiling:ACT 600 x 600mm Grid:269565 |  | InstallationDate | 3148 | WarrantyGuarantorLabor |  | ModelLabel |  | WarrantyDescription |  |  | ProductionYear |  |  |  | F |  |  | Finish |  | 5.095800 | SerialNumber | WarrantyStartDate | BarCode | AssetIdentifier | Features | TagNumber |  |  | 0.264982 |  |  | 0 | WarrantyDurationParts | AccessibilityPerformance | CodePerformance | Color | Constituents | Grade | Material | ModelReference | NominalHeight | NominalLength | Shape | SustainabilityPerformance | WarrantyDurationLabor | FIXED | WarrantyGuarantorParts | ExpectedLife | ReplacementCost | NominalWidth | 23-35 70 24 | Ceilings | [11 empty] | 0.052000 | [9 empty] | First Floor | [16 empty] | CEILING | [23 empty] | 0.052000 | 2.680000 | 9.380000
3149 | First Floor |  |  |  | 269573 |  | New Construction |  |  |  | 209258 | 124390 | 119012 | Compound Ceiling:ACT 600 x 600mm Grid |  | Compound Ceiling:ACT 600 x 600mm Grid | Size | 187356 | 197693,197694,197695,197696,197697,209232,209233,209234,209235 | Manufacturer |  | 2_TmT90dD0x8tJSTjyTbS3 | 1 | Compound Ceiling:ACT 600 x 600mm Grid:269573 |  | InstallationDate | 3149 | WarrantyGuarantorLabor |  | ModelLabel |  | WarrantyDescription |  |  | ProductionYear |  |  |  | F |  |  | Finish |  | 4.903969 | SerialNumber | WarrantyStartDate | BarCode | AssetIdentifier | Features | TagNumber |  |  | 0.255006 |  |  | 0 | WarrantyDurationParts | AccessibilityPerformance | CodePerformance | Color | Constituents | Grade | Material | ModelReference | NominalHeight | NominalLength | Shape | SustainabilityPerformance | WarrantyDurationLabor | FIXED | WarrantyGuarantorParts | ExpectedLife | ReplacementCost | NominalWidth | 23-35 70 24 | Ceilings | [11 empty] | 0.052000 | [9 empty] | First Floor | [16 empty] | CEILING | [23 empty] | 0.052000 | 2.680000 | 9.577950
3150 | First Floor |  |  |  | 269585 |  | New Construction |  |  |  | 209258 | 124391 | 119013 | Compound Ceiling:ACT 600 x 600mm Grid |  | Compound Ceiling:ACT 600 x 600mm Grid | Size | 187357 | 197698,197699,197700,197701,197702,209232,209233,209234,209235 | Manufacturer |  | 2_TmT90dD0x8tJSTjyTbSN | 1 | Compound Ceiling:ACT 600 x 600mm Grid:269585 |  | InstallationDate | 3150 | WarrantyGuarantorLabor |  | ModelLabel |  | WarrantyDescription |  |  | ProductionYear |  |  |  | F |  |  | Finish |  | 64.959236 | SerialNumber | WarrantyStartDate | BarCode | AssetIdentifier | Features | TagNumber |  |  | 3.377880 |  |  | 0 | WarrantyDurationParts | AccessibilityPerformance | CodePerformance | Color | Constituents | Grade | Material | ModelReference | NominalHeight | NominalLength | Shape | SustainabilityPerformance | WarrantyDurationLabor | FIXED | WarrantyGuarantorParts | ExpectedLife | ReplacementCost | NominalWidth | 23-35 70 24 | Ceilings | [11 empty] | 0.052000 | [9 empty] | First Floor | [16 empty] | CEILING | [23 empty] | 0.052000 | 2.680000 | 46.643000
3151 | First Floor |  |  |  | 269613 |  | New Construction |  |  |  | 209258 | 124392 | 119014 | Compound Ceiling:ACT 600 x 600mm Grid |  | Compound Ceiling:ACT 600 x 600mm Grid | Size | 187358 | 197703,197704,197705,197706,197707,209232,209233,209234,209235 | Manufacturer |  | 2_TmT90dD0x8tJSTjyTbSh | 1 | Compound Ceiling:ACT 600 x 600mm Grid:269613 |  | InstallationDate | 3151 | WarrantyGuarantorLabor |  | ModelLabel |  | WarrantyDescription |  |  | ProductionYear |  |  |  | F |  |  | Finish |  | 9.097978 | SerialNumber | WarrantyStartDate | BarCode | AssetIdentifier | Features | TagNumber |  |  | 0.473095 |  |  | 0 | WarrantyDurationParts | AccessibilityPerformance | CodePerformance | Color | Constituents | Grade | Material | ModelReference | NominalHeight | NominalLength | Shape | SustainabilityPerformance | WarrantyDurationLabor | FIXED | WarrantyGuarantorParts | ExpectedLife | ReplacementCost | NominalWidth | 23-35 70 24 | Ceilings | [11 empty] | 0.052000 | [9 empty] | First Floor | [16 empty] | CEILING | [23 empty] | 0.052000 | 2.680000 | 12.644000
3152 | First Floor |  |  |  | 269636 |  | New Construction |  |  |  | 209258 | 124393 | 119015 | Compound Ceiling:ACT 600 x 600mm Grid |  | Compound Ceiling:ACT 600 x 600mm Grid | Size | 187359 | 197708,197709,197710,197711,197712,209232,209233,209234,209235 | Manufacturer |  | 2_TmT90dD0x8tJSTjyTbT2 | 1 | Compound Ceiling:ACT 600 x 600mm Grid:269636 |  | InstallationDate | 3152 | WarrantyGuarantorLabor |  | ModelLabel |  | WarrantyDescription |  |  | ProductionYear |  |  |  | F |  |  | Finish |  | 15.139597 | SerialNumber | WarrantyStartDate | BarCode | AssetIdentifier | Features | TagNumber |  |  | 0.787259 |  |  | 0 | WarrantyDurationParts | AccessibilityPerformance | CodePerformance | Color | Constituents | Grade | Material | ModelReference | NominalHeight | NominalLength | Shape | SustainabilityPerformance | WarrantyDurationLabor | FIXED | WarrantyGuarantorParts | ExpectedLife | ReplacementCost | NominalWidth | 23-35 70 24 | Ceilings | [11 empty] | 0.052000 | [9 empty] | First Floor | [16 empty] | CEILING | [23 empty] | 0.052000 | 2.680000 | 21.747999
3153 | First Floor |  |  |  | 269651 |  | New Construction |  |  |  | 209258 | 124394 | 119016 | Compound Ceiling:ACT 600 x 600mm Grid |  | Compound Ceiling:ACT 600 x 600mm Grid | Size | 187360 | 197713,197714,197715,197716,197717,209232,209233,209234,209235 | Manufacturer |  | 2_TmT90dD0x8tJSTjyTbTL | 1 | Compound Ceiling:ACT 600 x 600mm Grid:269651 |  | InstallationDate | 3153 | WarrantyGuarantorLabor |  | ModelLabel |  | WarrantyDescription |  |  | ProductionYear |  |  |  | F |  |  | Finish |  | 3.937386 | SerialNumber | WarrantyStartDate | BarCode | AssetIdentifier | Features | TagNumber |  |  | 0.204744 |  |  | 0 | WarrantyDurationParts | AccessibilityPerformance | CodePerformance | Color | Constituents | Grade | Material | ModelReference | NominalHeight | NominalLength | Shape | SustainabilityPerformance | WarrantyDurationLabor | FIXED | WarrantyGuarantorParts | ExpectedLife | ReplacementCost | NominalWidth | 23-35 70 24 | Ceilings | [11 empty] | 0.052000 | [9 empty] | First Floor | [16 empty] | CEILING | [23 empty] | 0.052000 | 2.680000 | 7.988001
3154 | First Floor |  |  |  | 269660 |  | New Construction |  |  |  | 209258 | 124395 | 119017 | Compound Ceiling:ACT 600 x 600mm Grid |  | Compound Ceiling:ACT 600 x 600mm Grid | Size | 187361 | 197718,197719,197720,197721,197722,209232,209233,209234,209235 | Manufacturer |  | 2_TmT90dD0x8tJSTjyTbTQ | 1 | Compound Ceiling:ACT 600 x 600mm Grid:269660 |  | InstallationDate | 3154 | WarrantyGuarantorLabor |  | ModelLabel |  | WarrantyDescription |  |  | ProductionYear |  |  |  | F |  |  | Finish |  | 5.868032 | SerialNumber | WarrantyStartDate | BarCode | AssetIdentifier | Features | TagNumber |  |  | 0.305138 |  |  | 0 | WarrantyDurationParts | AccessibilityPerformance | CodePerformance | Color | Constituents | Grade | Material | ModelReference | NominalHeight | NominalLength | Shape | SustainabilityPerformance | WarrantyDurationLabor | FIXED | WarrantyGuarantorParts | ExpectedLife | ReplacementCost | NominalWidth | 23-35 70 24 | Ceilings | [11 empty] | 0.052000 | [9 empty] | First Floor | [16 empty] | CEILING | [23 empty] | 0.052000 | 2.680000 | 9.696000
3155 | First Floor |  |  |  | 269669 |  | New Construction |  |  |  | 209258 | 124396 | 119018 | Compound Ceiling:ACT 600 x 600mm Grid |  | Compound Ceiling:ACT 600 x 600mm Grid | Size | 187362 | 197723,197724,197725,197726,197727,209232,209233,209234,209235 | Manufacturer |  | 2_TmT90dD0x8tJSTjyTbTZ | 1 | Compound Ceiling:ACT 600 x 600mm Grid:269669 |  | InstallationDate | 3155 | WarrantyGuarantorLabor |  | ModelLabel |  | WarrantyDescription |  |  | ProductionYear |  |  |  | F |  |  | Finish |  | 10.720760 | SerialNumber | WarrantyStartDate | BarCode | AssetIdentifier | Features | TagNumber |  |  | 0.557480 |  |  | 0 | WarrantyDurationParts | AccessibilityPerformance | CodePerformance | Color | Constituents | Grade | Material | ModelReference | NominalHeight | NominalLength | Shape | SustainabilityPerformance | WarrantyDurationLabor | FIXED | WarrantyGuarantorParts | ExpectedLife | ReplacementCost | NominalWidth | 23-35 70 24 | Ceilings | [11 empty] | 0.052000 | [9 empty] | First Floor | [16 empty] | CEILING | [23 empty] | 0.052000 | 2.680000 | 13.332000
3156 | First Floor |  |  |  | 269678 |  | New Construction |  |  |  | 209258 | 124397 | 119019 | Compound Ceiling:ACT 600 x 600mm Grid |  | Compound Ceiling:ACT 600 x 600mm Grid | Size | 187363 | 197728,197729,197730,197731,197732,209232,209233,209234,209235 | Manufacturer |  | 2_TmT90dD0x8tJSTjyTbTe | 1 | Compound Ceiling:ACT 600 x 600mm Grid:269678 |  | InstallationDate | 3156 | WarrantyGuarantorLabor |  | ModelLabel |  | WarrantyDescription |  |  | ProductionYear |  |  |  | F |  |  | Finish |  | 11.947788 | SerialNumber | WarrantyStartDate | BarCode | AssetIdentifier | Features | TagNumber |  |  | 0.621285 |  |  | 0 | WarrantyDurationParts | AccessibilityPerformance | CodePerformance | Color | Constituents | Grade | Material | ModelReference | NominalHeight | NominalLength | Shape | SustainabilityPerformance | WarrantyDurationLabor | FIXED | WarrantyGuarantorParts | ExpectedLife | ReplacementCost | NominalWidth | 23-35 70 24 | Ceilings | [11 empty] | 0.052000 | [9 empty] | First Floor | [16 empty] | CEILING | [23 empty] | 0.052000 | 2.680000 | 13.936904
3157 | First Floor |  |  |  | 269686 |  | New Construction |  |  |  | 209258 | 124398 | 119020 | Compound Ceiling:ACT 600 x 600mm Grid |  | Compound Ceiling:ACT 600 x 600mm Grid | Size | 187364 | 197733,197734,197735,197736,197737,209232,209233,209234,209235 | Manufacturer |  | 2_TmT90dD0x8tJSTjyTbTm | 1 | Compound Ceiling:ACT 600 x 600mm Grid:269686 |  | InstallationDate | 3157 | WarrantyGuarantorLabor |  | ModelLabel |  | WarrantyDescription |  |  | ProductionYear |  |  |  | F |  |  | Finish |  | 11.883862 | SerialNumber | WarrantyStartDate | BarCode | AssetIdentifier | Features | TagNumber |  |  | 0.617961 |  |  | 0 | WarrantyDurationParts | AccessibilityPerformance | CodePerformance | Color | Constituents | Grade | Material | ModelReference | NominalHeight | NominalLength | Shape | SustainabilityPerformance | WarrantyDurationLabor | FIXED | WarrantyGuarantorParts | ExpectedLife | ReplacementCost | NominalWidth | 23-35 70 24 | Ceilings | [11 empty] | 0.052000 | [9 empty] | First Floor | [16 empty] | CEILING | [23 empty] | 0.052000 | 2.680000 | 13.936904
3158 | First Floor |  |  |  | 269710 |  | New Construction |  |  |  | 209258 | 124399 | 119021 | Compound Ceiling:ACT 600 x 600mm Grid |  | Compound Ceiling:ACT 600 x 600mm Grid | Size | 187365 | 197738,197739,197740,197741,197742,209232,209233,209234,209235 | Manufacturer |  | 2_TmT90dD0x8tJSTjyTbU8 | 1 | Compound Ceiling:ACT 600 x 600mm Grid:269710 |  | InstallationDate | 3158 | WarrantyGuarantorLabor |  | ModelLabel |  | WarrantyDescription |  |  | ProductionYear |  |  |  | F |  |  | Finish |  | 4.184712 | SerialNumber | WarrantyStartDate | BarCode | AssetIdentifier | Features | TagNumber |  |  | 0.217605 |  |  | 0 | WarrantyDurationParts | AccessibilityPerformance | CodePerformance | Color | Constituents | Grade | Material | ModelReference | NominalHeight | NominalLength | Shape | SustainabilityPerformance | WarrantyDurationLabor | FIXED | WarrantyGuarantorParts | ExpectedLife | ReplacementCost | NominalWidth | 23-35 70 24 | Ceilings | [11 empty] | 0.052000 | [9 empty] | First Floor | [16 empty] | CEILING | [23 empty] | 0.052000 | 2.680000 | 8.196000
3159 | First Floor |  |  |  | 269718 |  | New Construction |  |  |  | 209258 | 124400 | 119022 | Compound Ceiling:ACT 600 x 600mm Grid |  | Compound Ceiling:ACT 600 x 600mm Grid | Size | 187366 | 197743,197744,197745,197746,197747,209232,209233,209234,209235 | Manufacturer |  | 2_TmT90dD0x8tJSTjyTbUG | 1 | Compound Ceiling:ACT 600 x 600mm Grid:269718 |  | InstallationDate | 3159 | WarrantyGuarantorLabor |  | ModelLabel |  | WarrantyDescription |  |  | ProductionYear |  |  |  | F |  |  | Finish |  | 13.773200 | SerialNumber | WarrantyStartDate | BarCode | AssetIdentifier | Features | TagNumber |  |  | 0.716206 |  |  | 0 | WarrantyDurationParts | AccessibilityPerformance | CodePerformance | Color | Constituents | Grade | Material | ModelReference | NominalHeight | NominalLength | Shape | SustainabilityPerformance | WarrantyDurationLabor | FIXED | WarrantyGuarantorParts | ExpectedLife | ReplacementCost | NominalWidth | 23-35 70 24 | Ceilings | [11 empty] | 0.052000 | [9 empty] | First Floor | [16 empty] | CEILING | [23 empty] | 0.052000 | 2.680000 | 15.688000
3160 | First Floor |  |  |  | 269732 |  | New Construction |  |  |  | 209258 | 124401 | 119023 | Compound Ceiling:ACT 600 x 600mm Grid |  | Compound Ceiling:ACT 600 x 600mm Grid | Size | 187367 | 197748,197749,197750,197751,197752,209232,209233,209234,209235 | Manufacturer |  | 2_TmT90dD0x8tJSTjyTbUY | 1 | Compound Ceiling:ACT 600 x 600mm Grid:269732 |  | InstallationDate | 3160 | WarrantyGuarantorLabor |  | ModelLabel |  | WarrantyDescription |  |  | ProductionYear |  |  |  | F |  |  | Finish |  | 9.098656 | SerialNumber | WarrantyStartDate | BarCode | AssetIdentifier | Features | TagNumber |  |  | 0.473130 |  |  | 0 | WarrantyDurationParts | AccessibilityPerformance | CodePerformance | Color | Constituents | Grade | Material | ModelReference | NominalHeight | NominalLength | Shape | SustainabilityPerformance | WarrantyDurationLabor | FIXED | WarrantyGuarantorParts | ExpectedLife | ReplacementCost | NominalWidth | 23-35 70 24 | Ceilings | [11 empty] | 0.052000 | [9 empty] | First Floor | [16 empty] | CEILING | [23 empty] | 0.052000 | 2.680000 | 12.856000
3161 | First Floor |  |  |  | 269742 |  | New Construction |  |  |  | 209258 | 124402 | 119024 | Compound Ceiling:ACT 600 x 600mm Grid |  | Compound Ceiling:ACT 600 x 600mm Grid | Size | 187368 | 197753,197754,197755,197756,197757,209232,209233,209234,209235 | Manufacturer |  | 2_TmT90dD0x8tJSTjyTbUe | 1 | Compound Ceiling:ACT 600 x 600mm Grid:269742 |  | InstallationDate | 3161 | WarrantyGuarantorLabor |  | ModelLabel |  | WarrantyDescription |  |  | ProductionYear |  |  |  | F |  |  | Finish |  | 4.653902 | SerialNumber | WarrantyStartDate | BarCode | AssetIdentifier | Features | TagNumber |  |  | 0.242003 |  |  | 0 | WarrantyDurationParts | AccessibilityPerformance | CodePerformance | Color | Constituents | Grade | Material | ModelReference | NominalHeight | NominalLength | Shape | SustainabilityPerformance | WarrantyDurationLabor | FIXED | WarrantyGuarantorParts | ExpectedLife | ReplacementCost | NominalWidth | 23-35 70 24 | Ceilings | [11 empty] | 0.052000 | [9 empty] | First Floor | [16 empty] | CEILING | [23 empty] | 0.052000 | 2.680000 | 8.736800
3162 | First Floor |  |  |  | 269750 |  | New Construction |  |  |  | 209258 | 124403 | 119025 | Compound Ceiling:ACT 600 x 600mm Grid |  | Compound Ceiling:ACT 600 x 600mm Grid | Size | 187369 | 197758,197759,197760,197761,197762,209232,209233,209234,209235 | Manufacturer |  | 2_TmT90dD0x8tJSTjyTbUm | 1 | Compound Ceiling:ACT 600 x 600mm Grid:269750 |  | InstallationDate | 3162 | WarrantyGuarantorLabor |  | ModelLabel |  | WarrantyDescription |  |  | ProductionYear |  |  |  | F |  |  | Finish |  | 10.222139 | SerialNumber | WarrantyStartDate | BarCode | AssetIdentifier | Features | TagNumber |  |  | 0.531551 |  |  | 0 | WarrantyDurationParts | AccessibilityPerformance | CodePerformance | Color | Constituents | Grade | Material | ModelReference | NominalHeight | NominalLength | Shape | SustainabilityPerformance | WarrantyDurationLabor | FIXED | WarrantyGuarantorParts | ExpectedLife | ReplacementCost | NominalWidth | 23-35 70 24 | Ceilings | [11 empty] | 0.052000 | [9 empty] | First Floor | [16 empty] | CEILING | [23 empty] | 0.052000 | 2.680000 | 13.756000
3163 | First Floor |  |  |  | 269760 |  | New Construction |  |  |  | 209258 | 124404 | 119026 | Compound Ceiling:ACT 600 x 600mm Grid |  | Compound Ceiling:ACT 600 x 600mm Grid | Size | 187370 | 197763,197764,197765,197766,197767,209232,209233,209234,209235 | Manufacturer |  | 2_TmT90dD0x8tJSTjyTbV6 | 1 | Compound Ceiling:ACT 600 x 600mm Grid:269760 |  | InstallationDate | 3163 | WarrantyGuarantorLabor |  | ModelLabel |  | WarrantyDescription |  |  | ProductionYear |  |  |  | F |  |  | Finish |  | 9.190686 | SerialNumber | WarrantyStartDate | BarCode | AssetIdentifier | Features | TagNumber |  |  | 0.477916 |  |  | 0 | WarrantyDurationParts | AccessibilityPerformance | CodePerformance | Color | Constituents | Grade | Material | ModelReference | NominalHeight | NominalLength | Shape | SustainabilityPerformance | WarrantyDurationLabor | FIXED | WarrantyGuarantorParts | ExpectedLife | ReplacementCost | NominalWidth | 23-35 70 24 | Ceilings | [11 empty] | 0.052000 | [9 empty] | First Floor | [16 empty] | CEILING | [23 empty] | 0.052000 | 2.680000 | 12.290000
3164 | First Floor |  |  |  | 269795 |  | New Construction |  |  |  | 209258 | 124405 | 119027 | Compound Ceiling:ACT 600 x 600mm Grid |  | Compound Ceiling:ACT 600 x 600mm Grid | Size | 187371 | 197768,197769,197770,197771,197772,209232,209233,209234,209235 | Manufacturer |  | 2_TmT90dD0x8tJSTjyTbVb | 1 | Compound Ceiling:ACT 600 x 600mm Grid:269795 |  | InstallationDate | 3164 | WarrantyGuarantorLabor |  | ModelLabel |  | WarrantyDescription |  |  | ProductionYear |  |  |  | F |  |  | Finish |  | 4.580780 | SerialNumber | WarrantyStartDate | BarCode | AssetIdentifier | Features | TagNumber |  |  | 0.238201 |  |  | 0 | WarrantyDurationParts | AccessibilityPerformance | CodePerformance | Color | Constituents | Grade | Material | ModelReference | NominalHeight | NominalLength | Shape | SustainabilityPerformance | WarrantyDurationLabor | FIXED | WarrantyGuarantorParts | ExpectedLife | ReplacementCost | NominalWidth | 23-35 70 24 | Ceilings | [11 empty] | 0.052000 | [9 empty] | First Floor | [16 empty] | CEILING | [23 empty] | 0.052000 | 2.680000 | 8.592000
3165 | First Floor |  |  |  | 271806 |  | New Construction |  |  |  | 209258 | 124417 | 119028 | Compound Ceiling:ACT 600 x 600mm Grid |  | Compound Ceiling:ACT 600 x 600mm Grid | Size | 187383 | 197839,197840,197841,197842,197843,209232,209233,209234,209235 | Manufacturer |  | 2_TmT90dD0x8tJSTjyTc_u | 1 | Compound Ceiling:ACT 600 x 600mm Grid:271806 |  | InstallationDate | 3165 | WarrantyGuarantorLabor |  | ModelLabel |  | WarrantyDescription |  |  | ProductionYear |  |  |  | F |  |  | Finish |  | 51.815639 | SerialNumber | WarrantyStartDate | BarCode | AssetIdentifier | Features | TagNumber |  |  | 2.694413 |  |  | 0 | WarrantyDurationParts | AccessibilityPerformance | CodePerformance | Color | Constituents | Grade | Material | ModelReference | NominalHeight | NominalLength | Shape | SustainabilityPerformance | WarrantyDurationLabor | FIXED | WarrantyGuarantorParts | ExpectedLife | ReplacementCost | NominalWidth | 23-35 70 24 | Ceilings | [11 empty] | 0.052000 | [9 empty] | First Floor | [16 empty] | CEILING | [23 empty] | 0.052000 | 2.680000 | 48.089407
3166 | First Floor |  |  |  | 271832 |  | New Construction |  |  |  | 209258 | 124418 | 119029 | Compound Ceiling:ACT 600 x 600mm Grid |  | Compound Ceiling:ACT 600 x 600mm Grid | Size | 187384 | 197844,197845,197846,197847,197848,209232,209233,209234,209235 | Manufacturer |  | 2_TmT90dD0x8tJSTjyTc$U | 1 | Compound Ceiling:ACT 600 x 600mm Grid:271832 |  | InstallationDate | 3166 | WarrantyGuarantorLabor |  | ModelLabel |  | WarrantyDescription |  |  | ProductionYear |  |  |  | F |  |  | Finish |  | 57.439265 | SerialNumber | WarrantyStartDate | BarCode | AssetIdentifier | Features | TagNumber |  |  | 2.986842 |  |  | 0 | WarrantyDurationParts | AccessibilityPerformance | CodePerformance | Color | Constituents | Grade | Material | ModelReference | NominalHeight | NominalLength | Shape | SustainabilityPerformance | WarrantyDurationLabor | FIXED | WarrantyGuarantorParts | ExpectedLife | ReplacementCost | NominalWidth | 23-35 70 24 | Ceilings | [11 empty] | 0.052000 | [9 empty] | First Floor | [16 empty] | CEILING | [23 empty] | 0.052000 | 2.680000 | 70.158999
3167 | First Floor |  |  |  | 271854 |  | New Construction |  |  |  | 209258 | 124419 | 119030 | Compound Ceiling:ACT 600 x 600mm Grid |  | Compound Ceiling:ACT 600 x 600mm Grid | Size | 187385 | 197849,197850,197851,197852,197853,209232,209233,209234,209235 | Manufacturer |  | 2_TmT90dD0x8tJSTjyTc$e | 1 | Compound Ceiling:ACT 600 x 600mm Grid:271854 |  | InstallationDate | 3167 | WarrantyGuarantorLabor |  | ModelLabel |  | WarrantyDescription |  |  | ProductionYear |  |  |  | F |  |  | Finish |  | 59.004935 | SerialNumber | WarrantyStartDate | BarCode | AssetIdentifier | Features | TagNumber |  |  | 3.068257 |  |  | 0 | WarrantyDurationParts | AccessibilityPerformance | CodePerformance | Color | Constituents | Grade | Material | ModelReference | NominalHeight | NominalLength | Shape | SustainabilityPerformance | WarrantyDurationLabor | FIXED | WarrantyGuarantorParts | ExpectedLife | ReplacementCost | NominalWidth | 23-35 70 24 | Ceilings | [11 empty] | 0.052000 | [9 empty] | First Floor | [16 empty] | CEILING | [23 empty] | 0.052000 | 2.680000 | 72.996000
3168 | First Floor |  |  |  | 272284 |  | New Construction |  |  |  | 209258 | 124420 | 119031 | Compound Ceiling:ACT 600 x 600mm Grid |  | Compound Ceiling:ACT 600 x 600mm Grid | Size | 187386 | 197854,197855,197856,197857,197858,209232,209233,209234,209235 | Manufacturer |  | 2_TmT90dD0x8tJSTjyTcsQ | 1 | Compound Ceiling:ACT 600 x 600mm Grid:272284 |  | InstallationDate | 3168 | WarrantyGuarantorLabor |  | ModelLabel |  | WarrantyDescription |  |  | ProductionYear |  |  |  | F |  |  | Finish |  | 8.225310 | SerialNumber | WarrantyStartDate | BarCode | AssetIdentifier | Features | TagNumber |  |  | 0.427716 |  |  | 0 | WarrantyDurationParts | AccessibilityPerformance | CodePerformance | Color | Constituents | Grade | Material | ModelReference | NominalHeight | NominalLength | Shape | SustainabilityPerformance | WarrantyDurationLabor | FIXED | WarrantyGuarantorParts | ExpectedLife | ReplacementCost | NominalWidth | 23-35 70 24 | Ceilings | [11 empty] | 0.052000 | [9 empty] | First Floor | [16 empty] | CEILING | [23 empty] | 0.052000 | 2.680000 | 12.776000
3169 | First Floor |  |  |  | 272729 |  | New Construction |  |  |  | 209258 | 124421 | 119032 | Compound Ceiling:ACT 600 x 600mm Grid |  | Compound Ceiling:ACT 600 x 600mm Grid | Size | 187387 | 197859,197860,197861,197862,197863,209232,209233,209234,209235 | Manufacturer |  | 2_TmT90dD0x8tJSTjyTcDV | 1 | Compound Ceiling:ACT 600 x 600mm Grid:272729 |  | InstallationDate | 3169 | WarrantyGuarantorLabor |  | ModelLabel |  | WarrantyDescription |  |  | ProductionYear |  |  |  | F |  |  | Finish |  | 7.870285 | SerialNumber | WarrantyStartDate | BarCode | AssetIdentifier | Features | TagNumber |  |  | 0.409255 |  |  | 0 | WarrantyDurationParts | AccessibilityPerformance | CodePerformance | Color | Constituents | Grade | Material | ModelReference | NominalHeight | NominalLength | Shape | SustainabilityPerformance | WarrantyDurationLabor | FIXED | WarrantyGuarantorParts | ExpectedLife | ReplacementCost | NominalWidth | 23-35 70 24 | Ceilings | [11 empty] | 0.052000 | [9 empty] | First Floor | [16 empty] | CEILING | [23 empty] | 0.052000 | 2.680000 | 11.953201
3170 | First Floor |  |  |  | 273116 |  | New Construction |  |  |  | 209258 | 124422 | 119033 | Compound Ceiling:ACT 600 x 600mm Grid |  | Compound Ceiling:ACT 600 x 600mm Grid | Size | 187388 | 197864,197865,197866,197867,197868,209232,209233,209234,209235 | Manufacturer |  | 2_TmT90dD0x8tJSTjyTc3Q | 1 | Compound Ceiling:ACT 600 x 600mm Grid:273116 |  | InstallationDate | 3170 | WarrantyGuarantorLabor |  | ModelLabel |  | WarrantyDescription |  |  | ProductionYear |  |  |  | F |  |  | Finish |  | 7.060590 | SerialNumber | WarrantyStartDate | BarCode | AssetIdentifier | Features | TagNumber |  |  | 0.367151 |  |  | 0 | WarrantyDurationParts | AccessibilityPerformance | CodePerformance | Color | Constituents | Grade | Material | ModelReference | NominalHeight | NominalLength | Shape | SustainabilityPerformance | WarrantyDurationLabor | FIXED | WarrantyGuarantorParts | ExpectedLife | ReplacementCost | NominalWidth | 23-35 70 24 | Ceilings | [11 empty] | 0.052000 | [9 empty] | First Floor | [16 empty] | CEILING | [23 empty] | 0.052000 | 2.680000 | 11.678000
3171 | First Floor |  |  |  | 273128 |  | New Construction |  |  |  | 209258 | 124423 | 119034 | Compound Ceiling:ACT 600 x 600mm Grid |  | Compound Ceiling:ACT 600 x 600mm Grid | Size | 187389 | 197869,197870,197871,197872,197873,209232,209233,209234,209235 | Manufacturer |  | 2_TmT90dD0x8tJSTjyTc3k | 1 | Compound Ceiling:ACT 600 x 600mm Grid:273128 |  | InstallationDate | 3171 | WarrantyGuarantorLabor |  | ModelLabel |  | WarrantyDescription |  |  | ProductionYear |  |  |  | F |  |  | Finish |  | 4.651448 | SerialNumber | WarrantyStartDate | BarCode | AssetIdentifier | Features | TagNumber |  |  | 0.241875 |  |  | 0 | WarrantyDurationParts | AccessibilityPerformance | CodePerformance | Color | Constituents | Grade | Material | ModelReference | NominalHeight | NominalLength | Shape | SustainabilityPerformance | WarrantyDurationLabor | FIXED | WarrantyGuarantorParts | ExpectedLife | ReplacementCost | NominalWidth | 23-35 70 24 | Ceilings | [11 empty] | 0.052000 | [9 empty] | First Floor | [16 empty] | CEILING | [23 empty] | 0.052000 | 2.680000 | 8.742000
3172 | First Floor |  |  |  | 273149 |  | New Construction |  |  |  | 209258 | 124424 | 119035 | Compound Ceiling:ACT 600 x 600mm Grid |  | Compound Ceiling:ACT 600 x 600mm Grid | Size | 187390 | 197874,197875,197876,197877,197878,209232,209233,209234,209235 | Manufacturer |  | 2_TmT90dD0x8tJSTjyTc3x | 1 | Compound Ceiling:ACT 600 x 600mm Grid:273149 |  | InstallationDate | 3172 | WarrantyGuarantorLabor |  | ModelLabel |  | WarrantyDescription |  |  | ProductionYear |  |  |  | F |  |  | Finish |  | 12.455744 | SerialNumber | WarrantyStartDate | BarCode | AssetIdentifier | Features | TagNumber |  |  | 0.647699 |  |  | 0 | WarrantyDurationParts | AccessibilityPerformance | CodePerformance | Color | Constituents | Grade | Material | ModelReference | NominalHeight | NominalLength | Shape | SustainabilityPerformance | WarrantyDurationLabor | FIXED | WarrantyGuarantorParts | ExpectedLife | ReplacementCost | NominalWidth | 23-35 70 24 | Ceilings | [11 empty] | 0.052000 | [9 empty] | First Floor | [16 empty] | CEILING | [23 empty] | 0.052000 | 2.680000 | 14.532000
3173 | First Floor |  |  |  | 273430 |  | New Construction |  |  |  | 209258 | 124425 | 119036 | Compound Ceiling:ACT 600 x 600mm Grid |  | Compound Ceiling:ACT 600 x 600mm Grid | Size | 187391 | 197879,197880,197881,197882,197883,209232,209233,209234,209235 | Manufacturer |  | 2_TmT90dD0x8tJSTjyTcOG | 1 | Compound Ceiling:ACT 600 x 600mm Grid:273430 |  | InstallationDate | 3173 | WarrantyGuarantorLabor |  | ModelLabel |  | WarrantyDescription |  |  | ProductionYear |  |  |  | F |  |  | Finish |  | 8.732956 | SerialNumber | WarrantyStartDate | BarCode | AssetIdentifier | Features | TagNumber |  |  | 0.454114 |  |  | 0 | WarrantyDurationParts | AccessibilityPerformance | CodePerformance | Color | Constituents | Grade | Material | ModelReference | NominalHeight | NominalLength | Shape | SustainabilityPerformance | WarrantyDurationLabor | FIXED | WarrantyGuarantorParts | ExpectedLife | ReplacementCost | NominalWidth | 23-35 70 24 | Ceilings | [11 empty] | 0.052000 | [9 empty] | First Floor | [16 empty] | CEILING | [23 empty] | 0.052000 | 2.680000 | 12.168000
3174 | First Floor |  |  |  | 273443 |  | New Construction |  |  |  | 209258 | 124426 | 119037 | Compound Ceiling:Gypsum Board |  | Compound Ceiling:Gypsum Board | Size | 187392 | 197884,197885,197886,197887,197888,209179,209180,209181,209182 | Manufacturer |  | 2_TmT90dD0x8tJSTjyTcOb | 1 | Compound Ceiling:Gypsum Board:273443 |  | InstallationDate | 3174 | WarrantyGuarantorLabor |  | ModelLabel |  | WarrantyDescription |  |  | ProductionYear |  |  |  | F |  |  | Finish |  | 1.127745 | SerialNumber | WarrantyStartDate | BarCode | AssetIdentifier | Features | TagNumber |  |  | 0.064281 |  |  | 0 | WarrantyDurationParts | AccessibilityPerformance | CodePerformance | Color | Constituents | Grade | Material | ModelReference | NominalHeight | NominalLength | Shape | SustainabilityPerformance | WarrantyDurationLabor | FIXED | WarrantyGuarantorParts | ExpectedLife | ReplacementCost | NominalWidth | 23-35 70 24 | Ceilings | [11 empty] | 0.057000 | [9 empty] | First Floor | [16 empty] | CEILING | [23 empty] | 0.057000 | 2.800000 | 4.739000
3175 | First Floor |  |  |  | 273451 |  | New Construction |  |  |  | 209258 | 124427 | 119038 | Compound Ceiling:Gypsum Board |  | Compound Ceiling:Gypsum Board | Size | 187393 | 197889,197890,197891,197892,197893,209179,209180,209181,209182 | Manufacturer |  | 2_TmT90dD0x8tJSTjyTcOj | 1 | Compound Ceiling:Gypsum Board:273451 |  | InstallationDate | 3175 | WarrantyGuarantorLabor |  | ModelLabel |  | WarrantyDescription |  |  | ProductionYear |  |  |  | F |  |  | Finish |  | 1.439820 | SerialNumber | WarrantyStartDate | BarCode | AssetIdentifier | Features | TagNumber |  |  | 0.082070 |  |  | 0 | WarrantyDurationParts | AccessibilityPerformance | CodePerformance | Color | Constituents | Grade | Material | ModelReference | NominalHeight | NominalLength | Shape | SustainabilityPerformance | WarrantyDurationLabor | FIXED | WarrantyGuarantorParts | ExpectedLife | ReplacementCost | NominalWidth | 23-35 70 24 | Ceilings | [11 empty] | 0.057000 | [9 empty] | First Floor | [16 empty] | CEILING | [23 empty] | 0.057000 | 2.800000 | 5.104000
3176 | First Floor |  |  |  | 273459 |  | New Construction |  |  |  | 209258 | 124428 | 119039 | Compound Ceiling:ACT 600 x 600mm Grid |  | Compound Ceiling:ACT 600 x 600mm Grid | Size | 187394 | 197894,197895,197896,197897,197898,209232,209233,209234,209235 | Manufacturer |  | 2_TmT90dD0x8tJSTjyTcOr | 1 | Compound Ceiling:ACT 600 x 600mm Grid:273459 |  | InstallationDate | 3176 | WarrantyGuarantorLabor |  | ModelLabel |  | WarrantyDescription |  |  | ProductionYear |  |  |  | F |  |  | Finish |  | 7.129407 | SerialNumber | WarrantyStartDate | BarCode | AssetIdentifier | Features | TagNumber |  |  | 0.370729 |  |  | 0 | WarrantyDurationParts | AccessibilityPerformance | CodePerformance | Color | Constituents | Grade | Material | ModelReference | NominalHeight | NominalLength | Shape | SustainabilityPerformance | WarrantyDurationLabor | FIXED | WarrantyGuarantorParts | ExpectedLife | ReplacementCost | NominalWidth | 23-35 70 24 | Ceilings | [11 empty] | 0.052000 | [9 empty] | First Floor | [16 empty] | CEILING | [23 empty] | 0.052000 | 2.680000 | 13.328807
3177 | First Floor |  |  |  | 273488 |  | New Construction |  |  |  | 209258 | 124429 | 119040 | Compound Ceiling:ACT 600 x 600mm Grid |  | Compound Ceiling:ACT 600 x 600mm Grid | Size | 187395 | 197899,197900,197901,197902,197903,209232,209233,209234,209235 | Manufacturer |  | 2_TmT90dD0x8tJSTjyTcPM | 1 | Compound Ceiling:ACT 600 x 600mm Grid:273488 |  | InstallationDate | 3177 | WarrantyGuarantorLabor |  | ModelLabel |  | WarrantyDescription |  |  | ProductionYear |  |  |  | F |  |  | Finish |  | 9.427522 | SerialNumber | WarrantyStartDate | BarCode | AssetIdentifier | Features | TagNumber |  |  | 0.490231 |  |  | 0 | WarrantyDurationParts | AccessibilityPerformance | CodePerformance | Color | Constituents | Grade | Material | ModelReference | NominalHeight | NominalLength | Shape | SustainabilityPerformance | WarrantyDurationLabor | FIXED | WarrantyGuarantorParts | ExpectedLife | ReplacementCost | NominalWidth | 23-35 70 24 | Ceilings | [11 empty] | 0.052000 | [9 empty] | First Floor | [16 empty] | CEILING | [23 empty] | 0.052000 | 2.680000 | 12.676904
3178 | First Floor |  |  |  | 273777 |  | New Construction |  |  |  | 209258 | 124430 | 119041 | Compound Ceiling:ACT 600 x 600mm Grid |  | Compound Ceiling:ACT 600 x 600mm Grid | Size | 187396 | 197904,197905,197906,197907,197908,209232,209233,209234,209235 | Manufacturer |  | 2_TmT90dD0x8tJSTjyTcTt | 1 | Compound Ceiling:ACT 600 x 600mm Grid:273777 |  | InstallationDate | 3178 | WarrantyGuarantorLabor |  | ModelLabel |  | WarrantyDescription |  |  | ProductionYear |  |  |  | F |  |  | Finish |  | 8.998850 | SerialNumber | WarrantyStartDate | BarCode | AssetIdentifier | Features | TagNumber |  |  | 0.467940 |  |  | 0 | WarrantyDurationParts | AccessibilityPerformance | CodePerformance | Color | Constituents | Grade | Material | ModelReference | NominalHeight | NominalLength | Shape | SustainabilityPerformance | WarrantyDurationLabor | FIXED | WarrantyGuarantorParts | ExpectedLife | ReplacementCost | NominalWidth | 23-35 70 24 | Ceilings | [11 empty] | 0.052000 | [9 empty] | First Floor | [16 empty] | CEILING | [23 empty] | 0.052000 | 2.680000 | 12.052000
3179 | First Floor |  |  |  | 273791 |  | New Construction |  |  |  | 209258 | 124431 | 119042 | Compound Ceiling:ACT 600 x 600mm Grid |  | Compound Ceiling:ACT 600 x 600mm Grid | Size | 187397 | 197909,197910,197911,197912,197913,209232,209233,209234,209235 | Manufacturer |  | 2_TmT90dD0x8tJSTjyTcTv | 1 | Compound Ceiling:ACT 600 x 600mm Grid:273791 |  | InstallationDate | 3179 | WarrantyGuarantorLabor |  | ModelLabel |  | WarrantyDescription |  |  | ProductionYear |  |  |  | F |  |  | Finish |  | 11.064920 | SerialNumber | WarrantyStartDate | BarCode | AssetIdentifier | Features | TagNumber |  |  | 0.575376 |  |  | 0 | WarrantyDurationParts | AccessibilityPerformance | CodePerformance | Color | Constituents | Grade | Material | ModelReference | NominalHeight | NominalLength | Shape | SustainabilityPerformance | WarrantyDurationLabor | FIXED | WarrantyGuarantorParts | ExpectedLife | ReplacementCost | NominalWidth | 23-35 70 24 | Ceilings | [11 empty] | 0.052000 | [9 empty] | First Floor | [16 empty] | CEILING | [23 empty] | 0.052000 | 2.680000 | 13.698000
3180 | First Floor |  |  |  | 274187 |  | New Construction |  |  |  | 209258 | 124432 | 119043 | Compound Ceiling:ACT 600 x 600mm Grid |  | Compound Ceiling:ACT 600 x 600mm Grid | Size | 187398 | 197914,197915,197916,197917,197918,209232,209233,209234,209235 | Manufacturer |  | 2_TmT90dD0x8tJSTjyTcKD | 1 | Compound Ceiling:ACT 600 x 600mm Grid:274187 |  | InstallationDate | 3180 | WarrantyGuarantorLabor |  | ModelLabel |  | WarrantyDescription |  |  | ProductionYear |  |  |  | F |  |  | Finish |  | 80.245942 | SerialNumber | WarrantyStartDate | BarCode | AssetIdentifier | Features | TagNumber |  |  | 4.172789 |  |  | 0 | WarrantyDurationParts | AccessibilityPerformance | CodePerformance | Color | Constituents | Grade | Material | ModelReference | NominalHeight | NominalLength | Shape | SustainabilityPerformance | WarrantyDurationLabor | FIXED | WarrantyGuarantorParts | ExpectedLife | ReplacementCost | NominalWidth | 23-35 70 24 | Ceilings | [11 empty] | 0.052000 | [9 empty] | First Floor | [16 empty] | CEILING | [23 empty] | 0.052000 | 2.680000 | 56.560000
3181 | First Floor |  |  |  | 274234 |  | New Construction |  |  |  | 209258 | 124433 | 119044 | Compound Ceiling:ACT 600 x 600mm Grid |  | Compound Ceiling:ACT 600 x 600mm Grid | Size | 187399 | 197919,197920,197921,197922,197923,209232,209233,209234,209235 | Manufacturer |  | 2_TmT90dD0x8tJSTjyTcKy | 1 | Compound Ceiling:ACT 600 x 600mm Grid:274234 |  | InstallationDate | 3181 | WarrantyGuarantorLabor |  | ModelLabel |  | WarrantyDescription |  |  | ProductionYear |  |  |  | F |  |  | Finish |  | 9.882378 | SerialNumber | WarrantyStartDate | BarCode | AssetIdentifier | Features | TagNumber |  |  | 0.513884 |  |  | 0 | WarrantyDurationParts | AccessibilityPerformance | CodePerformance | Color | Constituents | Grade | Material | ModelReference | NominalHeight | NominalLength | Shape | SustainabilityPerformance | WarrantyDurationLabor | FIXED | WarrantyGuarantorParts | ExpectedLife | ReplacementCost | NominalWidth | 23-35 70 24 | Ceilings | [11 empty] | 0.052000 | [9 empty] | First Floor | [16 empty] | CEILING | [23 empty] | 0.052000 | 2.680000 | 12.710000
3182 | First Floor |  |  |  | 274246 |  | New Construction |  |  |  | 209258 | 124434 | 119045 | Compound Ceiling:ACT 600 x 600mm Grid |  | Compound Ceiling:ACT 600 x 600mm Grid | Size | 187400 | 197924,197925,197926,197927,197928,209232,209233,209234,209235 | Manufacturer |  | 2_TmT90dD0x8tJSTjyTcL0 | 1 | Compound Ceiling:ACT 600 x 600mm Grid:274246 |  | InstallationDate | 3182 | WarrantyGuarantorLabor |  | ModelLabel |  | WarrantyDescription |  |  | ProductionYear |  |  |  | F |  |  | Finish |  | 1.678622 | SerialNumber | WarrantyStartDate | BarCode | AssetIdentifier | Features | TagNumber |  |  | 0.087288 |  |  | 0 | WarrantyDurationParts | AccessibilityPerformance | CodePerformance | Color | Constituents | Grade | Material | ModelReference | NominalHeight | NominalLength | Shape | SustainabilityPerformance | WarrantyDurationLabor | FIXED | WarrantyGuarantorParts | ExpectedLife | ReplacementCost | NominalWidth | 23-35 70 24 | Ceilings | [11 empty] | 0.052000 | [9 empty] | First Floor | [16 empty] | CEILING | [23 empty] | 0.052000 | 2.680000 | 5.526000
3183 | First Floor |  |  |  | 274286 |  | New Construction |  |  |  | 209258 | 124435 | 119046 | Compound Ceiling:ACT 600 x 600mm Grid |  | Compound Ceiling:ACT 600 x 600mm Grid | Size | 187401 | 197929,197930,197931,197932,197933,209232,209233,209234,209235 | Manufacturer |  | 2_TmT90dD0x8tJSTjyTcLe | 1 | Compound Ceiling:ACT 600 x 600mm Grid:274286 |  | InstallationDate | 3183 | WarrantyGuarantorLabor |  | ModelLabel |  | WarrantyDescription |  |  | ProductionYear |  |  |  | F |  |  | Finish |  | 1.671259 | SerialNumber | WarrantyStartDate | BarCode | AssetIdentifier | Features | TagNumber |  |  | 0.086905 |  |  | 0 | WarrantyDurationParts | AccessibilityPerformance | CodePerformance | Color | Constituents | Grade | Material | ModelReference | NominalHeight | NominalLength | Shape | SustainabilityPerformance | WarrantyDurationLabor | FIXED | WarrantyGuarantorParts | ExpectedLife | ReplacementCost | NominalWidth | 23-35 70 24 | Ceilings | [11 empty] | 0.052000 | [9 empty] | First Floor | [16 empty] | CEILING | [23 empty] | 0.052000 | 2.680000 | 5.284800
3278 | First Floor |  |  |  | 312926 |  | New Construction |  |  |  | 209258 | 124887 | 119460 | Compound Ceiling:Gypsum Board |  | Compound Ceiling:Gypsum Board | Size | 187526 | 199630,199631,199632,199633,199634,209179,209180,209181,209182 | Manufacturer |  | 2$FBrUmUz2c9e1OcADYmxP | 1 | Compound Ceiling:Gypsum Board:312926 |  | InstallationDate | 3278 | WarrantyGuarantorLabor |  | ModelLabel |  | WarrantyDescription |  |  | ProductionYear |  |  |  | F |  |  | Finish |  | 21.103427 | SerialNumber | WarrantyStartDate | BarCode | AssetIdentifier | Features | TagNumber |  |  | 1.202873 |  |  | 0 | WarrantyDurationParts | AccessibilityPerformance | CodePerformance | Color | Constituents | Grade | Material | ModelReference | NominalHeight | NominalLength | Shape | SustainabilityPerformance | WarrantyDurationLabor | FIXED | WarrantyGuarantorParts | ExpectedLife | ReplacementCost | NominalWidth | 23-35 70 24 | Ceilings | [11 empty] | 0.057000 | [9 empty] | First Floor | [16 empty] | CEILING | [23 empty] | 0.057000 | 3.800000 | 23.819943
3279 | First Floor |  |  |  | 314477 |  | New Construction |  |  |  | 209258 | 124891 | 119461 | Compound Ceiling:Gypsum Board |  | Compound Ceiling:Gypsum Board | Size | 187530 | 199653,199654,199655,199656,199657,209179,209180,209181,209182 | Manufacturer |  | 2$FBrUmUz2c9e1OcADYmJg | 1 | Compound Ceiling:Gypsum Board:314477 |  | InstallationDate | 3279 | WarrantyGuarantorLabor |  | ModelLabel |  | WarrantyDescription |  |  | ProductionYear |  |  |  | F |  |  | Finish |  | 0.195040 | SerialNumber | WarrantyStartDate | BarCode | AssetIdentifier | Features | TagNumber |  |  | 0.011117 |  |  | 0 | WarrantyDurationParts | AccessibilityPerformance | CodePerformance | Color | Constituents | Grade | Material | ModelReference | NominalHeight | NominalLength | Shape | SustainabilityPerformance | WarrantyDurationLabor | FIXED | WarrantyGuarantorParts | ExpectedLife | ReplacementCost | NominalWidth | 23-35 70 24 | Ceilings | [11 empty] | 0.057000 | [9 empty] | First Floor | [16 empty] | CEILING | [23 empty] | 0.057000 | 3.800000 | 2.264000
3280 | First Floor |  |  |  | 314485 |  | New Construction |  |  |  | 209258 | 124892 | 119462 | Compound Ceiling:Gypsum Board |  | Compound Ceiling:Gypsum Board | Size | 187531 | 199658,199659,199660,199661,199662,209179,209180,209181,209182 | Manufacturer |  | 2$FBrUmUz2c9e1OcADYmJo | 1 | Compound Ceiling:Gypsum Board:314485 |  | InstallationDate | 3280 | WarrantyGuarantorLabor |  | ModelLabel |  | WarrantyDescription |  |  | ProductionYear |  |  |  | F |  |  | Finish |  | 0.195040 | SerialNumber | WarrantyStartDate | BarCode | AssetIdentifier | Features | TagNumber |  |  | 0.011117 |  |  | 0 | WarrantyDurationParts | AccessibilityPerformance | CodePerformance | Color | Constituents | Grade | Material | ModelReference | NominalHeight | NominalLength | Shape | SustainabilityPerformance | WarrantyDurationLabor | FIXED | WarrantyGuarantorParts | ExpectedLife | ReplacementCost | NominalWidth | 23-35 70 24 | Ceilings | [11 empty] | 0.057000 | [9 empty] | First Floor | [16 empty] | CEILING | [23 empty] | 0.057000 | 3.800000 | 2.264000
3281 | First Floor |  |  |  | 315041 |  | New Construction |  |  |  | 209258 | 124893 | 119463 | Compound Ceiling:Gypsum Board |  | Compound Ceiling:Gypsum Board | Size | 187532 | 199663,199664,199665,199666,199667,209179,209180,209181,209182 | Manufacturer |  | 2$FBrUmUz2c9e1OcADYmOc | 1 | Compound Ceiling:Gypsum Board:315041 |  | InstallationDate | 3281 | WarrantyGuarantorLabor |  | ModelLabel |  | WarrantyDescription |  |  | ProductionYear |  |  |  | F |  |  | Finish |  | 28.968930 | SerialNumber | WarrantyStartDate | BarCode | AssetIdentifier | Features | TagNumber |  |  | 1.651229 |  |  | 0 | WarrantyDurationParts | AccessibilityPerformance | CodePerformance | Color | Constituents | Grade | Material | ModelReference | NominalHeight | NominalLength | Shape | SustainabilityPerformance | WarrantyDurationLabor | FIXED | WarrantyGuarantorParts | ExpectedLife | ReplacementCost | NominalWidth | 23-35 70 24 | Ceilings | [11 empty] | 0.057000 | [9 empty] | First Floor | [16 empty] | CEILING | [23 empty] | 0.057000 | 3.800000 | 43.124906
3282 | First Floor |  |  |  | 317328 |  | New Construction |  |  |  | 209258 | 124895 | 119464 | Compound Ceiling:Gypsum Board |  | Compound Ceiling:Gypsum Board | Size | 187534 | 199674,199675,199676,199677,199678,209179,209180,209181,209182 | Manufacturer |  | 2$FBrUmUz2c9e1OcADYnyN | 1 | Compound Ceiling:Gypsum Board:317328 |  | InstallationDate | 3282 | WarrantyGuarantorLabor |  | ModelLabel |  | WarrantyDescription |  |  | ProductionYear |  |  |  | F |  |  | Finish |  | 67.582201 | SerialNumber | WarrantyStartDate | BarCode | AssetIdentifier | Features | TagNumber |  |  | 3.852185 |  |  | 0 | WarrantyDurationParts | AccessibilityPerformance | CodePerformance | Color | Constituents | Grade | Material | ModelReference | NominalHeight | NominalLength | Shape | SustainabilityPerformance | WarrantyDurationLabor | FIXED | WarrantyGuarantorParts | ExpectedLife | ReplacementCost | NominalWidth | 23-35 70 24 | Ceilings | [11 empty] | 0.057000 | [9 empty] | First Floor | [16 empty] | CEILING | [23 empty] | 0.057000 | 2.800000 | 65.197097
3283 | First Floor |  |  |  | 318636 |  | New Construction |  |  |  | 209258 | 124897 | 119465 | Compound Ceiling:Gypsum Board |  | Compound Ceiling:Gypsum Board | Size | 187536 | 199685,199686,199687,199688,199689,209179,209180,209181,209182 | Manufacturer |  | 2$FBrUmUz2c9e1OcADYnGh | 1 | Compound Ceiling:Gypsum Board:318636 |  | InstallationDate | 3283 | WarrantyGuarantorLabor |  | ModelLabel |  | WarrantyDescription |  |  | ProductionYear |  |  |  | F |  |  | Finish |  | 0.773693 | SerialNumber | WarrantyStartDate | BarCode | AssetIdentifier | Features | TagNumber |  |  | 0.044100 |  |  | 0 | WarrantyDurationParts | AccessibilityPerformance | CodePerformance | Color | Constituents | Grade | Material | ModelReference | NominalHeight | NominalLength | Shape | SustainabilityPerformance | WarrantyDurationLabor | FIXED | WarrantyGuarantorParts | ExpectedLife | ReplacementCost | NominalWidth | 23-35 70 24 | Ceilings | [11 empty] | 0.057000 | [9 empty] | First Floor | [16 empty] | CEILING | [23 empty] | 0.057000 | 3.800000 | 4.324904
3284 | First Floor |  |  |  | 318692 |  | New Construction |  |  |  | 209258 | 124898 | 119466 | Compound Ceiling:Gypsum Board |  | Compound Ceiling:Gypsum Board | Size | 187537 | 199690,199691,199692,199693,199694,209179,209180,209181,209182 | Manufacturer |  | 2$FBrUmUz2c9e1OcADYnHZ | 1 | Compound Ceiling:Gypsum Board:318692 |  | InstallationDate | 3284 | WarrantyGuarantorLabor |  | ModelLabel |  | WarrantyDescription |  |  | ProductionYear |  |  |  | F |  |  | Finish |  | 0.772920 | SerialNumber | WarrantyStartDate | BarCode | AssetIdentifier | Features | TagNumber |  |  | 0.044056 |  |  | 0 | WarrantyDurationParts | AccessibilityPerformance | CodePerformance | Color | Constituents | Grade | Material | ModelReference | NominalHeight | NominalLength | Shape | SustainabilityPerformance | WarrantyDurationLabor | FIXED | WarrantyGuarantorParts | ExpectedLife | ReplacementCost | NominalWidth | 23-35 70 24 | Ceilings | [11 empty] | 0.057000 | [9 empty] | First Floor | [16 empty] | CEILING | [23 empty] | 0.057000 | 3.800000 | 4.324000
3285 | First Floor |  |  |  | 345544 |  | New Construction |  |  |  | 209258 | 124981 | 119509 | Compound Ceiling:ACT 600 x 600mm Grid |  | Compound Ceiling:ACT 600 x 600mm Grid | Size | 187546 | 199942,199943,199944,199945,199946,209232,209233,209234,209235 | Manufacturer |  | 0GqcYYjeX4e8lXEYRY1v0l | 1 | Compound Ceiling:ACT 600 x 600mm Grid:345544 |  | InstallationDate | 3285 | WarrantyGuarantorLabor |  | ModelLabel |  | WarrantyDescription |  |  | ProductionYear |  |  |  | F |  |  | Finish |  | 12.794641 | SerialNumber | WarrantyStartDate | BarCode | AssetIdentifier | Features | TagNumber |  |  | 0.665321 |  |  | 0 | WarrantyDurationParts | AccessibilityPerformance | CodePerformance | Color | Constituents | Grade | Material | ModelReference | NominalHeight | NominalLength | Shape | SustainabilityPerformance | WarrantyDurationLabor | FIXED | WarrantyGuarantorParts | ExpectedLife | ReplacementCost | NominalWidth | 23-35 70 24 | Ceilings | [11 empty] | 0.052000 | [9 empty] | First Floor | [16 empty] | CEILING | [23 empty] | 0.052000 | 2.680000 | 19.542096
3286 | First Floor |  |  |  | 346744 |  | New Construction |  |  |  | 209258 | 124983 | 119510 | Compound Ceiling:ACT 600 x 600mm Grid |  | Compound Ceiling:ACT 600 x 600mm Grid | Size | 187548 | 199953,199954,199955,199956,199957,209232,209233,209234,209235 | Manufacturer |  | 0GqcYYjeX4e8lXEYRY1v_V | 1 | Compound Ceiling:ACT 600 x 600mm Grid:346744 |  | InstallationDate | 3286 | WarrantyGuarantorLabor |  | ModelLabel |  | WarrantyDescription |  |  | ProductionYear |  |  |  | F |  |  | Finish |  | 18.775680 | SerialNumber | WarrantyStartDate | BarCode | AssetIdentifier | Features | TagNumber |  |  | 0.976335 |  |  | 0 | WarrantyDurationParts | AccessibilityPerformance | CodePerformance | Color | Constituents | Grade | Material | ModelReference | NominalHeight | NominalLength | Shape | SustainabilityPerformance | WarrantyDurationLabor | FIXED | WarrantyGuarantorParts | ExpectedLife | ReplacementCost | NominalWidth | 23-35 70 24 | Ceilings | [11 empty] | 0.052000 | [9 empty] | First Floor | [16 empty] | CEILING | [23 empty] | 0.052000 | 2.680000 | 18.352000
3287 | First Floor |  |  |  | 371172 |  | New Construction |  |  |  | 209258 | 125260 | 119542 | Compound Ceiling:Gypsum Board |  | Compound Ceiling:Gypsum Board | Size | 187792 | 201573,201574,201575,201576,201577,209179,209180,209181,209182 | Manufacturer |  | 2j55VthSj3Lu0J6fyrpNju | 1 | Compound Ceiling:Gypsum Board:371172 |  | InstallationDate | 3287 | WarrantyGuarantorLabor |  | ModelLabel |  | WarrantyDescription |  |  | ProductionYear |  |  |  | F |  |  | Finish |  | 1.679217 | SerialNumber | WarrantyStartDate | BarCode | AssetIdentifier | Features | TagNumber |  |  | 0.095715 |  |  | 0 | WarrantyDurationParts | AccessibilityPerformance | CodePerformance | Color | Constituents | Grade | Material | ModelReference | NominalHeight | NominalLength | Shape | SustainabilityPerformance | WarrantyDurationLabor | FIXED | WarrantyGuarantorParts | ExpectedLife | ReplacementCost | NominalWidth | 23-35 70 24 | Ceilings | [11 empty] | 0.057000 | [9 empty] | First Floor | [16 empty] | CEILING | [23 empty] | 0.057000 | 2.500000 | 5.383996
3288 | First Floor |  |  |  | 371223 |  | New Construction |  |  |  | 209258 | 125261 | 119543 | Compound Ceiling:Gypsum Board |  | Compound Ceiling:Gypsum Board | Size | 187793 | 201578,201579,201580,201581,201582,209179,209180,209181,209182 | Manufacturer |  | 2j55VthSj3Lu0J6fyrpNYB | 1 | Compound Ceiling:Gypsum Board:371223 |  | InstallationDate | 3288 | WarrantyGuarantorLabor |  | ModelLabel |  | WarrantyDescription |  |  | ProductionYear |  |  |  | F |  |  | Finish |  | 3.341778 | SerialNumber | WarrantyStartDate | BarCode | AssetIdentifier | Features | TagNumber |  |  | 0.190481 |  |  | 0 | WarrantyDurationParts | AccessibilityPerformance | CodePerformance | Color | Constituents | Grade | Material | ModelReference | NominalHeight | NominalLength | Shape | SustainabilityPerformance | WarrantyDurationLabor | FIXED | WarrantyGuarantorParts | ExpectedLife | ReplacementCost | NominalWidth | 23-35 70 24 | Ceilings | [11 empty] | 0.057000 | [9 empty] | First Floor | [16 empty] | CEILING | [23 empty] | 0.057000 | 2.500000 | 10.856050
3289 | First Floor |  |  |  | 371283 |  | New Construction |  |  |  | 209258 | 125262 | 119544 | Compound Ceiling:Gypsum Board |  | Compound Ceiling:Gypsum Board | Size | 187794 | 201583,201584,201585,201586,201587,209179,209180,209181,209182 | Manufacturer |  | 2j55VthSj3Lu0J6fyrpNZF | 1 | Compound Ceiling:Gypsum Board:371283 |  | InstallationDate | 3289 | WarrantyGuarantorLabor |  | ModelLabel |  | WarrantyDescription |  |  | ProductionYear |  |  |  | F |  |  | Finish |  | 2.148580 | SerialNumber | WarrantyStartDate | BarCode | AssetIdentifier | Features | TagNumber |  |  | 0.122469 |  |  | 0 | WarrantyDurationParts | AccessibilityPerformance | CodePerformance | Color | Constituents | Grade | Material | ModelReference | NominalHeight | NominalLength | Shape | SustainabilityPerformance | WarrantyDurationLabor | FIXED | WarrantyGuarantorParts | ExpectedLife | ReplacementCost | NominalWidth | 23-35 70 24 | Ceilings | [11 empty] | 0.057000 | [9 empty] | First Floor | [16 empty] | CEILING | [23 empty] | 0.057000 | 2.500000 | 9.092000
3290 | First Floor |  |  |  | 371391 |  | New Construction |  |  |  | 209258 | 125263 | 119545 | Compound Ceiling:Gypsum Board |  | Compound Ceiling:Gypsum Board | Size | 187795 | 201588,201589,201590,201591,201592,209179,209180,209181,209182 | Manufacturer |  | 2j55VthSj3Lu0J6fyrpNWZ | 1 | Compound Ceiling:Gypsum Board:371391 |  | InstallationDate | 3290 | WarrantyGuarantorLabor |  | ModelLabel |  | WarrantyDescription |  |  | ProductionYear |  |  |  | F |  |  | Finish |  | 0.694260 | SerialNumber | WarrantyStartDate | BarCode | AssetIdentifier | Features | TagNumber |  |  | 0.039573 |  |  | 0 | WarrantyDurationParts | AccessibilityPerformance | CodePerformance | Color | Constituents | Grade | Material | ModelReference | NominalHeight | NominalLength | Shape | SustainabilityPerformance | WarrantyDurationLabor | FIXED | WarrantyGuarantorParts | ExpectedLife | ReplacementCost | NominalWidth | 23-35 70 24 | Ceilings | [11 empty] | 0.057000 | [9 empty] | First Floor | [16 empty] | CEILING | [23 empty] | 0.057000 | 2.500000 | 4.232000
3292 | First Floor |  |  |  | 377445 |  | New Construction |  |  |  | 209258 | 125332 | 119608 | Compound Ceiling:ACT 600 x 600mm Grid |  | Compound Ceiling:ACT 600 x 600mm Grid | Size | 187802 | 201818,201819,201820,201821,201822,209232,209233,209234,209235 | Manufacturer |  | 2j55VthSj3Lu0J6fyrpH3v | 1 | Compound Ceiling:ACT 600 x 600mm Grid:377445 |  | InstallationDate | 3292 | WarrantyGuarantorLabor |  | ModelLabel |  | WarrantyDescription |  |  | ProductionYear |  |  |  | F |  |  | Finish |  | 18.470429 | SerialNumber | WarrantyStartDate | BarCode | AssetIdentifier | Features | TagNumber |  |  | 0.960462 |  |  | 0 | WarrantyDurationParts | AccessibilityPerformance | CodePerformance | Color | Constituents | Grade | Material | ModelReference | NominalHeight | NominalLength | Shape | SustainabilityPerformance | WarrantyDurationLabor | FIXED | WarrantyGuarantorParts | ExpectedLife | ReplacementCost | NominalWidth | 23-35 70 24 | Ceilings | [11 empty] | 0.052000 | [9 empty] | First Floor | [16 empty] | CEILING | [23 empty] | 0.052000 | 2.680000 | 23.592001
3293 | First Floor |  |  |  | 378055 |  | New Construction |  |  |  | 209258 | 125336 | 119609 | Compound Ceiling:Gypsum Board |  | Compound Ceiling:Gypsum Board | Size | 187806 | 201841,201842,201843,201844,201845,209179,209180,209181,209182 | Manufacturer |  | 2j55VthSj3Lu0J6fyrpHPR | 1 | Compound Ceiling:Gypsum Board:378055 |  | InstallationDate | 3293 | WarrantyGuarantorLabor |  | ModelLabel |  | WarrantyDescription |  |  | ProductionYear |  |  |  | F |  |  | Finish |  | 1.679217 | SerialNumber | WarrantyStartDate | BarCode | AssetIdentifier | Features | TagNumber |  |  | 0.095715 |  |  | 0 | WarrantyDurationParts | AccessibilityPerformance | CodePerformance | Color | Constituents | Grade | Material | ModelReference | NominalHeight | NominalLength | Shape | SustainabilityPerformance | WarrantyDurationLabor | FIXED | WarrantyGuarantorParts | ExpectedLife | ReplacementCost | NominalWidth | 23-35 70 24 | Ceilings | [11 empty] | 0.057000 | [9 empty] | First Floor | [16 empty] | CEILING | [23 empty] | 0.057000 | 2.500000 | 5.383996
3294 | First Floor |  |  |  | 378079 |  | New Construction |  |  |  | 209258 | 125338 | 119610 | Compound Ceiling:Gypsum Board |  | Compound Ceiling:Gypsum Board | Size | 187808 | 201852,201853,201854,201855,201856,209179,209180,209181,209182 | Manufacturer |  | 2j55VthSj3Lu0J6fyrpHP3 | 1 | Compound Ceiling:Gypsum Board:378079 |  | InstallationDate | 3294 | WarrantyGuarantorLabor |  | ModelLabel |  | WarrantyDescription |  |  | ProductionYear |  |  |  | F |  |  | Finish |  | 3.341778 | SerialNumber | WarrantyStartDate | BarCode | AssetIdentifier | Features | TagNumber |  |  | 0.190481 |  |  | 0 | WarrantyDurationParts | AccessibilityPerformance | CodePerformance | Color | Constituents | Grade | Material | ModelReference | NominalHeight | NominalLength | Shape | SustainabilityPerformance | WarrantyDurationLabor | FIXED | WarrantyGuarantorParts | ExpectedLife | ReplacementCost | NominalWidth | 23-35 70 24 | Ceilings | [11 empty] | 0.057000 | [9 empty] | First Floor | [16 empty] | CEILING | [23 empty] | 0.057000 | 2.500000 | 10.856050
3295 | First Floor |  |  |  | 378107 |  | New Construction |  |  |  | 209258 | 125340 | 119611 | Compound Ceiling:Gypsum Board |  | Compound Ceiling:Gypsum Board | Size | 187810 | 201863,201864,201865,201866,201867,209179,209180,209181,209182 | Manufacturer |  | 2j55VthSj3Lu0J6fyrpHPd | 1 | Compound Ceiling:Gypsum Board:378107 |  | InstallationDate | 3295 | WarrantyGuarantorLabor |  | ModelLabel |  | WarrantyDescription |  |  | ProductionYear |  |  |  | F |  |  | Finish |  | 0.694260 | SerialNumber | WarrantyStartDate | BarCode | AssetIdentifier | Features | TagNumber |  |  | 0.039573 |  |  | 0 | WarrantyDurationParts | AccessibilityPerformance | CodePerformance | Color | Constituents | Grade | Material | ModelReference | NominalHeight | NominalLength | Shape | SustainabilityPerformance | WarrantyDurationLabor | FIXED | WarrantyGuarantorParts | ExpectedLife | ReplacementCost | NominalWidth | 23-35 70 24 | Ceilings | [11 empty] | 0.057000 | [9 empty] | First Floor | [16 empty] | CEILING | [23 empty] | 0.057000 | 2.500000 | 4.232000
3296 | First Floor |  |  |  | 378193 |  | New Construction |  |  |  | 209258 | 125341 | 119612 | Compound Ceiling:Gypsum Board |  | Compound Ceiling:Gypsum Board | Size | 187811 | 201868,201869,201870,201871,201872,209179,209180,209181,209182 | Manufacturer |  | 2j55VthSj3Lu0J6fyrpHVD | 1 | Compound Ceiling:Gypsum Board:378193 |  | InstallationDate | 3296 | WarrantyGuarantorLabor |  | ModelLabel |  | WarrantyDescription |  |  | ProductionYear |  |  |  | F |  |  | Finish |  | 0.551652 | SerialNumber | WarrantyStartDate | BarCode | AssetIdentifier | Features | TagNumber |  |  | 0.031444 |  |  | 0 | WarrantyDurationParts | AccessibilityPerformance | CodePerformance | Color | Constituents | Grade | Material | ModelReference | NominalHeight | NominalLength | Shape | SustainabilityPerformance | WarrantyDurationLabor | FIXED | WarrantyGuarantorParts | ExpectedLife | ReplacementCost | NominalWidth | 23-35 70 24 | Ceilings | [11 empty] | 0.057000 | [9 empty] | First Floor | [16 empty] | CEILING | [23 empty] | 0.057000 | 2.500000 | 3.529495
3297 | First Floor |  |  |  | 378212 |  | New Construction |  |  |  | 209258 | 125343 | 119613 | Compound Ceiling:Gypsum Board |  | Compound Ceiling:Gypsum Board | Size | 187813 | 201879,201880,201881,201882,201883,209179,209180,209181,209182 | Manufacturer |  | 2j55VthSj3Lu0J6fyrpHVu | 1 | Compound Ceiling:Gypsum Board:378212 |  | InstallationDate | 3297 | WarrantyGuarantorLabor |  | ModelLabel |  | WarrantyDescription |  |  | ProductionYear |  |  |  | F |  |  | Finish |  | 0.694260 | SerialNumber | WarrantyStartDate | BarCode | AssetIdentifier | Features | TagNumber |  |  | 0.039573 |  |  | 0 | WarrantyDurationParts | AccessibilityPerformance | CodePerformance | Color | Constituents | Grade | Material | ModelReference | NominalHeight | NominalLength | Shape | SustainabilityPerformance | WarrantyDurationLabor | FIXED | WarrantyGuarantorParts | ExpectedLife | ReplacementCost | NominalWidth | 23-35 70 24 | Ceilings | [11 empty] | 0.057000 | [9 empty] | First Floor | [16 empty] | CEILING | [23 empty] | 0.057000 | 2.500000 | 4.232000
3298 | First Floor |  |  |  | 378229 |  | New Construction |  |  |  | 209258 | 125344 | 119614 | Compound Ceiling:Gypsum Board |  | Compound Ceiling:Gypsum Board | Size | 187814 | 201884,201885,201886,201887,201888,209179,209180,209181,209182 | Manufacturer |  | 2j55VthSj3Lu0J6fyrpHVf | 1 | Compound Ceiling:Gypsum Board:378229 |  | InstallationDate | 3298 | WarrantyGuarantorLabor |  | ModelLabel |  | WarrantyDescription |  |  | ProductionYear |  |  |  | F |  |  | Finish |  | 0.551652 | SerialNumber | WarrantyStartDate | BarCode | AssetIdentifier | Features | TagNumber |  |  | 0.031444 |  |  | 0 | WarrantyDurationParts | AccessibilityPerformance | CodePerformance | Color | Constituents | Grade | Material | ModelReference | NominalHeight | NominalLength | Shape | SustainabilityPerformance | WarrantyDurationLabor | FIXED | WarrantyGuarantorParts | ExpectedLife | ReplacementCost | NominalWidth | 23-35 70 24 | Ceilings | [11 empty] | 0.057000 | [9 empty] | First Floor | [16 empty] | CEILING | [23 empty] | 0.057000 | 2.500000 | 3.529495
3301 | First Floor |  |  |  | 420115 |  | New Construction |  |  |  | 209258 | 125709 | 119808 | Compound Ceiling:Gypsum Board |  | Compound Ceiling:Gypsum Board | Size | 188000 | 203565,203566,203567,203568,203569,209179,209180,209181,209182 | Manufacturer |  | 0jJ6Sr2iLA6h0PV14IiNg7 | 1 | Compound Ceiling:Gypsum Board:420115 |  | InstallationDate | 3301 | WarrantyGuarantorLabor |  | ModelLabel |  | WarrantyDescription |  |  | ProductionYear |  |  |  | F |  |  | Finish |  | 0.840292 | SerialNumber | WarrantyStartDate | BarCode | AssetIdentifier | Features | TagNumber |  |  | 0.047897 |  |  | 0 | WarrantyDurationParts | AccessibilityPerformance | CodePerformance | Color | Constituents | Grade | Material | ModelReference | NominalHeight | NominalLength | Shape | SustainabilityPerformance | WarrantyDurationLabor | FIXED | WarrantyGuarantorParts | ExpectedLife | ReplacementCost | NominalWidth | 23-35 70 24 | Ceilings | [11 empty] | 0.057000 | [9 empty] | First Floor | [16 empty] | CEILING | [23 empty] | 0.057000 | 2.943000 | 4.955092
3302 | First Floor |  |  |  | 420122 |  | New Construction |  |  |  | 209258 | 125710 | 119809 | Compound Ceiling:Gypsum Board |  | Compound Ceiling:Gypsum Board | Size | 188001 | 203570,203571,203572,203573,203574,209179,209180,209181,209182 | Manufacturer |  | 0jJ6Sr2iLA6h0PV14IiNgE | 1 | Compound Ceiling:Gypsum Board:420122 |  | InstallationDate | 3302 | WarrantyGuarantorLabor |  | ModelLabel |  | WarrantyDescription |  |  | ProductionYear |  |  |  | F |  |  | Finish |  | 0.841228 | SerialNumber | WarrantyStartDate | BarCode | AssetIdentifier | Features | TagNumber |  |  | 0.047950 |  |  | 0 | WarrantyDurationParts | AccessibilityPerformance | CodePerformance | Color | Constituents | Grade | Material | ModelReference | NominalHeight | NominalLength | Shape | SustainabilityPerformance | WarrantyDurationLabor | FIXED | WarrantyGuarantorParts | ExpectedLife | ReplacementCost | NominalWidth | 23-35 70 24 | Ceilings | [11 empty] | 0.057000 | [9 empty] | First Floor | [16 empty] | CEILING | [23 empty] | 0.057000 | 2.943000 | 4.955996
3303 | First Floor |  |  |  | 420169 |  | New Construction |  |  |  | 209258 | 125711 | 119810 | Compound Ceiling:Gypsum Board |  | Compound Ceiling:Gypsum Board | Size | 188002 | 203575,203576,203577,203578,203579,209179,209180,209181,209182 | Manufacturer |  | 0jJ6Sr2iLA6h0PV14IiNhT | 1 | Compound Ceiling:Gypsum Board:420169 |  | InstallationDate | 3303 | WarrantyGuarantorLabor |  | ModelLabel |  | WarrantyDescription |  |  | ProductionYear |  |  |  | F |  |  | Finish |  | 1.442112 | SerialNumber | WarrantyStartDate | BarCode | AssetIdentifier | Features | TagNumber |  |  | 0.082200 |  |  | 0 | WarrantyDurationParts | AccessibilityPerformance | CodePerformance | Color | Constituents | Grade | Material | ModelReference | NominalHeight | NominalLength | Shape | SustainabilityPerformance | WarrantyDurationLabor | FIXED | WarrantyGuarantorParts | ExpectedLife | ReplacementCost | NominalWidth | 23-35 70 24 | Ceilings | [11 empty] | 0.057000 | [9 empty] | First Floor | [16 empty] | CEILING | [23 empty] | 0.057000 | 2.943000 | 7.916000
3304 | First Floor |  |  |  | 420180 |  | New Construction |  |  |  | 209258 | 125712 | 119811 | Compound Ceiling:Gypsum Board |  | Compound Ceiling:Gypsum Board | Size | 188003 | 203580,203581,203582,203583,203584,209179,209180,209181,209182 | Manufacturer |  | 0jJ6Sr2iLA6h0PV14IiNh0 | 1 | Compound Ceiling:Gypsum Board:420180 |  | InstallationDate | 3304 | WarrantyGuarantorLabor |  | ModelLabel |  | WarrantyDescription |  |  | ProductionYear |  |  |  | F |  |  | Finish |  | 1.463934 | SerialNumber | WarrantyStartDate | BarCode | AssetIdentifier | Features | TagNumber |  |  | 0.083444 |  |  | 0 | WarrantyDurationParts | AccessibilityPerformance | CodePerformance | Color | Constituents | Grade | Material | ModelReference | NominalHeight | NominalLength | Shape | SustainabilityPerformance | WarrantyDurationLabor | FIXED | WarrantyGuarantorParts | ExpectedLife | ReplacementCost | NominalWidth | 23-35 70 24 | Ceilings | [11 empty] | 0.057000 | [9 empty] | First Floor | [16 empty] | CEILING | [23 empty] | 0.057000 | 2.943000 | 8.023495
3305 | First Floor |  |  |  | 420246 |  | New Construction |  |  |  | 209258 | 125713 | 119812 | Compound Ceiling:Gypsum Board |  | Compound Ceiling:Gypsum Board | Size | 188004 | 203585,203586,203587,203588,203589,209179,209180,209181,209182 | Manufacturer |  | 0jJ6Sr2iLA6h0PV14IiNe2 | 1 | Compound Ceiling:Gypsum Board:420246 |  | InstallationDate | 3305 | WarrantyGuarantorLabor |  | ModelLabel |  | WarrantyDescription |  |  | ProductionYear |  |  |  | F |  |  | Finish |  | 0.824992 | SerialNumber | WarrantyStartDate | BarCode | AssetIdentifier | Features | TagNumber |  |  | 0.047025 |  |  | 0 | WarrantyDurationParts | AccessibilityPerformance | CodePerformance | Color | Constituents | Grade | Material | ModelReference | NominalHeight | NominalLength | Shape | SustainabilityPerformance | WarrantyDurationLabor | FIXED | WarrantyGuarantorParts | ExpectedLife | ReplacementCost | NominalWidth | 23-35 70 24 | Ceilings | [11 empty] | 0.057000 | [9 empty] | First Floor | [16 empty] | CEILING | [23 empty] | 0.057000 | 2.943000 | 4.876000
3306 | First Floor |  |  |  | 420253 |  | New Construction |  |  |  | 209258 | 125714 | 119813 | Compound Ceiling:Gypsum Board |  | Compound Ceiling:Gypsum Board | Size | 188005 | 203590,203591,203592,203593,203594,209179,209180,209181,209182 | Manufacturer |  | 0jJ6Sr2iLA6h0PV14IiNe9 | 1 | Compound Ceiling:Gypsum Board:420253 |  | InstallationDate | 3306 | WarrantyGuarantorLabor |  | ModelLabel |  | WarrantyDescription |  |  | ProductionYear |  |  |  | F |  |  | Finish |  | 1.776009 | SerialNumber | WarrantyStartDate | BarCode | AssetIdentifier | Features | TagNumber |  |  | 0.101232 |  |  | 0 | WarrantyDurationParts | AccessibilityPerformance | CodePerformance | Color | Constituents | Grade | Material | ModelReference | NominalHeight | NominalLength | Shape | SustainabilityPerformance | WarrantyDurationLabor | FIXED | WarrantyGuarantorParts | ExpectedLife | ReplacementCost | NominalWidth | 23-35 70 24 | Ceilings | [11 empty] | 0.057000 | [9 empty] | First Floor | [16 empty] | CEILING | [23 empty] | 0.057000 | 2.943000 | 8.388495
3307 | First Floor |  |  |  | 420313 |  | New Construction |  |  |  | 209258 | 125715 | 119814 | Compound Ceiling:Gypsum Board |  | Compound Ceiling:Gypsum Board | Size | 188006 | 203595,203596,203597,203598,203599,209179,209180,209181,209182 | Manufacturer |  | 0jJ6Sr2iLA6h0PV14IiNfD | 1 | Compound Ceiling:Gypsum Board:420313 |  | InstallationDate | 3307 | WarrantyGuarantorLabor |  | ModelLabel |  | WarrantyDescription |  |  | ProductionYear |  |  |  | F |  |  | Finish |  | 2.061272 | SerialNumber | WarrantyStartDate | BarCode | AssetIdentifier | Features | TagNumber |  |  | 0.117493 |  |  | 0 | WarrantyDurationParts | AccessibilityPerformance | CodePerformance | Color | Constituents | Grade | Material | ModelReference | NominalHeight | NominalLength | Shape | SustainabilityPerformance | WarrantyDurationLabor | FIXED | WarrantyGuarantorParts | ExpectedLife | ReplacementCost | NominalWidth | 23-35 70 24 | Ceilings | [11 empty] | 0.057000 | [9 empty] | First Floor | [16 empty] | CEILING | [23 empty] | 0.057000 | 2.943000 | 10.966050
3308 | First Floor |  |  |  | 420320 |  | New Construction |  |  |  | 209258 | 125716 | 119815 | Compound Ceiling:Gypsum Board |  | Compound Ceiling:Gypsum Board | Size | 188007 | 203600,203601,203602,203603,203604,209179,209180,209181,209182 | Manufacturer |  | 0jJ6Sr2iLA6h0PV14IiNfq | 1 | Compound Ceiling:Gypsum Board:420320 |  | InstallationDate | 3308 | WarrantyGuarantorLabor |  | ModelLabel |  | WarrantyDescription |  |  | ProductionYear |  |  |  | F |  |  | Finish |  | 2.061262 | SerialNumber | WarrantyStartDate | BarCode | AssetIdentifier | Features | TagNumber |  |  | 0.117492 |  |  | 0 | WarrantyDurationParts | AccessibilityPerformance | CodePerformance | Color | Constituents | Grade | Material | ModelReference | NominalHeight | NominalLength | Shape | SustainabilityPerformance | WarrantyDurationLabor | FIXED | WarrantyGuarantorParts | ExpectedLife | ReplacementCost | NominalWidth | 23-35 70 24 | Ceilings | [11 empty] | 0.057000 | [9 empty] | First Floor | [16 empty] | CEILING | [23 empty] | 0.057000 | 2.943000 | 10.966000
3184 | Second Floor |  |  |  | 274311 |  | New Construction |  |  |  | 209256 | 124436 | 119047 | Compound Ceiling:ACT 600 x 600mm Grid |  | Compound Ceiling:ACT 600 x 600mm Grid | Size | 187402 | 197934,197935,197936,197937,197938,209232,209233,209234,209235 | Manufacturer |  | 2Xm8mTFlXE_vTXaS55sT7y | 1 | Compound Ceiling:ACT 600 x 600mm Grid:274311 |  | InstallationDate | 3184 | WarrantyGuarantorLabor |  | ModelLabel |  | WarrantyDescription |  |  | ProductionYear |  |  |  | F |  |  | Finish |  | 10.137844 | SerialNumber | WarrantyStartDate | BarCode | AssetIdentifier | Features | TagNumber |  |  | 0.527168 |  |  | 0 | WarrantyDurationParts | AccessibilityPerformance | CodePerformance | Color | Constituents | Grade | Material | ModelReference | NominalHeight | NominalLength | Shape | SustainabilityPerformance | WarrantyDurationLabor | FIXED | WarrantyGuarantorParts | ExpectedLife | ReplacementCost | NominalWidth | 23-35 70 24 | Ceilings | [11 empty] | 0.052000 | [9 empty] | Second Floor | [16 empty] | CEILING | [23 empty] | 0.052000 | 2.680000 | 13.236000
3185 | Second Floor |  |  |  | 274323 |  | New Construction |  |  |  | 209256 | 124437 | 119048 | Compound Ceiling:ACT 600 x 600mm Grid |  | Compound Ceiling:ACT 600 x 600mm Grid | Size | 187403 | 197939,197940,197941,197942,197943,209232,209233,209234,209235 | Manufacturer |  | 2Xm8mTFlXE_vTXaS55sT7e | 1 | Compound Ceiling:ACT 600 x 600mm Grid:274323 |  | InstallationDate | 3185 | WarrantyGuarantorLabor |  | ModelLabel |  | WarrantyDescription |  |  | ProductionYear |  |  |  | F |  |  | Finish |  | 18.461692 | SerialNumber | WarrantyStartDate | BarCode | AssetIdentifier | Features | TagNumber |  |  | 0.960008 |  |  | 0 | WarrantyDurationParts | AccessibilityPerformance | CodePerformance | Color | Constituents | Grade | Material | ModelReference | NominalHeight | NominalLength | Shape | SustainabilityPerformance | WarrantyDurationLabor | FIXED | WarrantyGuarantorParts | ExpectedLife | ReplacementCost | NominalWidth | 23-35 70 24 | Ceilings | [11 empty] | 0.052000 | [9 empty] | Second Floor | [16 empty] | CEILING | [23 empty] | 0.052000 | 2.680000 | 23.912000
3186 | Second Floor |  |  |  | 274342 |  | New Construction |  |  |  | 209256 | 124438 | 119049 | Compound Ceiling:ACT 600 x 600mm Grid |  | Compound Ceiling:ACT 600 x 600mm Grid | Size | 187404 | 197944,197945,197946,197947,197948,209232,209233,209234,209235 | Manufacturer |  | 2Xm8mTFlXE_vTXaS55sT7T | 1 | Compound Ceiling:ACT 600 x 600mm Grid:274342 |  | InstallationDate | 3186 | WarrantyGuarantorLabor |  | ModelLabel |  | WarrantyDescription |  |  | ProductionYear |  |  |  | F |  |  | Finish |  | 4.988792 | SerialNumber | WarrantyStartDate | BarCode | AssetIdentifier | Features | TagNumber |  |  | 0.259417 |  |  | 0 | WarrantyDurationParts | AccessibilityPerformance | CodePerformance | Color | Constituents | Grade | Material | ModelReference | NominalHeight | NominalLength | Shape | SustainabilityPerformance | WarrantyDurationLabor | FIXED | WarrantyGuarantorParts | ExpectedLife | ReplacementCost | NominalWidth | 23-35 70 24 | Ceilings | [11 empty] | 0.052000 | [9 empty] | Second Floor | [16 empty] | CEILING | [23 empty] | 0.052000 | 2.680000 | 9.756000
3187 | Second Floor |  |  |  | 274352 |  | New Construction |  |  |  | 209256 | 124439 | 119050 | Compound Ceiling:ACT 600 x 600mm Grid |  | Compound Ceiling:ACT 600 x 600mm Grid | Size | 187405 | 197949,197950,197951,197952,197953,209232,209233,209234,209235 | Manufacturer |  | 2Xm8mTFlXE_vTXaS55sT7B | 1 | Compound Ceiling:ACT 600 x 600mm Grid:274352 |  | InstallationDate | 3187 | WarrantyGuarantorLabor |  | ModelLabel |  | WarrantyDescription |  |  | ProductionYear |  |  |  | F |  |  | Finish |  | 43.551550 | SerialNumber | WarrantyStartDate | BarCode | AssetIdentifier | Features | TagNumber |  |  | 2.264681 |  |  | 0 | WarrantyDurationParts | AccessibilityPerformance | CodePerformance | Color | Constituents | Grade | Material | ModelReference | NominalHeight | NominalLength | Shape | SustainabilityPerformance | WarrantyDurationLabor | FIXED | WarrantyGuarantorParts | ExpectedLife | ReplacementCost | NominalWidth | 23-35 70 24 | Ceilings | [11 empty] | 0.052000 | [9 empty] | Second Floor | [16 empty] | CEILING | [23 empty] | 0.052000 | 2.680000 | 53.624152
3188 | Second Floor |  |  |  | 274368 |  | New Construction |  |  |  | 209256 | 124440 | 119051 | Compound Ceiling:ACT 600 x 600mm Grid |  | Compound Ceiling:ACT 600 x 600mm Grid | Size | 187406 | 197954,197955,197956,197957,197958,209232,209233,209234,209235 | Manufacturer |  | 2Xm8mTFlXE_vTXaS55sT6x | 1 | Compound Ceiling:ACT 600 x 600mm Grid:274368 |  | InstallationDate | 3188 | WarrantyGuarantorLabor |  | ModelLabel |  | WarrantyDescription |  |  | ProductionYear |  |  |  | F |  |  | Finish |  | 10.459815 | SerialNumber | WarrantyStartDate | BarCode | AssetIdentifier | Features | TagNumber |  |  | 0.543910 |  |  | 0 | WarrantyDurationParts | AccessibilityPerformance | CodePerformance | Color | Constituents | Grade | Material | ModelReference | NominalHeight | NominalLength | Shape | SustainabilityPerformance | WarrantyDurationLabor | FIXED | WarrantyGuarantorParts | ExpectedLife | ReplacementCost | NominalWidth | 23-35 70 24 | Ceilings | [11 empty] | 0.052000 | [9 empty] | Second Floor | [16 empty] | CEILING | [23 empty] | 0.052000 | 2.680000 | 13.221123
3189 | Second Floor |  |  |  | 274378 |  | New Construction |  |  |  | 209256 | 124441 | 119052 | Compound Ceiling:ACT 600 x 600mm Grid |  | Compound Ceiling:ACT 600 x 600mm Grid | Size | 187407 | 197959,197960,197961,197962,197963,209232,209233,209234,209235 | Manufacturer |  | 2Xm8mTFlXE_vTXaS55sT6n | 1 | Compound Ceiling:ACT 600 x 600mm Grid:274378 |  | InstallationDate | 3189 | WarrantyGuarantorLabor |  | ModelLabel |  | WarrantyDescription |  |  | ProductionYear |  |  |  | F |  |  | Finish |  | 4.572256 | SerialNumber | WarrantyStartDate | BarCode | AssetIdentifier | Features | TagNumber |  |  | 0.237757 |  |  | 0 | WarrantyDurationParts | AccessibilityPerformance | CodePerformance | Color | Constituents | Grade | Material | ModelReference | NominalHeight | NominalLength | Shape | SustainabilityPerformance | WarrantyDurationLabor | FIXED | WarrantyGuarantorParts | ExpectedLife | ReplacementCost | NominalWidth | 23-35 70 24 | Ceilings | [11 empty] | 0.052000 | [9 empty] | Second Floor | [16 empty] | CEILING | [23 empty] | 0.052000 | 2.680000 | 9.064000
3190 | Second Floor |  |  |  | 274386 |  | New Construction |  |  |  | 209256 | 124442 | 119053 | Compound Ceiling:ACT 600 x 600mm Grid |  | Compound Ceiling:ACT 600 x 600mm Grid | Size | 187408 | 197964,197965,197966,197967,197968,209232,209233,209234,209235 | Manufacturer |  | 2Xm8mTFlXE_vTXaS55sT6f | 1 | Compound Ceiling:ACT 600 x 600mm Grid:274386 |  | InstallationDate | 3190 | WarrantyGuarantorLabor |  | ModelLabel |  | WarrantyDescription |  |  | ProductionYear |  |  |  | F |  |  | Finish |  | 10.924508 | SerialNumber | WarrantyStartDate | BarCode | AssetIdentifier | Features | TagNumber |  |  | 0.568074 |  |  | 0 | WarrantyDurationParts | AccessibilityPerformance | CodePerformance | Color | Constituents | Grade | Material | ModelReference | NominalHeight | NominalLength | Shape | SustainabilityPerformance | WarrantyDurationLabor | FIXED | WarrantyGuarantorParts | ExpectedLife | ReplacementCost | NominalWidth | 23-35 70 24 | Ceilings | [11 empty] | 0.052000 | [9 empty] | Second Floor | [16 empty] | CEILING | [23 empty] | 0.052000 | 2.680000 | 13.221123
3191 | Second Floor |  |  |  | 274394 |  | New Construction |  |  |  | 209256 | 124443 | 119054 | Compound Ceiling:ACT 600 x 600mm Grid |  | Compound Ceiling:ACT 600 x 600mm Grid | Size | 187409 | 197969,197970,197971,197972,197973,209232,209233,209234,209235 | Manufacturer |  | 2Xm8mTFlXE_vTXaS55sT6X | 1 | Compound Ceiling:ACT 600 x 600mm Grid:274394 |  | InstallationDate | 3191 | WarrantyGuarantorLabor |  | ModelLabel |  | WarrantyDescription |  |  | ProductionYear |  |  |  | F |  |  | Finish |  | 10.322814 | SerialNumber | WarrantyStartDate | BarCode | AssetIdentifier | Features | TagNumber |  |  | 0.536786 |  |  | 0 | WarrantyDurationParts | AccessibilityPerformance | CodePerformance | Color | Constituents | Grade | Material | ModelReference | NominalHeight | NominalLength | Shape | SustainabilityPerformance | WarrantyDurationLabor | FIXED | WarrantyGuarantorParts | ExpectedLife | ReplacementCost | NominalWidth | 23-35 70 24 | Ceilings | [11 empty] | 0.052000 | [9 empty] | Second Floor | [16 empty] | CEILING | [23 empty] | 0.052000 | 2.680000 | 13.221123
3192 | Second Floor |  |  |  | 276406 |  | New Construction |  |  |  | 209256 | 124449 | 119055 | Compound Ceiling:ACT 600 x 600mm Grid |  | Compound Ceiling:ACT 600 x 600mm Grid | Size | 187415 | 198004,198005,198006,198007,198008,209232,209233,209234,209235 | Manufacturer |  | 2Xm8mTFlXE_vTXaS55sSdD | 1 | Compound Ceiling:ACT 600 x 600mm Grid:276406 |  | InstallationDate | 3192 | WarrantyGuarantorLabor |  | ModelLabel |  | WarrantyDescription |  |  | ProductionYear |  |  |  | F |  |  | Finish |  | 10.924508 | SerialNumber | WarrantyStartDate | BarCode | AssetIdentifier | Features | TagNumber |  |  | 0.568074 |  |  | 0 | WarrantyDurationParts | AccessibilityPerformance | CodePerformance | Color | Constituents | Grade | Material | ModelReference | NominalHeight | NominalLength | Shape | SustainabilityPerformance | WarrantyDurationLabor | FIXED | WarrantyGuarantorParts | ExpectedLife | ReplacementCost | NominalWidth | 23-35 70 24 | Ceilings | [11 empty] | 0.052000 | [9 empty] | Second Floor | [16 empty] | CEILING | [23 empty] | 0.052000 | 2.680000 | 13.221123
3193 | Second Floor |  |  |  | 276416 |  | New Construction |  |  |  | 209256 | 124450 | 119056 | Compound Ceiling:ACT 600 x 600mm Grid |  | Compound Ceiling:ACT 600 x 600mm Grid | Size | 187416 | 198009,198010,198011,198012,198013,209232,209233,209234,209235 | Manufacturer |  | 2Xm8mTFlXE_vTXaS55sScx | 1 | Compound Ceiling:ACT 600 x 600mm Grid:276416 |  | InstallationDate | 3193 | WarrantyGuarantorLabor |  | ModelLabel |  | WarrantyDescription |  |  | ProductionYear |  |  |  | F |  |  | Finish |  | 10.393064 | SerialNumber | WarrantyStartDate | BarCode | AssetIdentifier | Features | TagNumber |  |  | 0.540439 |  |  | 0 | WarrantyDurationParts | AccessibilityPerformance | CodePerformance | Color | Constituents | Grade | Material | ModelReference | NominalHeight | NominalLength | Shape | SustainabilityPerformance | WarrantyDurationLabor | FIXED | WarrantyGuarantorParts | ExpectedLife | ReplacementCost | NominalWidth | 23-35 70 24 | Ceilings | [11 empty] | 0.052000 | [9 empty] | Second Floor | [16 empty] | CEILING | [23 empty] | 0.052000 | 2.680000 | 13.153123
3194 | Second Floor |  |  |  | 276427 |  | New Construction |  |  |  | 209256 | 124451 | 119057 | Compound Ceiling:ACT 600 x 600mm Grid |  | Compound Ceiling:ACT 600 x 600mm Grid | Size | 187417 | 198014,198015,198016,198017,198018,209232,209233,209234,209235 | Manufacturer |  | 2Xm8mTFlXE_vTXaS55sScm | 1 | Compound Ceiling:ACT 600 x 600mm Grid:276427 |  | InstallationDate | 3194 | WarrantyGuarantorLabor |  | ModelLabel |  | WarrantyDescription |  |  | ProductionYear |  |  |  | F |  |  | Finish |  | 10.743699 | SerialNumber | WarrantyStartDate | BarCode | AssetIdentifier | Features | TagNumber |  |  | 0.558672 |  |  | 0 | WarrantyDurationParts | AccessibilityPerformance | CodePerformance | Color | Constituents | Grade | Material | ModelReference | NominalHeight | NominalLength | Shape | SustainabilityPerformance | WarrantyDurationLabor | FIXED | WarrantyGuarantorParts | ExpectedLife | ReplacementCost | NominalWidth | 23-35 70 24 | Ceilings | [11 empty] | 0.052000 | [9 empty] | Second Floor | [16 empty] | CEILING | [23 empty] | 0.052000 | 2.680000 | 13.221123
3195 | Second Floor |  |  |  | 276438 |  | New Construction |  |  |  | 209256 | 124452 | 119058 | Compound Ceiling:ACT 600 x 600mm Grid |  | Compound Ceiling:ACT 600 x 600mm Grid | Size | 187418 | 198019,198020,198021,198022,198023,209232,209233,209234,209235 | Manufacturer |  | 2Xm8mTFlXE_vTXaS55sScj | 1 | Compound Ceiling:ACT 600 x 600mm Grid:276438 |  | InstallationDate | 3195 | WarrantyGuarantorLabor |  | ModelLabel |  | WarrantyDescription |  |  | ProductionYear |  |  |  | F |  |  | Finish |  | 10.924508 | SerialNumber | WarrantyStartDate | BarCode | AssetIdentifier | Features | TagNumber |  |  | 0.568074 |  |  | 0 | WarrantyDurationParts | AccessibilityPerformance | CodePerformance | Color | Constituents | Grade | Material | ModelReference | NominalHeight | NominalLength | Shape | SustainabilityPerformance | WarrantyDurationLabor | FIXED | WarrantyGuarantorParts | ExpectedLife | ReplacementCost | NominalWidth | 23-35 70 24 | Ceilings | [11 empty] | 0.052000 | [9 empty] | Second Floor | [16 empty] | CEILING | [23 empty] | 0.052000 | 2.680000 | 13.221123
3196 | Second Floor |  |  |  | 276447 |  | New Construction |  |  |  | 209256 | 124453 | 119059 | Compound Ceiling:ACT 600 x 600mm Grid |  | Compound Ceiling:ACT 600 x 600mm Grid | Size | 187419 | 198024,198025,198026,198027,198028,209232,209233,209234,209235 | Manufacturer |  | 2Xm8mTFlXE_vTXaS55sSca | 1 | Compound Ceiling:ACT 600 x 600mm Grid:276447 |  | InstallationDate | 3196 | WarrantyGuarantorLabor |  | ModelLabel |  | WarrantyDescription |  |  | ProductionYear |  |  |  | F |  |  | Finish |  | 11.004298 | SerialNumber | WarrantyStartDate | BarCode | AssetIdentifier | Features | TagNumber |  |  | 0.572223 |  |  | 0 | WarrantyDurationParts | AccessibilityPerformance | CodePerformance | Color | Constituents | Grade | Material | ModelReference | NominalHeight | NominalLength | Shape | SustainabilityPerformance | WarrantyDurationLabor | FIXED | WarrantyGuarantorParts | ExpectedLife | ReplacementCost | NominalWidth | 23-35 70 24 | Ceilings | [11 empty] | 0.052000 | [9 empty] | Second Floor | [16 empty] | CEILING | [23 empty] | 0.052000 | 2.680000 | 13.269123
3197 | Second Floor |  |  |  | 276457 |  | New Construction |  |  |  | 209256 | 124454 | 119060 | Compound Ceiling:ACT 600 x 600mm Grid |  | Compound Ceiling:ACT 600 x 600mm Grid | Size | 187420 | 198029,198030,198031,198032,198033,209232,209233,209234,209235 | Manufacturer |  | 2Xm8mTFlXE_vTXaS55sScI | 1 | Compound Ceiling:ACT 600 x 600mm Grid:276457 |  | InstallationDate | 3197 | WarrantyGuarantorLabor |  | ModelLabel |  | WarrantyDescription |  |  | ProductionYear |  |  |  | F |  |  | Finish |  | 10.447781 | SerialNumber | WarrantyStartDate | BarCode | AssetIdentifier | Features | TagNumber |  |  | 0.543285 |  |  | 0 | WarrantyDurationParts | AccessibilityPerformance | CodePerformance | Color | Constituents | Grade | Material | ModelReference | NominalHeight | NominalLength | Shape | SustainabilityPerformance | WarrantyDurationLabor | FIXED | WarrantyGuarantorParts | ExpectedLife | ReplacementCost | NominalWidth | 23-35 70 24 | Ceilings | [11 empty] | 0.052000 | [9 empty] | Second Floor | [16 empty] | CEILING | [23 empty] | 0.052000 | 2.680000 | 13.221123
3198 | Second Floor |  |  |  | 276471 |  | New Construction |  |  |  | 209256 | 124455 | 119061 | Compound Ceiling:ACT 600 x 600mm Grid |  | Compound Ceiling:ACT 600 x 600mm Grid | Size | 187421 | 198034,198035,198036,198037,198038,209232,209233,209234,209235 | Manufacturer |  | 2Xm8mTFlXE_vTXaS55sScC | 1 | Compound Ceiling:ACT 600 x 600mm Grid:276471 |  | InstallationDate | 3198 | WarrantyGuarantorLabor |  | ModelLabel |  | WarrantyDescription |  |  | ProductionYear |  |  |  | F |  |  | Finish |  | 14.932054 | SerialNumber | WarrantyStartDate | BarCode | AssetIdentifier | Features | TagNumber |  |  | 0.776467 |  |  | 0 | WarrantyDurationParts | AccessibilityPerformance | CodePerformance | Color | Constituents | Grade | Material | ModelReference | NominalHeight | NominalLength | Shape | SustainabilityPerformance | WarrantyDurationLabor | FIXED | WarrantyGuarantorParts | ExpectedLife | ReplacementCost | NominalWidth | 23-35 70 24 | Ceilings | [11 empty] | 0.052000 | [9 empty] | Second Floor | [16 empty] | CEILING | [23 empty] | 0.052000 | 2.680000 | 15.530000
3199 | Second Floor |  |  |  | 276479 |  | New Construction |  |  |  | 209256 | 124456 | 119062 | Compound Ceiling:ACT 600 x 600mm Grid |  | Compound Ceiling:ACT 600 x 600mm Grid | Size | 187422 | 198039,198040,198041,198042,198043,209232,209233,209234,209235 | Manufacturer |  | 2Xm8mTFlXE_vTXaS55sSc4 | 1 | Compound Ceiling:ACT 600 x 600mm Grid:276479 |  | InstallationDate | 3199 | WarrantyGuarantorLabor |  | ModelLabel |  | WarrantyDescription |  |  | ProductionYear |  |  |  | F |  |  | Finish |  | 14.778730 | SerialNumber | WarrantyStartDate | BarCode | AssetIdentifier | Features | TagNumber |  |  | 0.768494 |  |  | 0 | WarrantyDurationParts | AccessibilityPerformance | CodePerformance | Color | Constituents | Grade | Material | ModelReference | NominalHeight | NominalLength | Shape | SustainabilityPerformance | WarrantyDurationLabor | FIXED | WarrantyGuarantorParts | ExpectedLife | ReplacementCost | NominalWidth | 23-35 70 24 | Ceilings | [11 empty] | 0.052000 | [9 empty] | Second Floor | [16 empty] | CEILING | [23 empty] | 0.052000 | 2.680000 | 15.458000
3200 | Second Floor |  |  |  | 276487 |  | New Construction |  |  |  | 209256 | 124457 | 119063 | Compound Ceiling:ACT 600 x 600mm Grid |  | Compound Ceiling:ACT 600 x 600mm Grid | Size | 187423 | 198044,198045,198046,198047,198048,209232,209233,209234,209235 | Manufacturer |  | 2Xm8mTFlXE_vTXaS55sSPy | 1 | Compound Ceiling:ACT 600 x 600mm Grid:276487 |  | InstallationDate | 3200 | WarrantyGuarantorLabor |  | ModelLabel |  | WarrantyDescription |  |  | ProductionYear |  |  |  | F |  |  | Finish |  | 10.023382 | SerialNumber | WarrantyStartDate | BarCode | AssetIdentifier | Features | TagNumber |  |  | 0.521216 |  |  | 0 | WarrantyDurationParts | AccessibilityPerformance | CodePerformance | Color | Constituents | Grade | Material | ModelReference | NominalHeight | NominalLength | Shape | SustainabilityPerformance | WarrantyDurationLabor | FIXED | WarrantyGuarantorParts | ExpectedLife | ReplacementCost | NominalWidth | 23-35 70 24 | Ceilings | [11 empty] | 0.052000 | [9 empty] | Second Floor | [16 empty] | CEILING | [23 empty] | 0.052000 | 2.680000 | 13.462000
3201 | Second Floor |  |  |  | 276499 |  | New Construction |  |  |  | 209256 | 124458 | 119064 | Compound Ceiling:ACT 600 x 600mm Grid |  | Compound Ceiling:ACT 600 x 600mm Grid | Size | 187424 | 198049,198050,198051,198052,198053,209232,209233,209234,209235 | Manufacturer |  | 2Xm8mTFlXE_vTXaS55sSPe | 1 | Compound Ceiling:ACT 600 x 600mm Grid:276499 |  | InstallationDate | 3201 | WarrantyGuarantorLabor |  | ModelLabel |  | WarrantyDescription |  |  | ProductionYear |  |  |  | F |  |  | Finish |  | 19.843076 | SerialNumber | WarrantyStartDate | BarCode | AssetIdentifier | Features | TagNumber |  |  | 1.031840 |  |  | 0 | WarrantyDurationParts | AccessibilityPerformance | CodePerformance | Color | Constituents | Grade | Material | ModelReference | NominalHeight | NominalLength | Shape | SustainabilityPerformance | WarrantyDurationLabor | FIXED | WarrantyGuarantorParts | ExpectedLife | ReplacementCost | NominalWidth | 23-35 70 24 | Ceilings | [11 empty] | 0.052000 | [9 empty] | Second Floor | [16 empty] | CEILING | [23 empty] | 0.052000 | 2.680000 | 18.385877
3202 | Second Floor |  |  |  | 276513 |  | New Construction |  |  |  | 209256 | 124459 | 119065 | Compound Ceiling:ACT 600 x 600mm Grid |  | Compound Ceiling:ACT 600 x 600mm Grid | Size | 187425 | 198054,198055,198056,198057,198058,209232,209233,209234,209235 | Manufacturer |  | 2Xm8mTFlXE_vTXaS55sSPQ | 1 | Compound Ceiling:ACT 600 x 600mm Grid:276513 |  | InstallationDate | 3202 | WarrantyGuarantorLabor |  | ModelLabel |  | WarrantyDescription |  |  | ProductionYear |  |  |  | F |  |  | Finish |  | 63.282935 | SerialNumber | WarrantyStartDate | BarCode | AssetIdentifier | Features | TagNumber |  |  | 3.290713 |  |  | 0 | WarrantyDurationParts | AccessibilityPerformance | CodePerformance | Color | Constituents | Grade | Material | ModelReference | NominalHeight | NominalLength | Shape | SustainabilityPerformance | WarrantyDurationLabor | FIXED | WarrantyGuarantorParts | ExpectedLife | ReplacementCost | NominalWidth | 23-35 70 24 | Ceilings | [11 empty] | 0.052000 | [9 empty] | Second Floor | [16 empty] | CEILING | [23 empty] | 0.052000 | 2.680000 | 50.336340
3203 | Second Floor |  |  |  | 276544 |  | New Construction |  |  |  | 209256 | 124460 | 119066 | Compound Ceiling:ACT 600 x 600mm Grid |  | Compound Ceiling:ACT 600 x 600mm Grid | Size | 187426 | 198059,198060,198061,198062,198063,209232,209233,209234,209235 | Manufacturer |  | 2Xm8mTFlXE_vTXaS55sSOx | 1 | Compound Ceiling:ACT 600 x 600mm Grid:276544 |  | InstallationDate | 3203 | WarrantyGuarantorLabor |  | ModelLabel |  | WarrantyDescription |  |  | ProductionYear |  |  |  | F |  |  | Finish |  | 57.861360 | SerialNumber | WarrantyStartDate | BarCode | AssetIdentifier | Features | TagNumber |  |  | 3.008791 |  |  | 0 | WarrantyDurationParts | AccessibilityPerformance | CodePerformance | Color | Constituents | Grade | Material | ModelReference | NominalHeight | NominalLength | Shape | SustainabilityPerformance | WarrantyDurationLabor | FIXED | WarrantyGuarantorParts | ExpectedLife | ReplacementCost | NominalWidth | 23-35 70 24 | Ceilings | [11 empty] | 0.052000 | [9 empty] | Second Floor | [16 empty] | CEILING | [23 empty] | 0.052000 | 2.680000 | 71.452000
3204 | Second Floor |  |  |  | 276582 |  | New Construction |  |  |  | 209256 | 124461 | 119067 | Compound Ceiling:ACT 600 x 600mm Grid |  | Compound Ceiling:ACT 600 x 600mm Grid | Size | 187427 | 198064,198065,198066,198067,198068,209232,209233,209234,209235 | Manufacturer |  | 2Xm8mTFlXE_vTXaS55sSOT | 1 | Compound Ceiling:ACT 600 x 600mm Grid:276582 |  | InstallationDate | 3204 | WarrantyGuarantorLabor |  | ModelLabel |  | WarrantyDescription |  |  | ProductionYear |  |  |  | F |  |  | Finish |  | 10.342814 | SerialNumber | WarrantyStartDate | BarCode | AssetIdentifier | Features | TagNumber |  |  | 0.537826 |  |  | 0 | WarrantyDurationParts | AccessibilityPerformance | CodePerformance | Color | Constituents | Grade | Material | ModelReference | NominalHeight | NominalLength | Shape | SustainabilityPerformance | WarrantyDurationLabor | FIXED | WarrantyGuarantorParts | ExpectedLife | ReplacementCost | NominalWidth | 23-35 70 24 | Ceilings | [11 empty] | 0.052000 | [9 empty] | Second Floor | [16 empty] | CEILING | [23 empty] | 0.052000 | 2.680000 | 13.844913
3205 | Second Floor |  |  |  | 276611 |  | New Construction |  |  |  | 209256 | 124462 | 119068 | Compound Ceiling:ACT 600 x 600mm Grid |  | Compound Ceiling:ACT 600 x 600mm Grid | Size | 187428 | 198069,198070,198071,198072,198073,209232,209233,209234,209235 | Manufacturer |  | 2Xm8mTFlXE_vTXaS55sSRu | 1 | Compound Ceiling:ACT 600 x 600mm Grid:276611 |  | InstallationDate | 3205 | WarrantyGuarantorLabor |  | ModelLabel |  | WarrantyDescription |  |  | ProductionYear |  |  |  | F |  |  | Finish |  | 1.873934 | SerialNumber | WarrantyStartDate | BarCode | AssetIdentifier | Features | TagNumber |  |  | 0.097445 |  |  | 0 | WarrantyDurationParts | AccessibilityPerformance | CodePerformance | Color | Constituents | Grade | Material | ModelReference | NominalHeight | NominalLength | Shape | SustainabilityPerformance | WarrantyDurationLabor | FIXED | WarrantyGuarantorParts | ExpectedLife | ReplacementCost | NominalWidth | 23-35 70 24 | Ceilings | [11 empty] | 0.052000 | [9 empty] | Second Floor | [16 empty] | CEILING | [23 empty] | 0.052000 | 2.680000 | 5.381795
3206 | Second Floor |  |  |  | 276687 |  | New Construction |  |  |  | 209256 | 124463 | 119069 | Compound Ceiling:ACT 600 x 600mm Grid |  | Compound Ceiling:ACT 600 x 600mm Grid | Size | 187429 | 198074,198075,198076,198077,198078,209232,209233,209234,209235 | Manufacturer |  | 2Xm8mTFlXE_vTXaS55sSQq | 1 | Compound Ceiling:ACT 600 x 600mm Grid:276687 |  | InstallationDate | 3206 | WarrantyGuarantorLabor |  | ModelLabel |  | WarrantyDescription |  |  | ProductionYear |  |  |  | F |  |  | Finish |  | 6.882032 | SerialNumber | WarrantyStartDate | BarCode | AssetIdentifier | Features | TagNumber |  |  | 0.357866 |  |  | 0 | WarrantyDurationParts | AccessibilityPerformance | CodePerformance | Color | Constituents | Grade | Material | ModelReference | NominalHeight | NominalLength | Shape | SustainabilityPerformance | WarrantyDurationLabor | FIXED | WarrantyGuarantorParts | ExpectedLife | ReplacementCost | NominalWidth | 23-35 70 24 | Ceilings | [11 empty] | 0.052000 | [9 empty] | Second Floor | [16 empty] | CEILING | [23 empty] | 0.052000 | 2.680000 | 11.358000
3207 | Second Floor |  |  |  | 277079 |  | New Construction |  |  |  | 209256 | 124464 | 119070 | Compound Ceiling:ACT 600 x 600mm Grid |  | Compound Ceiling:ACT 600 x 600mm Grid | Size | 187430 | 198079,198080,198081,198082,198083,209232,209233,209234,209235 | Manufacturer |  | 2Xm8mTFlXE_vTXaS55sSGi | 1 | Compound Ceiling:ACT 600 x 600mm Grid:277079 |  | InstallationDate | 3207 | WarrantyGuarantorLabor |  | ModelLabel |  | WarrantyDescription |  |  | ProductionYear |  |  |  | F |  |  | Finish |  | 1.506510 | SerialNumber | WarrantyStartDate | BarCode | AssetIdentifier | Features | TagNumber |  |  | 0.078339 |  |  | 0 | WarrantyDurationParts | AccessibilityPerformance | CodePerformance | Color | Constituents | Grade | Material | ModelReference | NominalHeight | NominalLength | Shape | SustainabilityPerformance | WarrantyDurationLabor | FIXED | WarrantyGuarantorParts | ExpectedLife | ReplacementCost | NominalWidth | 23-35 70 24 | Ceilings | [11 empty] | 0.052000 | [9 empty] | Second Floor | [16 empty] | CEILING | [23 empty] | 0.052000 | 2.680000 | 5.182000
3208 | Second Floor |  |  |  | 277088 |  | New Construction |  |  |  | 209256 | 124465 | 119071 | Compound Ceiling:ACT 600 x 600mm Grid |  | Compound Ceiling:ACT 600 x 600mm Grid | Size | 187431 | 198084,198085,198086,198087,198088,209232,209233,209234,209235 | Manufacturer |  | 2Xm8mTFlXE_vTXaS55sSGR | 1 | Compound Ceiling:ACT 600 x 600mm Grid:277088 |  | InstallationDate | 3208 | WarrantyGuarantorLabor |  | ModelLabel |  | WarrantyDescription |  |  | ProductionYear |  |  |  | F |  |  | Finish |  | 13.925855 | SerialNumber | WarrantyStartDate | BarCode | AssetIdentifier | Features | TagNumber |  |  | 0.724144 |  |  | 0 | WarrantyDurationParts | AccessibilityPerformance | CodePerformance | Color | Constituents | Grade | Material | ModelReference | NominalHeight | NominalLength | Shape | SustainabilityPerformance | WarrantyDurationLabor | FIXED | WarrantyGuarantorParts | ExpectedLife | ReplacementCost | NominalWidth | 23-35 70 24 | Ceilings | [11 empty] | 0.052000 | [9 empty] | Second Floor | [16 empty] | CEILING | [23 empty] | 0.052000 | 2.680000 | 20.636000
3209 | Second Floor |  |  |  | 277099 |  | New Construction |  |  |  | 209256 | 124466 | 119072 | Compound Ceiling:ACT 600 x 600mm Grid |  | Compound Ceiling:ACT 600 x 600mm Grid | Size | 187432 | 198089,198090,198091,198092,198093,209232,209233,209234,209235 | Manufacturer |  | 2Xm8mTFlXE_vTXaS55sSGG | 1 | Compound Ceiling:ACT 600 x 600mm Grid:277099 |  | InstallationDate | 3209 | WarrantyGuarantorLabor |  | ModelLabel |  | WarrantyDescription |  |  | ProductionYear |  |  |  | F |  |  | Finish |  | 25.712844 | SerialNumber | WarrantyStartDate | BarCode | AssetIdentifier | Features | TagNumber |  |  | 1.337068 |  |  | 0 | WarrantyDurationParts | AccessibilityPerformance | CodePerformance | Color | Constituents | Grade | Material | ModelReference | NominalHeight | NominalLength | Shape | SustainabilityPerformance | WarrantyDurationLabor | FIXED | WarrantyGuarantorParts | ExpectedLife | ReplacementCost | NominalWidth | 23-35 70 24 | Ceilings | [11 empty] | 0.052000 | [9 empty] | Second Floor | [16 empty] | CEILING | [23 empty] | 0.052000 | 2.680000 | 26.110226
3210 | Second Floor |  |  |  | 277115 |  | New Construction |  |  |  | 209256 | 124467 | 119073 | Compound Ceiling:ACT 600 x 600mm Grid |  | Compound Ceiling:ACT 600 x 600mm Grid | Size | 187433 | 198094,198095,198096,198097,198098,209232,209233,209234,209235 | Manufacturer |  | 2Xm8mTFlXE_vTXaS55sSG0 | 1 | Compound Ceiling:ACT 600 x 600mm Grid:277115 |  | InstallationDate | 3210 | WarrantyGuarantorLabor |  | ModelLabel |  | WarrantyDescription |  |  | ProductionYear |  |  |  | F |  |  | Finish |  | 9.157775 | SerialNumber | WarrantyStartDate | BarCode | AssetIdentifier | Features | TagNumber |  |  | 0.476204 |  |  | 0 | WarrantyDurationParts | AccessibilityPerformance | CodePerformance | Color | Constituents | Grade | Material | ModelReference | NominalHeight | NominalLength | Shape | SustainabilityPerformance | WarrantyDurationLabor | FIXED | WarrantyGuarantorParts | ExpectedLife | ReplacementCost | NominalWidth | 23-35 70 24 | Ceilings | [11 empty] | 0.052000 | [9 empty] | Second Floor | [16 empty] | CEILING | [23 empty] | 0.052000 | 2.680000 | 14.297104
3211 | Second Floor |  |  |  | 277127 |  | New Construction |  |  |  | 209256 | 124468 | 119074 | Compound Ceiling:ACT 600 x 600mm Grid |  | Compound Ceiling:ACT 600 x 600mm Grid | Size | 187434 | 198099,198100,198101,198102,198103,209232,209233,209234,209235 | Manufacturer |  | 2Xm8mTFlXE_vTXaS55sSJy | 1 | Compound Ceiling:ACT 600 x 600mm Grid:277127 |  | InstallationDate | 3211 | WarrantyGuarantorLabor |  | ModelLabel |  | WarrantyDescription |  |  | ProductionYear |  |  |  | F |  |  | Finish |  | 8.916256 | SerialNumber | WarrantyStartDate | BarCode | AssetIdentifier | Features | TagNumber |  |  | 0.463645 |  |  | 0 | WarrantyDurationParts | AccessibilityPerformance | CodePerformance | Color | Constituents | Grade | Material | ModelReference | NominalHeight | NominalLength | Shape | SustainabilityPerformance | WarrantyDurationLabor | FIXED | WarrantyGuarantorParts | ExpectedLife | ReplacementCost | NominalWidth | 23-35 70 24 | Ceilings | [11 empty] | 0.052000 | [9 empty] | Second Floor | [16 empty] | CEILING | [23 empty] | 0.052000 | 2.680000 | 11.944171
3212 | Second Floor |  |  |  | 277135 |  | New Construction |  |  |  | 209256 | 124469 | 119075 | Compound Ceiling:ACT 600 x 600mm Grid |  | Compound Ceiling:ACT 600 x 600mm Grid | Size | 187435 | 198104,198105,198106,198107,198108,209232,209233,209234,209235 | Manufacturer |  | 2Xm8mTFlXE_vTXaS55sSJq | 1 | Compound Ceiling:ACT 600 x 600mm Grid:277135 |  | InstallationDate | 3212 | WarrantyGuarantorLabor |  | ModelLabel |  | WarrantyDescription |  |  | ProductionYear |  |  |  | F |  |  | Finish |  | 8.115440 | SerialNumber | WarrantyStartDate | BarCode | AssetIdentifier | Features | TagNumber |  |  | 0.422003 |  |  | 0 | WarrantyDurationParts | AccessibilityPerformance | CodePerformance | Color | Constituents | Grade | Material | ModelReference | NominalHeight | NominalLength | Shape | SustainabilityPerformance | WarrantyDurationLabor | FIXED | WarrantyGuarantorParts | ExpectedLife | ReplacementCost | NominalWidth | 23-35 70 24 | Ceilings | [11 empty] | 0.052000 | [9 empty] | Second Floor | [16 empty] | CEILING | [23 empty] | 0.052000 | 2.680000 | 11.532000
3213 | Second Floor |  |  |  | 277143 |  | New Construction |  |  |  | 209256 | 124470 | 119076 | Compound Ceiling:ACT 600 x 600mm Grid |  | Compound Ceiling:ACT 600 x 600mm Grid | Size | 187436 | 198109,198110,198111,198112,198113,209232,209233,209234,209235 | Manufacturer |  | 2Xm8mTFlXE_vTXaS55sSJi | 1 | Compound Ceiling:ACT 600 x 600mm Grid:277143 |  | InstallationDate | 3213 | WarrantyGuarantorLabor |  | ModelLabel |  | WarrantyDescription |  |  | ProductionYear |  |  |  | F |  |  | Finish |  | 32.354434 | SerialNumber | WarrantyStartDate | BarCode | AssetIdentifier | Features | TagNumber |  |  | 1.682431 |  |  | 0 | WarrantyDurationParts | AccessibilityPerformance | CodePerformance | Color | Constituents | Grade | Material | ModelReference | NominalHeight | NominalLength | Shape | SustainabilityPerformance | WarrantyDurationLabor | FIXED | WarrantyGuarantorParts | ExpectedLife | ReplacementCost | NominalWidth | 23-35 70 24 | Ceilings | [11 empty] | 0.052000 | [9 empty] | Second Floor | [16 empty] | CEILING | [23 empty] | 0.052000 | 2.680000 | 28.641274
3214 | Second Floor |  |  |  | 277157 |  | New Construction |  |  |  | 209256 | 124471 | 119077 | Compound Ceiling:ACT 600 x 600mm Grid |  | Compound Ceiling:ACT 600 x 600mm Grid | Size | 187437 | 198114,198115,198116,198117,198118,209232,209233,209234,209235 | Manufacturer |  | 2Xm8mTFlXE_vTXaS55sSJU | 1 | Compound Ceiling:ACT 600 x 600mm Grid:277157 |  | InstallationDate | 3214 | WarrantyGuarantorLabor |  | ModelLabel |  | WarrantyDescription |  |  | ProductionYear |  |  |  | F |  |  | Finish |  | 3.511264 | SerialNumber | WarrantyStartDate | BarCode | AssetIdentifier | Features | TagNumber |  |  | 0.182586 |  |  | 0 | WarrantyDurationParts | AccessibilityPerformance | CodePerformance | Color | Constituents | Grade | Material | ModelReference | NominalHeight | NominalLength | Shape | SustainabilityPerformance | WarrantyDurationLabor | FIXED | WarrantyGuarantorParts | ExpectedLife | ReplacementCost | NominalWidth | 23-35 70 24 | Ceilings | [11 empty] | 0.052000 | [9 empty] | Second Floor | [16 empty] | CEILING | [23 empty] | 0.052000 | 2.680000 | 7.768000
3215 | Second Floor |  |  |  | 277165 |  | New Construction |  |  |  | 209256 | 124472 | 119078 | Compound Ceiling:ACT 600 x 600mm Grid |  | Compound Ceiling:ACT 600 x 600mm Grid | Size | 187438 | 198119,198120,198121,198122,198123,209232,209233,209234,209235 | Manufacturer |  | 2Xm8mTFlXE_vTXaS55sSJM | 1 | Compound Ceiling:ACT 600 x 600mm Grid:277165 |  | InstallationDate | 3215 | WarrantyGuarantorLabor |  | ModelLabel |  | WarrantyDescription |  |  | ProductionYear |  |  |  | F |  |  | Finish |  | 12.466330 | SerialNumber | WarrantyStartDate | BarCode | AssetIdentifier | Features | TagNumber |  |  | 0.648249 |  |  | 0 | WarrantyDurationParts | AccessibilityPerformance | CodePerformance | Color | Constituents | Grade | Material | ModelReference | NominalHeight | NominalLength | Shape | SustainabilityPerformance | WarrantyDurationLabor | FIXED | WarrantyGuarantorParts | ExpectedLife | ReplacementCost | NominalWidth | 23-35 70 24 | Ceilings | [11 empty] | 0.052000 | [9 empty] | Second Floor | [16 empty] | CEILING | [23 empty] | 0.052000 | 2.680000 | 21.742144
3216 | Second Floor |  |  |  | 277185 |  | New Construction |  |  |  | 209256 | 124473 | 119079 | Compound Ceiling:ACT 600 x 600mm Grid |  | Compound Ceiling:ACT 600 x 600mm Grid | Size | 187439 | 198124,198125,198126,198127,198128,209232,209233,209234,209235 | Manufacturer |  | 2Xm8mTFlXE_vTXaS55sSIw | 1 | Compound Ceiling:ACT 600 x 600mm Grid:277185 |  | InstallationDate | 3216 | WarrantyGuarantorLabor |  | ModelLabel |  | WarrantyDescription |  |  | ProductionYear |  |  |  | F |  |  | Finish |  | 3.772440 | SerialNumber | WarrantyStartDate | BarCode | AssetIdentifier | Features | TagNumber |  |  | 0.196167 |  |  | 0 | WarrantyDurationParts | AccessibilityPerformance | CodePerformance | Color | Constituents | Grade | Material | ModelReference | NominalHeight | NominalLength | Shape | SustainabilityPerformance | WarrantyDurationLabor | FIXED | WarrantyGuarantorParts | ExpectedLife | ReplacementCost | NominalWidth | 23-35 70 24 | Ceilings | [11 empty] | 0.052000 | [9 empty] | Second Floor | [16 empty] | CEILING | [23 empty] | 0.052000 | 2.680000 | 7.950656
3217 | Second Floor |  |  |  | 277194 |  | New Construction |  |  |  | 209256 | 124474 | 119080 | Compound Ceiling:ACT 600 x 600mm Grid |  | Compound Ceiling:ACT 600 x 600mm Grid | Size | 187440 | 198129,198130,198131,198132,198133,209232,209233,209234,209235 | Manufacturer |  | 2Xm8mTFlXE_vTXaS55sSIn | 1 | Compound Ceiling:ACT 600 x 600mm Grid:277194 |  | InstallationDate | 3217 | WarrantyGuarantorLabor |  | ModelLabel |  | WarrantyDescription |  |  | ProductionYear |  |  |  | F |  |  | Finish |  | 2.419997 | SerialNumber | WarrantyStartDate | BarCode | AssetIdentifier | Features | TagNumber |  |  | 0.125840 |  |  | 0 | WarrantyDurationParts | AccessibilityPerformance | CodePerformance | Color | Constituents | Grade | Material | ModelReference | NominalHeight | NominalLength | Shape | SustainabilityPerformance | WarrantyDurationLabor | FIXED | WarrantyGuarantorParts | ExpectedLife | ReplacementCost | NominalWidth | 23-35 70 24 | Ceilings | [11 empty] | 0.052000 | [9 empty] | Second Floor | [16 empty] | CEILING | [23 empty] | 0.052000 | 2.680000 | 6.222656
3218 | Second Floor |  |  |  | 277202 |  | New Construction |  |  |  | 209256 | 124475 | 119081 | Compound Ceiling:ACT 600 x 600mm Grid |  | Compound Ceiling:ACT 600 x 600mm Grid | Size | 187441 | 198134,198135,198136,198137,198138,209232,209233,209234,209235 | Manufacturer |  | 2Xm8mTFlXE_vTXaS55sSIf | 1 | Compound Ceiling:ACT 600 x 600mm Grid:277202 |  | InstallationDate | 3218 | WarrantyGuarantorLabor |  | ModelLabel |  | WarrantyDescription |  |  | ProductionYear |  |  |  | F |  |  | Finish |  | 10.348459 | SerialNumber | WarrantyStartDate | BarCode | AssetIdentifier | Features | TagNumber |  |  | 0.538120 |  |  | 0 | WarrantyDurationParts | AccessibilityPerformance | CodePerformance | Color | Constituents | Grade | Material | ModelReference | NominalHeight | NominalLength | Shape | SustainabilityPerformance | WarrantyDurationLabor | FIXED | WarrantyGuarantorParts | ExpectedLife | ReplacementCost | NominalWidth | 23-35 70 24 | Ceilings | [11 empty] | 0.052000 | [9 empty] | Second Floor | [16 empty] | CEILING | [23 empty] | 0.052000 | 2.680000 | 13.445274
3219 | Second Floor |  |  |  | 277210 |  | New Construction |  |  |  | 209256 | 124476 | 119082 | Compound Ceiling:ACT 600 x 600mm Grid |  | Compound Ceiling:ACT 600 x 600mm Grid | Size | 187442 | 198139,198140,198141,198142,198143,209232,209233,209234,209235 | Manufacturer |  | 2Xm8mTFlXE_vTXaS55sSIX | 1 | Compound Ceiling:ACT 600 x 600mm Grid:277210 |  | InstallationDate | 3219 | WarrantyGuarantorLabor |  | ModelLabel |  | WarrantyDescription |  |  | ProductionYear |  |  |  | F |  |  | Finish |  | 11.703921 | SerialNumber | WarrantyStartDate | BarCode | AssetIdentifier | Features | TagNumber |  |  | 0.608604 |  |  | 0 | WarrantyDurationParts | AccessibilityPerformance | CodePerformance | Color | Constituents | Grade | Material | ModelReference | NominalHeight | NominalLength | Shape | SustainabilityPerformance | WarrantyDurationLabor | FIXED | WarrantyGuarantorParts | ExpectedLife | ReplacementCost | NominalWidth | 23-35 70 24 | Ceilings | [11 empty] | 0.052000 | [9 empty] | Second Floor | [16 empty] | CEILING | [23 empty] | 0.052000 | 2.680000 | 17.737344
3220 | Second Floor |  |  |  | 277222 |  | New Construction |  |  |  | 209256 | 124477 | 119083 | Compound Ceiling:ACT 600 x 600mm Grid |  | Compound Ceiling:ACT 600 x 600mm Grid | Size | 187443 | 198144,198145,198146,198147,198148,209232,209233,209234,209235 | Manufacturer |  | 2Xm8mTFlXE_vTXaS55sSIT | 1 | Compound Ceiling:ACT 600 x 600mm Grid:277222 |  | InstallationDate | 3220 | WarrantyGuarantorLabor |  | ModelLabel |  | WarrantyDescription |  |  | ProductionYear |  |  |  | F |  |  | Finish |  | 10.249896 | SerialNumber | WarrantyStartDate | BarCode | AssetIdentifier | Features | TagNumber |  |  | 0.532995 |  |  | 0 | WarrantyDurationParts | AccessibilityPerformance | CodePerformance | Color | Constituents | Grade | Material | ModelReference | NominalHeight | NominalLength | Shape | SustainabilityPerformance | WarrantyDurationLabor | FIXED | WarrantyGuarantorParts | ExpectedLife | ReplacementCost | NominalWidth | 23-35 70 24 | Ceilings | [11 empty] | 0.052000 | [9 empty] | Second Floor | [16 empty] | CEILING | [23 empty] | 0.052000 | 2.680000 | 12.996000
3221 | Second Floor |  |  |  | 277254 |  | New Construction |  |  |  | 209256 | 124478 | 119084 | Compound Ceiling:ACT 600 x 600mm Grid |  | Compound Ceiling:ACT 600 x 600mm Grid | Size | 187444 | 198149,198150,198151,198152,198153,209232,209233,209234,209235 | Manufacturer |  | 2Xm8mTFlXE_vTXaS55sSLz | 1 | Compound Ceiling:ACT 600 x 600mm Grid:277254 |  | InstallationDate | 3221 | WarrantyGuarantorLabor |  | ModelLabel |  | WarrantyDescription |  |  | ProductionYear |  |  |  | F |  |  | Finish |  | 8.860336 | SerialNumber | WarrantyStartDate | BarCode | AssetIdentifier | Features | TagNumber |  |  | 0.460737 |  |  | 0 | WarrantyDurationParts | AccessibilityPerformance | CodePerformance | Color | Constituents | Grade | Material | ModelReference | NominalHeight | NominalLength | Shape | SustainabilityPerformance | WarrantyDurationLabor | FIXED | WarrantyGuarantorParts | ExpectedLife | ReplacementCost | NominalWidth | 23-35 70 24 | Ceilings | [11 empty] | 0.052000 | [9 empty] | Second Floor | [16 empty] | CEILING | [23 empty] | 0.052000 | 2.680000 | 12.064000
3222 | Second Floor |  |  |  | 277266 |  | New Construction |  |  |  | 209256 | 124479 | 119085 | Compound Ceiling:ACT 600 x 600mm Grid |  | Compound Ceiling:ACT 600 x 600mm Grid | Size | 187445 | 198154,198155,198156,198157,198158,209232,209233,209234,209235 | Manufacturer |  | 2Xm8mTFlXE_vTXaS55sSLf | 1 | Compound Ceiling:ACT 600 x 600mm Grid:277266 |  | InstallationDate | 3222 | WarrantyGuarantorLabor |  | ModelLabel |  | WarrantyDescription |  |  | ProductionYear |  |  |  | F |  |  | Finish |  | 28.585672 | SerialNumber | WarrantyStartDate | BarCode | AssetIdentifier | Features | TagNumber |  |  | 1.486455 |  |  | 0 | WarrantyDurationParts | AccessibilityPerformance | CodePerformance | Color | Constituents | Grade | Material | ModelReference | NominalHeight | NominalLength | Shape | SustainabilityPerformance | WarrantyDurationLabor | FIXED | WarrantyGuarantorParts | ExpectedLife | ReplacementCost | NominalWidth | 23-35 70 24 | Ceilings | [11 empty] | 0.052000 | [9 empty] | Second Floor | [16 empty] | CEILING | [23 empty] | 0.052000 | 2.680000 | 24.644000
3223 | Second Floor |  |  |  | 277320 |  | New Construction |  |  |  | 209256 | 124480 | 119086 | Compound Ceiling:ACT 600 x 600mm Grid |  | Compound Ceiling:ACT 600 x 600mm Grid | Size | 187446 | 198159,198160,198161,198162,198163,209232,209233,209234,209235 | Manufacturer |  | 2Xm8mTFlXE_vTXaS55sSKp | 1 | Compound Ceiling:ACT 600 x 600mm Grid:277320 |  | InstallationDate | 3223 | WarrantyGuarantorLabor |  | ModelLabel |  | WarrantyDescription |  |  | ProductionYear |  |  |  | F |  |  | Finish |  | 9.076656 | SerialNumber | WarrantyStartDate | BarCode | AssetIdentifier | Features | TagNumber |  |  | 0.471986 |  |  | 0 | WarrantyDurationParts | AccessibilityPerformance | CodePerformance | Color | Constituents | Grade | Material | ModelReference | NominalHeight | NominalLength | Shape | SustainabilityPerformance | WarrantyDurationLabor | FIXED | WarrantyGuarantorParts | ExpectedLife | ReplacementCost | NominalWidth | 23-35 70 24 | Ceilings | [11 empty] | 0.052000 | [9 empty] | Second Floor | [16 empty] | CEILING | [23 empty] | 0.052000 | 2.680000 | 12.064000
3224 | Second Floor |  |  |  | 277328 |  | New Construction |  |  |  | 209256 | 124481 | 119087 | Compound Ceiling:ACT 600 x 600mm Grid |  | Compound Ceiling:ACT 600 x 600mm Grid | Size | 187447 | 198164,198165,198166,198167,198168,209232,209233,209234,209235 | Manufacturer |  | 2Xm8mTFlXE_vTXaS55sSKh | 1 | Compound Ceiling:ACT 600 x 600mm Grid:277328 |  | InstallationDate | 3224 | WarrantyGuarantorLabor |  | ModelLabel |  | WarrantyDescription |  |  | ProductionYear |  |  |  | F |  |  | Finish |  | 19.802112 | SerialNumber | WarrantyStartDate | BarCode | AssetIdentifier | Features | TagNumber |  |  | 1.029710 |  |  | 0 | WarrantyDurationParts | AccessibilityPerformance | CodePerformance | Color | Constituents | Grade | Material | ModelReference | NominalHeight | NominalLength | Shape | SustainabilityPerformance | WarrantyDurationLabor | FIXED | WarrantyGuarantorParts | ExpectedLife | ReplacementCost | NominalWidth | 23-35 70 24 | Ceilings | [11 empty] | 0.052000 | [9 empty] | Second Floor | [16 empty] | CEILING | [23 empty] | 0.052000 | 2.680000 | 19.696000
3225 | Second Floor |  |  |  | 277340 |  | New Construction |  |  |  | 209256 | 124482 | 119088 | Compound Ceiling:ACT 600 x 600mm Grid |  | Compound Ceiling:ACT 600 x 600mm Grid | Size | 187448 | 198169,198170,198171,198172,198173,209232,209233,209234,209235 | Manufacturer |  | 2Xm8mTFlXE_vTXaS55sSKd | 1 | Compound Ceiling:ACT 600 x 600mm Grid:277340 |  | InstallationDate | 3225 | WarrantyGuarantorLabor |  | ModelLabel |  | WarrantyDescription |  |  | ProductionYear |  |  |  | F |  |  | Finish |  | 13.253388 | SerialNumber | WarrantyStartDate | BarCode | AssetIdentifier | Features | TagNumber |  |  | 0.689176 |  |  | 0 | WarrantyDurationParts | AccessibilityPerformance | CodePerformance | Color | Constituents | Grade | Material | ModelReference | NominalHeight | NominalLength | Shape | SustainabilityPerformance | WarrantyDurationLabor | FIXED | WarrantyGuarantorParts | ExpectedLife | ReplacementCost | NominalWidth | 23-35 70 24 | Ceilings | [11 empty] | 0.052000 | [9 empty] | Second Floor | [16 empty] | CEILING | [23 empty] | 0.052000 | 2.680000 | 17.668000
3226 | Second Floor |  |  |  | 277962 |  | New Construction |  |  |  | 209256 | 124483 | 119089 | Compound Ceiling:ACT 600 x 600mm Grid |  | Compound Ceiling:ACT 600 x 600mm Grid | Size | 187449 | 198174,198175,198176,198177,198178,209232,209233,209234,209235 | Manufacturer |  | 0hfBjSvBD7Axm4HbiOC5kV | 1 | Compound Ceiling:ACT 600 x 600mm Grid:277962 |  | InstallationDate | 3226 | WarrantyGuarantorLabor |  | ModelLabel |  | WarrantyDescription |  |  | ProductionYear |  |  |  | F |  |  | Finish |  | 7.089576 | SerialNumber | WarrantyStartDate | BarCode | AssetIdentifier | Features | TagNumber |  |  | 0.368658 |  |  | 0 | WarrantyDurationParts | AccessibilityPerformance | CodePerformance | Color | Constituents | Grade | Material | ModelReference | NominalHeight | NominalLength | Shape | SustainabilityPerformance | WarrantyDurationLabor | FIXED | WarrantyGuarantorParts | ExpectedLife | ReplacementCost | NominalWidth | 23-35 70 24 | Ceilings | [11 empty] | 0.052000 | [9 empty] | Second Floor | [16 empty] | CEILING | [23 empty] | 0.052000 | 2.680000 | 10.650876
3227 | Second Floor |  |  |  | 278300 |  | New Construction |  |  |  | 209256 | 124484 | 119090 | Compound Ceiling:ACT 600 x 600mm Grid |  | Compound Ceiling:ACT 600 x 600mm Grid | Size | 187450 | 198179,198180,198181,198182,198183,209232,209233,209234,209235 | Manufacturer |  | 0hfBjSvBD7Axm4HbiOC5b9 | 1 | Compound Ceiling:ACT 600 x 600mm Grid:278300 |  | InstallationDate | 3227 | WarrantyGuarantorLabor |  | ModelLabel |  | WarrantyDescription |  |  | ProductionYear |  |  |  | F |  |  | Finish |  | 13.315220 | SerialNumber | WarrantyStartDate | BarCode | AssetIdentifier | Features | TagNumber |  |  | 0.692391 |  |  | 0 | WarrantyDurationParts | AccessibilityPerformance | CodePerformance | Color | Constituents | Grade | Material | ModelReference | NominalHeight | NominalLength | Shape | SustainabilityPerformance | WarrantyDurationLabor | FIXED | WarrantyGuarantorParts | ExpectedLife | ReplacementCost | NominalWidth | 23-35 70 24 | Ceilings | [11 empty] | 0.052000 | [9 empty] | Second Floor | [16 empty] | CEILING | [23 empty] | 0.052000 | 2.680000 | 14.806000
3228 | Second Floor |  |  |  | 278310 |  | New Construction |  |  |  | 209256 | 124485 | 119091 | Compound Ceiling:ACT 600 x 600mm Grid |  | Compound Ceiling:ACT 600 x 600mm Grid | Size | 187451 | 198184,198185,198186,198187,198188,209232,209233,209234,209235 | Manufacturer |  | 0hfBjSvBD7Axm4HbiOC5bp | 1 | Compound Ceiling:ACT 600 x 600mm Grid:278310 |  | InstallationDate | 3228 | WarrantyGuarantorLabor |  | ModelLabel |  | WarrantyDescription |  |  | ProductionYear |  |  |  | F |  |  | Finish |  | 8.283076 | SerialNumber | WarrantyStartDate | BarCode | AssetIdentifier | Features | TagNumber |  |  | 0.430720 |  |  | 0 | WarrantyDurationParts | AccessibilityPerformance | CodePerformance | Color | Constituents | Grade | Material | ModelReference | NominalHeight | NominalLength | Shape | SustainabilityPerformance | WarrantyDurationLabor | FIXED | WarrantyGuarantorParts | ExpectedLife | ReplacementCost | NominalWidth | 23-35 70 24 | Ceilings | [11 empty] | 0.052000 | [9 empty] | Second Floor | [16 empty] | CEILING | [23 empty] | 0.052000 | 2.680000 | 11.786000
3229 | Second Floor |  |  |  | 278320 |  | New Construction |  |  |  | 209256 | 124486 | 119092 | Compound Ceiling:ACT 600 x 600mm Grid |  | Compound Ceiling:ACT 600 x 600mm Grid | Size | 187452 | 198189,198190,198191,198192,198193,209232,209233,209234,209235 | Manufacturer |  | 0hfBjSvBD7Axm4HbiOC5bb | 1 | Compound Ceiling:ACT 600 x 600mm Grid:278320 |  | InstallationDate | 3229 | WarrantyGuarantorLabor |  | ModelLabel |  | WarrantyDescription |  |  | ProductionYear |  |  |  | F |  |  | Finish |  | 8.495886 | SerialNumber | WarrantyStartDate | BarCode | AssetIdentifier | Features | TagNumber |  |  | 0.441786 |  |  | 0 | WarrantyDurationParts | AccessibilityPerformance | CodePerformance | Color | Constituents | Grade | Material | ModelReference | NominalHeight | NominalLength | Shape | SustainabilityPerformance | WarrantyDurationLabor | FIXED | WarrantyGuarantorParts | ExpectedLife | ReplacementCost | NominalWidth | 23-35 70 24 | Ceilings | [11 empty] | 0.052000 | [9 empty] | Second Floor | [16 empty] | CEILING | [23 empty] | 0.052000 | 2.680000 | 11.674000
3230 | Second Floor |  |  |  | 278328 |  | New Construction |  |  |  | 209256 | 124487 | 119093 | Compound Ceiling:ACT 600 x 600mm Grid |  | Compound Ceiling:ACT 600 x 600mm Grid | Size | 187453 | 198194,198195,198196,198197,198198,209232,209233,209234,209235 | Manufacturer |  | 0hfBjSvBD7Axm4HbiOC5bj | 1 | Compound Ceiling:ACT 600 x 600mm Grid:278328 |  | InstallationDate | 3230 | WarrantyGuarantorLabor |  | ModelLabel |  | WarrantyDescription |  |  | ProductionYear |  |  |  | F |  |  | Finish |  | 11.155200 | SerialNumber | WarrantyStartDate | BarCode | AssetIdentifier | Features | TagNumber |  |  | 0.580070 |  |  | 0 | WarrantyDurationParts | AccessibilityPerformance | CodePerformance | Color | Constituents | Grade | Material | ModelReference | NominalHeight | NominalLength | Shape | SustainabilityPerformance | WarrantyDurationLabor | FIXED | WarrantyGuarantorParts | ExpectedLife | ReplacementCost | NominalWidth | 23-35 70 24 | Ceilings | [11 empty] | 0.052000 | [9 empty] | Second Floor | [16 empty] | CEILING | [23 empty] | 0.052000 | 2.680000 | 13.524000
3231 | Second Floor |  |  |  | 278338 |  | New Construction |  |  |  | 209256 | 124488 | 119094 | Compound Ceiling:ACT 600 x 600mm Grid |  | Compound Ceiling:ACT 600 x 600mm Grid | Size | 187454 | 198199,198200,198201,198202,198203,209232,209233,209234,209235 | Manufacturer |  | 0hfBjSvBD7Axm4HbiOC5aN | 1 | Compound Ceiling:ACT 600 x 600mm Grid:278338 |  | InstallationDate | 3231 | WarrantyGuarantorLabor |  | ModelLabel |  | WarrantyDescription |  |  | ProductionYear |  |  |  | F |  |  | Finish |  | 63.678373 | SerialNumber | WarrantyStartDate | BarCode | AssetIdentifier | Features | TagNumber |  |  | 3.311275 |  |  | 0 | WarrantyDurationParts | AccessibilityPerformance | CodePerformance | Color | Constituents | Grade | Material | ModelReference | NominalHeight | NominalLength | Shape | SustainabilityPerformance | WarrantyDurationLabor | FIXED | WarrantyGuarantorParts | ExpectedLife | ReplacementCost | NominalWidth | 23-35 70 24 | Ceilings | [11 empty] | 0.052000 | [9 empty] | Second Floor | [16 empty] | CEILING | [23 empty] | 0.052000 | 2.680000 | 73.826877
3232 | Second Floor |  |  |  | 278356 |  | New Construction |  |  |  | 209256 | 124489 | 119095 | Compound Ceiling:ACT 600 x 600mm Grid |  | Compound Ceiling:ACT 600 x 600mm Grid | Size | 187455 | 198204,198205,198206,198207,198208,209232,209233,209234,209235 | Manufacturer |  | 0hfBjSvBD7Axm4HbiOC5a1 | 1 | Compound Ceiling:ACT 600 x 600mm Grid:278356 |  | InstallationDate | 3232 | WarrantyGuarantorLabor |  | ModelLabel |  | WarrantyDescription |  |  | ProductionYear |  |  |  | F |  |  | Finish |  | 15.663760 | SerialNumber | WarrantyStartDate | BarCode | AssetIdentifier | Features | TagNumber |  |  | 0.814516 |  |  | 0 | WarrantyDurationParts | AccessibilityPerformance | CodePerformance | Color | Constituents | Grade | Material | ModelReference | NominalHeight | NominalLength | Shape | SustainabilityPerformance | WarrantyDurationLabor | FIXED | WarrantyGuarantorParts | ExpectedLife | ReplacementCost | NominalWidth | 23-35 70 24 | Ceilings | [11 empty] | 0.052000 | [9 empty] | Second Floor | [16 empty] | CEILING | [23 empty] | 0.052000 | 2.680000 | 16.378000
3233 | Second Floor |  |  |  | 278389 |  | New Construction |  |  |  | 209256 | 124490 | 119096 | Compound Ceiling:ACT 600 x 600mm Grid |  | Compound Ceiling:ACT 600 x 600mm Grid | Size | 187456 | 198209,198210,198211,198212,198213,209232,209233,209234,209235 | Manufacturer |  | 0hfBjSvBD7Axm4HbiOC5aW | 1 | Compound Ceiling:ACT 600 x 600mm Grid:278389 |  | InstallationDate | 3233 | WarrantyGuarantorLabor |  | ModelLabel |  | WarrantyDescription |  |  | ProductionYear |  |  |  | F |  |  | Finish |  | 82.166466 | SerialNumber | WarrantyStartDate | BarCode | AssetIdentifier | Features | TagNumber |  |  | 4.272656 |  |  | 0 | WarrantyDurationParts | AccessibilityPerformance | CodePerformance | Color | Constituents | Grade | Material | ModelReference | NominalHeight | NominalLength | Shape | SustainabilityPerformance | WarrantyDurationLabor | FIXED | WarrantyGuarantorParts | ExpectedLife | ReplacementCost | NominalWidth | 23-35 70 24 | Ceilings | [11 empty] | 0.052000 | [9 empty] | Second Floor | [16 empty] | CEILING | [23 empty] | 0.052000 | 2.680000 | 45.466000
3234 | Second Floor |  |  |  | 278405 |  | New Construction |  |  |  | 209256 | 124491 | 119097 | Compound Ceiling:ACT 600 x 600mm Grid |  | Compound Ceiling:ACT 600 x 600mm Grid | Size | 187457 | 198214,198215,198216,198217,198218,209232,209233,209234,209235 | Manufacturer |  | 0hfBjSvBD7Axm4HbiOC5dG | 1 | Compound Ceiling:ACT 600 x 600mm Grid:278405 |  | InstallationDate | 3234 | WarrantyGuarantorLabor |  | ModelLabel |  | WarrantyDescription |  |  | ProductionYear |  |  |  | F |  |  | Finish |  | 8.967280 | SerialNumber | WarrantyStartDate | BarCode | AssetIdentifier | Features | TagNumber |  |  | 0.466299 |  |  | 0 | WarrantyDurationParts | AccessibilityPerformance | CodePerformance | Color | Constituents | Grade | Material | ModelReference | NominalHeight | NominalLength | Shape | SustainabilityPerformance | WarrantyDurationLabor | FIXED | WarrantyGuarantorParts | ExpectedLife | ReplacementCost | NominalWidth | 23-35 70 24 | Ceilings | [11 empty] | 0.052000 | [9 empty] | Second Floor | [16 empty] | CEILING | [23 empty] | 0.052000 | 2.680000 | 12.550877
3235 | Second Floor |  |  |  | 278417 |  | New Construction |  |  |  | 209256 | 124492 | 119098 | Compound Ceiling:ACT 600 x 600mm Grid |  | Compound Ceiling:ACT 600 x 600mm Grid | Size | 187458 | 198219,198220,198221,198222,198223,209232,209233,209234,209235 | Manufacturer |  | 0hfBjSvBD7Axm4HbiOC5d4 | 1 | Compound Ceiling:ACT 600 x 600mm Grid:278417 |  | InstallationDate | 3235 | WarrantyGuarantorLabor |  | ModelLabel |  | WarrantyDescription |  |  | ProductionYear |  |  |  | F |  |  | Finish |  | 12.702156 | SerialNumber | WarrantyStartDate | BarCode | AssetIdentifier | Features | TagNumber |  |  | 0.660512 |  |  | 0 | WarrantyDurationParts | AccessibilityPerformance | CodePerformance | Color | Constituents | Grade | Material | ModelReference | NominalHeight | NominalLength | Shape | SustainabilityPerformance | WarrantyDurationLabor | FIXED | WarrantyGuarantorParts | ExpectedLife | ReplacementCost | NominalWidth | 23-35 70 24 | Ceilings | [11 empty] | 0.052000 | [9 empty] | Second Floor | [16 empty] | CEILING | [23 empty] | 0.052000 | 2.680000 | 14.838781
3236 | Second Floor |  |  |  | 278427 |  | New Construction |  |  |  | 209256 | 124493 | 119099 | Compound Ceiling:ACT 600 x 600mm Grid |  | Compound Ceiling:ACT 600 x 600mm Grid | Size | 187459 | 198224,198225,198226,198227,198228,209232,209233,209234,209235 | Manufacturer |  | 0hfBjSvBD7Axm4HbiOC5dE | 1 | Compound Ceiling:ACT 600 x 600mm Grid:278427 |  | InstallationDate | 3236 | WarrantyGuarantorLabor |  | ModelLabel |  | WarrantyDescription |  |  | ProductionYear |  |  |  | F |  |  | Finish |  | 9.925401 | SerialNumber | WarrantyStartDate | BarCode | AssetIdentifier | Features | TagNumber |  |  | 0.516121 |  |  | 0 | WarrantyDurationParts | AccessibilityPerformance | CodePerformance | Color | Constituents | Grade | Material | ModelReference | NominalHeight | NominalLength | Shape | SustainabilityPerformance | WarrantyDurationLabor | FIXED | WarrantyGuarantorParts | ExpectedLife | ReplacementCost | NominalWidth | 23-35 70 24 | Ceilings | [11 empty] | 0.052000 | [9 empty] | Second Floor | [16 empty] | CEILING | [23 empty] | 0.052000 | 2.680000 | 12.948974
3237 | Second Floor |  |  |  | 278437 |  | New Construction |  |  |  | 209256 | 124494 | 119100 | Compound Ceiling:ACT 600 x 600mm Grid |  | Compound Ceiling:ACT 600 x 600mm Grid | Size | 187460 | 198229,198230,198231,198232,198233,209232,209233,209234,209235 | Manufacturer |  | 0hfBjSvBD7Axm4HbiOC5dm | 1 | Compound Ceiling:ACT 600 x 600mm Grid:278437 |  | InstallationDate | 3237 | WarrantyGuarantorLabor |  | ModelLabel |  | WarrantyDescription |  |  | ProductionYear |  |  |  | F |  |  | Finish |  | 8.697744 | SerialNumber | WarrantyStartDate | BarCode | AssetIdentifier | Features | TagNumber |  |  | 0.452283 |  |  | 0 | WarrantyDurationParts | AccessibilityPerformance | CodePerformance | Color | Constituents | Grade | Material | ModelReference | NominalHeight | NominalLength | Shape | SustainabilityPerformance | WarrantyDurationLabor | FIXED | WarrantyGuarantorParts | ExpectedLife | ReplacementCost | NominalWidth | 23-35 70 24 | Ceilings | [11 empty] | 0.052000 | [9 empty] | Second Floor | [16 empty] | CEILING | [23 empty] | 0.052000 | 2.680000 | 12.118877
3238 | Second Floor |  |  |  | 278447 |  | New Construction |  |  |  | 209256 | 124495 | 119101 | Compound Ceiling:ACT 600 x 600mm Grid |  | Compound Ceiling:ACT 600 x 600mm Grid | Size | 187461 | 198234,198235,198236,198237,198238,209232,209233,209234,209235 | Manufacturer |  | 0hfBjSvBD7Axm4HbiOC5dw | 1 | Compound Ceiling:ACT 600 x 600mm Grid:278447 |  | InstallationDate | 3238 | WarrantyGuarantorLabor |  | ModelLabel |  | WarrantyDescription |  |  | ProductionYear |  |  |  | F |  |  | Finish |  | 9.968020 | SerialNumber | WarrantyStartDate | BarCode | AssetIdentifier | Features | TagNumber |  |  | 0.518337 |  |  | 0 | WarrantyDurationParts | AccessibilityPerformance | CodePerformance | Color | Constituents | Grade | Material | ModelReference | NominalHeight | NominalLength | Shape | SustainabilityPerformance | WarrantyDurationLabor | FIXED | WarrantyGuarantorParts | ExpectedLife | ReplacementCost | NominalWidth | 23-35 70 24 | Ceilings | [11 empty] | 0.052000 | [9 empty] | Second Floor | [16 empty] | CEILING | [23 empty] | 0.052000 | 2.680000 | 12.888877
3239 | Second Floor |  |  |  | 278457 |  | New Construction |  |  |  | 209256 | 124496 | 119102 | Compound Ceiling:ACT 600 x 600mm Grid |  | Compound Ceiling:ACT 600 x 600mm Grid | Size | 187462 | 198239,198240,198241,198242,198243,209232,209233,209234,209235 | Manufacturer |  | 0hfBjSvBD7Axm4HbiOC5di | 1 | Compound Ceiling:ACT 600 x 600mm Grid:278457 |  | InstallationDate | 3239 | WarrantyGuarantorLabor |  | ModelLabel |  | WarrantyDescription |  |  | ProductionYear |  |  |  | F |  |  | Finish |  | 55.930115 | SerialNumber | WarrantyStartDate | BarCode | AssetIdentifier | Features | TagNumber |  |  | 2.908366 |  |  | 0 | WarrantyDurationParts | AccessibilityPerformance | CodePerformance | Color | Constituents | Grade | Material | ModelReference | NominalHeight | NominalLength | Shape | SustainabilityPerformance | WarrantyDurationLabor | FIXED | WarrantyGuarantorParts | ExpectedLife | ReplacementCost | NominalWidth | 23-35 70 24 | Ceilings | [11 empty] | 0.052000 | [9 empty] | Second Floor | [16 empty] | CEILING | [23 empty] | 0.052000 | 2.680000 | 30.758877
3240 | Second Floor |  |  |  | 278467 |  | New Construction |  |  |  | 209256 | 124497 | 119103 | Compound Ceiling:ACT 600 x 600mm Grid |  | Compound Ceiling:ACT 600 x 600mm Grid | Size | 187463 | 198244,198245,198246,198247,198248,209232,209233,209234,209235 | Manufacturer |  | 0hfBjSvBD7Axm4HbiOC5cM | 1 | Compound Ceiling:ACT 600 x 600mm Grid:278467 |  | InstallationDate | 3240 | WarrantyGuarantorLabor |  | ModelLabel |  | WarrantyDescription |  |  | ProductionYear |  |  |  | F |  |  | Finish |  | 4.183106 | SerialNumber | WarrantyStartDate | BarCode | AssetIdentifier | Features | TagNumber |  |  | 0.217522 |  |  | 0 | WarrantyDurationParts | AccessibilityPerformance | CodePerformance | Color | Constituents | Grade | Material | ModelReference | NominalHeight | NominalLength | Shape | SustainabilityPerformance | WarrantyDurationLabor | FIXED | WarrantyGuarantorParts | ExpectedLife | ReplacementCost | NominalWidth | 23-35 70 24 | Ceilings | [11 empty] | 0.052000 | [9 empty] | Second Floor | [16 empty] | CEILING | [23 empty] | 0.052000 | 2.680000 | 8.516000
3241 | Second Floor |  |  |  | 278477 |  | New Construction |  |  |  | 209256 | 124498 | 119104 | Compound Ceiling:ACT 600 x 600mm Grid |  | Compound Ceiling:ACT 600 x 600mm Grid | Size | 187464 | 198249,198250,198251,198252,198253,209232,209233,209234,209235 | Manufacturer |  | 0hfBjSvBD7Axm4HbiOC5cO | 1 | Compound Ceiling:ACT 600 x 600mm Grid:278477 |  | InstallationDate | 3241 | WarrantyGuarantorLabor |  | ModelLabel |  | WarrantyDescription |  |  | ProductionYear |  |  |  | F |  |  | Finish |  | 14.392353 | SerialNumber | WarrantyStartDate | BarCode | AssetIdentifier | Features | TagNumber |  |  | 0.748402 |  |  | 0 | WarrantyDurationParts | AccessibilityPerformance | CodePerformance | Color | Constituents | Grade | Material | ModelReference | NominalHeight | NominalLength | Shape | SustainabilityPerformance | WarrantyDurationLabor | FIXED | WarrantyGuarantorParts | ExpectedLife | ReplacementCost | NominalWidth | 23-35 70 24 | Ceilings | [11 empty] | 0.052000 | [9 empty] | Second Floor | [16 empty] | CEILING | [23 empty] | 0.052000 | 2.680000 | 16.836001
3242 | Second Floor |  |  |  | 278485 |  | New Construction |  |  |  | 209256 | 124499 | 119105 | Compound Ceiling:ACT 600 x 600mm Grid |  | Compound Ceiling:ACT 600 x 600mm Grid | Size | 187465 | 198254,198255,198256,198257,198258,209232,209233,209234,209235 | Manufacturer |  | 0hfBjSvBD7Axm4HbiOC5c0 | 1 | Compound Ceiling:ACT 600 x 600mm Grid:278485 |  | InstallationDate | 3242 | WarrantyGuarantorLabor |  | ModelLabel |  | WarrantyDescription |  |  | ProductionYear |  |  |  | F |  |  | Finish |  | 8.541770 | SerialNumber | WarrantyStartDate | BarCode | AssetIdentifier | Features | TagNumber |  |  | 0.444172 |  |  | 0 | WarrantyDurationParts | AccessibilityPerformance | CodePerformance | Color | Constituents | Grade | Material | ModelReference | NominalHeight | NominalLength | Shape | SustainabilityPerformance | WarrantyDurationLabor | FIXED | WarrantyGuarantorParts | ExpectedLife | ReplacementCost | NominalWidth | 23-35 70 24 | Ceilings | [11 empty] | 0.052000 | [9 empty] | Second Floor | [16 empty] | CEILING | [23 empty] | 0.052000 | 2.680000 | 11.718000
3243 | Second Floor |  |  |  | 278493 |  | New Construction |  |  |  | 209256 | 124500 | 119106 | Compound Ceiling:ACT 600 x 600mm Grid |  | Compound Ceiling:ACT 600 x 600mm Grid | Size | 187466 | 198259,198260,198261,198262,198263,209232,209233,209234,209235 | Manufacturer |  | 0hfBjSvBD7Axm4HbiOC5c8 | 1 | Compound Ceiling:ACT 600 x 600mm Grid:278493 |  | InstallationDate | 3243 | WarrantyGuarantorLabor |  | ModelLabel |  | WarrantyDescription |  |  | ProductionYear |  |  |  | F |  |  | Finish |  | 8.660008 | SerialNumber | WarrantyStartDate | BarCode | AssetIdentifier | Features | TagNumber |  |  | 0.450320 |  |  | 0 | WarrantyDurationParts | AccessibilityPerformance | CodePerformance | Color | Constituents | Grade | Material | ModelReference | NominalHeight | NominalLength | Shape | SustainabilityPerformance | WarrantyDurationLabor | FIXED | WarrantyGuarantorParts | ExpectedLife | ReplacementCost | NominalWidth | 23-35 70 24 | Ceilings | [11 empty] | 0.052000 | [9 empty] | Second Floor | [16 empty] | CEILING | [23 empty] | 0.052000 | 2.680000 | 13.004877
3244 | Second Floor |  |  |  | 278507 |  | New Construction |  |  |  | 209256 | 124501 | 119107 | Compound Ceiling:ACT 600 x 600mm Grid |  | Compound Ceiling:ACT 600 x 600mm Grid | Size | 187467 | 198264,198265,198266,198267,198268,209232,209233,209234,209235 | Manufacturer |  | 0hfBjSvBD7Axm4HbiOC5c_ | 1 | Compound Ceiling:ACT 600 x 600mm Grid:278507 |  | InstallationDate | 3244 | WarrantyGuarantorLabor |  | ModelLabel |  | WarrantyDescription |  |  | ProductionYear |  |  |  | F |  |  | Finish |  | 2.826577 | SerialNumber | WarrantyStartDate | BarCode | AssetIdentifier | Features | TagNumber |  |  | 0.146982 |  |  | 0 | WarrantyDurationParts | AccessibilityPerformance | CodePerformance | Color | Constituents | Grade | Material | ModelReference | NominalHeight | NominalLength | Shape | SustainabilityPerformance | WarrantyDurationLabor | FIXED | WarrantyGuarantorParts | ExpectedLife | ReplacementCost | NominalWidth | 23-35 70 24 | Ceilings | [11 empty] | 0.052000 | [9 empty] | Second Floor | [16 empty] | CEILING | [23 empty] | 0.052000 | 2.680000 | 7.107123
3245 | Second Floor |  |  |  | 278547 |  | New Construction |  |  |  | 209256 | 124502 | 119108 | Compound Ceiling:ACT 600 x 600mm Grid |  | Compound Ceiling:ACT 600 x 600mm Grid | Size | 187468 | 198269,198270,198271,198272,198273,209232,209233,209234,209235 | Manufacturer |  | 0hfBjSvBD7Axm4HbiOC2P6 | 1 | Compound Ceiling:ACT 600 x 600mm Grid:278547 |  | InstallationDate | 3245 | WarrantyGuarantorLabor |  | ModelLabel |  | WarrantyDescription |  |  | ProductionYear |  |  |  | F |  |  | Finish |  | 9.913411 | SerialNumber | WarrantyStartDate | BarCode | AssetIdentifier | Features | TagNumber |  |  | 0.515497 |  |  | 0 | WarrantyDurationParts | AccessibilityPerformance | CodePerformance | Color | Constituents | Grade | Material | ModelReference | NominalHeight | NominalLength | Shape | SustainabilityPerformance | WarrantyDurationLabor | FIXED | WarrantyGuarantorParts | ExpectedLife | ReplacementCost | NominalWidth | 23-35 70 24 | Ceilings | [11 empty] | 0.052000 | [9 empty] | Second Floor | [16 empty] | CEILING | [23 empty] | 0.052000 | 2.680000 | 12.657000
3246 | Second Floor |  |  |  | 278555 |  | New Construction |  |  |  | 209256 | 124503 | 119109 | Compound Ceiling:ACT 600 x 600mm Grid |  | Compound Ceiling:ACT 600 x 600mm Grid | Size | 187469 | 198274,198275,198276,198277,198278,209232,209233,209234,209235 | Manufacturer |  | 0hfBjSvBD7Axm4HbiOC2PE | 1 | Compound Ceiling:ACT 600 x 600mm Grid:278555 |  | InstallationDate | 3246 | WarrantyGuarantorLabor |  | ModelLabel |  | WarrantyDescription |  |  | ProductionYear |  |  |  | F |  |  | Finish |  | 8.824483 | SerialNumber | WarrantyStartDate | BarCode | AssetIdentifier | Features | TagNumber |  |  | 0.458873 |  |  | 0 | WarrantyDurationParts | AccessibilityPerformance | CodePerformance | Color | Constituents | Grade | Material | ModelReference | NominalHeight | NominalLength | Shape | SustainabilityPerformance | WarrantyDurationLabor | FIXED | WarrantyGuarantorParts | ExpectedLife | ReplacementCost | NominalWidth | 23-35 70 24 | Ceilings | [11 empty] | 0.052000 | [9 empty] | Second Floor | [16 empty] | CEILING | [23 empty] | 0.052000 | 2.680000 | 12.031000
3247 | Second Floor |  |  |  | 278563 |  | New Construction |  |  |  | 209256 | 124504 | 119110 | Compound Ceiling:ACT 600 x 600mm Grid |  | Compound Ceiling:ACT 600 x 600mm Grid | Size | 187470 | 198279,198280,198281,198282,198283,209232,209233,209234,209235 | Manufacturer |  | 0hfBjSvBD7Axm4HbiOC2Ps | 1 | Compound Ceiling:ACT 600 x 600mm Grid:278563 |  | InstallationDate | 3247 | WarrantyGuarantorLabor |  | ModelLabel |  | WarrantyDescription |  |  | ProductionYear |  |  |  | F |  |  | Finish |  | 8.596952 | SerialNumber | WarrantyStartDate | BarCode | AssetIdentifier | Features | TagNumber |  |  | 0.447042 |  |  | 0 | WarrantyDurationParts | AccessibilityPerformance | CodePerformance | Color | Constituents | Grade | Material | ModelReference | NominalHeight | NominalLength | Shape | SustainabilityPerformance | WarrantyDurationLabor | FIXED | WarrantyGuarantorParts | ExpectedLife | ReplacementCost | NominalWidth | 23-35 70 24 | Ceilings | [11 empty] | 0.052000 | [9 empty] | Second Floor | [16 empty] | CEILING | [23 empty] | 0.052000 | 2.680000 | 12.222000
3248 | Second Floor |  |  |  | 278576 |  | New Construction |  |  |  | 209256 | 124505 | 119111 | Compound Ceiling:ACT 600 x 600mm Grid |  | Compound Ceiling:ACT 600 x 600mm Grid | Size | 187471 | 198284,198285,198286,198287,198288,209232,209233,209234,209235 | Manufacturer |  | 0hfBjSvBD7Axm4HbiOC2Pb | 1 | Compound Ceiling:ACT 600 x 600mm Grid:278576 |  | InstallationDate | 3248 | WarrantyGuarantorLabor |  | ModelLabel |  | WarrantyDescription |  |  | ProductionYear |  |  |  | F |  |  | Finish |  | 36.469992 | SerialNumber | WarrantyStartDate | BarCode | AssetIdentifier | Features | TagNumber |  |  | 1.896440 |  |  | 0 | WarrantyDurationParts | AccessibilityPerformance | CodePerformance | Color | Constituents | Grade | Material | ModelReference | NominalHeight | NominalLength | Shape | SustainabilityPerformance | WarrantyDurationLabor | FIXED | WarrantyGuarantorParts | ExpectedLife | ReplacementCost | NominalWidth | 23-35 70 24 | Ceilings | [11 empty] | 0.052000 | [9 empty] | Second Floor | [16 empty] | CEILING | [23 empty] | 0.052000 | 2.680000 | 45.928077
3249 | Second Floor |  |  |  | 278592 |  | New Construction |  |  |  | 209256 | 124506 | 119112 | Compound Ceiling:ACT 600 x 600mm Grid |  | Compound Ceiling:ACT 600 x 600mm Grid | Size | 187472 | 198289,198290,198291,198292,198293,209232,209233,209234,209235 | Manufacturer |  | 0hfBjSvBD7Axm4HbiOC2OL | 1 | Compound Ceiling:ACT 600 x 600mm Grid:278592 |  | InstallationDate | 3249 | WarrantyGuarantorLabor |  | ModelLabel |  | WarrantyDescription |  |  | ProductionYear |  |  |  | F |  |  | Finish |  | 1.528128 | SerialNumber | WarrantyStartDate | BarCode | AssetIdentifier | Features | TagNumber |  |  | 0.079463 |  |  | 0 | WarrantyDurationParts | AccessibilityPerformance | CodePerformance | Color | Constituents | Grade | Material | ModelReference | NominalHeight | NominalLength | Shape | SustainabilityPerformance | WarrantyDurationLabor | FIXED | WarrantyGuarantorParts | ExpectedLife | ReplacementCost | NominalWidth | 23-35 70 24 | Ceilings | [11 empty] | 0.052000 | [9 empty] | Second Floor | [16 empty] | CEILING | [23 empty] | 0.052000 | 2.680000 | 5.240877
3250 | Second Floor |  |  |  | 278600 |  | New Construction |  |  |  | 209256 | 124507 | 119113 | Compound Ceiling:ACT 600 x 600mm Grid |  | Compound Ceiling:ACT 600 x 600mm Grid | Size | 187473 | 198294,198295,198296,198297,198298,209232,209233,209234,209235 | Manufacturer |  | 0hfBjSvBD7Axm4HbiOC2OT | 1 | Compound Ceiling:ACT 600 x 600mm Grid:278600 |  | InstallationDate | 3250 | WarrantyGuarantorLabor |  | ModelLabel |  | WarrantyDescription |  |  | ProductionYear |  |  |  | F |  |  | Finish |  | 8.904336 | SerialNumber | WarrantyStartDate | BarCode | AssetIdentifier | Features | TagNumber |  |  | 0.463025 |  |  | 0 | WarrantyDurationParts | AccessibilityPerformance | CodePerformance | Color | Constituents | Grade | Material | ModelReference | NominalHeight | NominalLength | Shape | SustainabilityPerformance | WarrantyDurationLabor | FIXED | WarrantyGuarantorParts | ExpectedLife | ReplacementCost | NominalWidth | 23-35 70 24 | Ceilings | [11 empty] | 0.052000 | [9 empty] | Second Floor | [16 empty] | CEILING | [23 empty] | 0.052000 | 2.680000 | 12.516031
3251 | Second Floor |  |  |  | 278610 |  | New Construction |  |  |  | 209256 | 124508 | 119114 | Compound Ceiling:ACT 600 x 600mm Grid |  | Compound Ceiling:ACT 600 x 600mm Grid | Size | 187474 | 198299,198300,198301,198302,198303,209232,209233,209234,209235 | Manufacturer |  | 0hfBjSvBD7Axm4HbiOC2O7 | 1 | Compound Ceiling:ACT 600 x 600mm Grid:278610 |  | InstallationDate | 3251 | WarrantyGuarantorLabor |  | ModelLabel |  | WarrantyDescription |  |  | ProductionYear |  |  |  | F |  |  | Finish |  | 9.756619 | SerialNumber | WarrantyStartDate | BarCode | AssetIdentifier | Features | TagNumber |  |  | 0.507344 |  |  | 0 | WarrantyDurationParts | AccessibilityPerformance | CodePerformance | Color | Constituents | Grade | Material | ModelReference | NominalHeight | NominalLength | Shape | SustainabilityPerformance | WarrantyDurationLabor | FIXED | WarrantyGuarantorParts | ExpectedLife | ReplacementCost | NominalWidth | 23-35 70 24 | Ceilings | [11 empty] | 0.052000 | [9 empty] | Second Floor | [16 empty] | CEILING | [23 empty] | 0.052000 | 2.680000 | 13.108000
3252 | Second Floor |  |  |  | 278620 |  | New Construction |  |  |  | 209256 | 124509 | 119115 | Compound Ceiling:ACT 600 x 600mm Grid |  | Compound Ceiling:ACT 600 x 600mm Grid | Size | 187475 | 198304,198305,198306,198307,198308,209232,209233,209234,209235 | Manufacturer |  | 0hfBjSvBD7Axm4HbiOC2O9 | 1 | Compound Ceiling:ACT 600 x 600mm Grid:278620 |  | InstallationDate | 3252 | WarrantyGuarantorLabor |  | ModelLabel |  | WarrantyDescription |  |  | ProductionYear |  |  |  | F |  |  | Finish |  | 8.374080 | SerialNumber | WarrantyStartDate | BarCode | AssetIdentifier | Features | TagNumber |  |  | 0.435452 |  |  | 0 | WarrantyDurationParts | AccessibilityPerformance | CodePerformance | Color | Constituents | Grade | Material | ModelReference | NominalHeight | NominalLength | Shape | SustainabilityPerformance | WarrantyDurationLabor | FIXED | WarrantyGuarantorParts | ExpectedLife | ReplacementCost | NominalWidth | 23-35 70 24 | Ceilings | [11 empty] | 0.052000 | [9 empty] | Second Floor | [16 empty] | CEILING | [23 empty] | 0.052000 | 2.680000 | 11.744000
3253 | Second Floor |  |  |  | 278628 |  | New Construction |  |  |  | 209256 | 124510 | 119116 | Compound Ceiling:ACT 600 x 600mm Grid |  | Compound Ceiling:ACT 600 x 600mm Grid | Size | 187476 | 198309,198310,198311,198312,198313,209232,209233,209234,209235 | Manufacturer |  | 0hfBjSvBD7Axm4HbiOC2On | 1 | Compound Ceiling:ACT 600 x 600mm Grid:278628 |  | InstallationDate | 3253 | WarrantyGuarantorLabor |  | ModelLabel |  | WarrantyDescription |  |  | ProductionYear |  |  |  | F |  |  | Finish |  | 8.257392 | SerialNumber | WarrantyStartDate | BarCode | AssetIdentifier | Features | TagNumber |  |  | 0.429384 |  |  | 0 | WarrantyDurationParts | AccessibilityPerformance | CodePerformance | Color | Constituents | Grade | Material | ModelReference | NominalHeight | NominalLength | Shape | SustainabilityPerformance | WarrantyDurationLabor | FIXED | WarrantyGuarantorParts | ExpectedLife | ReplacementCost | NominalWidth | 23-35 70 24 | Ceilings | [11 empty] | 0.052000 | [9 empty] | Second Floor | [16 empty] | CEILING | [23 empty] | 0.052000 | 2.680000 | 11.676000
3254 | Second Floor |  |  |  | 278636 |  | New Construction |  |  |  | 209256 | 124511 | 119117 | Compound Ceiling:ACT 600 x 600mm Grid |  | Compound Ceiling:ACT 600 x 600mm Grid | Size | 187477 | 198314,198315,198316,198317,198318,209232,209233,209234,209235 | Manufacturer |  | 0hfBjSvBD7Axm4HbiOC2Ov | 1 | Compound Ceiling:ACT 600 x 600mm Grid:278636 |  | InstallationDate | 3254 | WarrantyGuarantorLabor |  | ModelLabel |  | WarrantyDescription |  |  | ProductionYear |  |  |  | F |  |  | Finish |  | 8.140704 | SerialNumber | WarrantyStartDate | BarCode | AssetIdentifier | Features | TagNumber |  |  | 0.423317 |  |  | 0 | WarrantyDurationParts | AccessibilityPerformance | CodePerformance | Color | Constituents | Grade | Material | ModelReference | NominalHeight | NominalLength | Shape | SustainabilityPerformance | WarrantyDurationLabor | FIXED | WarrantyGuarantorParts | ExpectedLife | ReplacementCost | NominalWidth | 23-35 70 24 | Ceilings | [11 empty] | 0.052000 | [9 empty] | Second Floor | [16 empty] | CEILING | [23 empty] | 0.052000 | 2.680000 | 11.608000
3255 | Second Floor |  |  |  | 278644 |  | New Construction |  |  |  | 209256 | 124512 | 119118 | Compound Ceiling:ACT 600 x 600mm Grid |  | Compound Ceiling:ACT 600 x 600mm Grid | Size | 187478 | 198319,198320,198321,198322,198323,209232,209233,209234,209235 | Manufacturer |  | 0hfBjSvBD7Axm4HbiOC2OX | 1 | Compound Ceiling:ACT 600 x 600mm Grid:278644 |  | InstallationDate | 3255 | WarrantyGuarantorLabor |  | ModelLabel |  | WarrantyDescription |  |  | ProductionYear |  |  |  | F |  |  | Finish |  | 7.033700 | SerialNumber | WarrantyStartDate | BarCode | AssetIdentifier | Features | TagNumber |  |  | 0.365752 |  |  | 0 | WarrantyDurationParts | AccessibilityPerformance | CodePerformance | Color | Constituents | Grade | Material | ModelReference | NominalHeight | NominalLength | Shape | SustainabilityPerformance | WarrantyDurationLabor | FIXED | WarrantyGuarantorParts | ExpectedLife | ReplacementCost | NominalWidth | 23-35 70 24 | Ceilings | [11 empty] | 0.052000 | [9 empty] | Second Floor | [16 empty] | CEILING | [23 empty] | 0.052000 | 2.680000 | 11.304000
3256 | Second Floor |  |  |  | 278652 |  | New Construction |  |  |  | 209256 | 124513 | 119119 | Compound Ceiling:ACT 600 x 600mm Grid |  | Compound Ceiling:ACT 600 x 600mm Grid | Size | 187479 | 198324,198325,198326,198327,198328,209232,209233,209234,209235 | Manufacturer |  | 0hfBjSvBD7Axm4HbiOC2Of | 1 | Compound Ceiling:ACT 600 x 600mm Grid:278652 |  | InstallationDate | 3256 | WarrantyGuarantorLabor |  | ModelLabel |  | WarrantyDescription |  |  | ProductionYear |  |  |  | F |  |  | Finish |  | 11.735796 | SerialNumber | WarrantyStartDate | BarCode | AssetIdentifier | Features | TagNumber |  |  | 0.610261 |  |  | 0 | WarrantyDurationParts | AccessibilityPerformance | CodePerformance | Color | Constituents | Grade | Material | ModelReference | NominalHeight | NominalLength | Shape | SustainabilityPerformance | WarrantyDurationLabor | FIXED | WarrantyGuarantorParts | ExpectedLife | ReplacementCost | NominalWidth | 23-35 70 24 | Ceilings | [11 empty] | 0.052000 | [9 empty] | Second Floor | [16 empty] | CEILING | [23 empty] | 0.052000 | 2.680000 | 14.344000
3257 | Second Floor |  |  |  | 278660 |  | New Construction |  |  |  | 209256 | 124514 | 119120 | Compound Ceiling:ACT 600 x 600mm Grid |  | Compound Ceiling:ACT 600 x 600mm Grid | Size | 187480 | 198329,198330,198331,198332,198333,209232,209233,209234,209235 | Manufacturer |  | 0hfBjSvBD7Axm4HbiOC2RH | 1 | Compound Ceiling:ACT 600 x 600mm Grid:278660 |  | InstallationDate | 3257 | WarrantyGuarantorLabor |  | ModelLabel |  | WarrantyDescription |  |  | ProductionYear |  |  |  | F |  |  | Finish |  | 14.181456 | SerialNumber | WarrantyStartDate | BarCode | AssetIdentifier | Features | TagNumber |  |  | 0.737436 |  |  | 0 | WarrantyDurationParts | AccessibilityPerformance | CodePerformance | Color | Constituents | Grade | Material | ModelReference | NominalHeight | NominalLength | Shape | SustainabilityPerformance | WarrantyDurationLabor | FIXED | WarrantyGuarantorParts | ExpectedLife | ReplacementCost | NominalWidth | 23-35 70 24 | Ceilings | [11 empty] | 0.052000 | [9 empty] | Second Floor | [16 empty] | CEILING | [23 empty] | 0.052000 | 2.680000 | 16.164000
3258 | Second Floor |  |  |  | 278671 |  | New Construction |  |  |  | 209256 | 124515 | 119121 | Compound Ceiling:ACT 600 x 600mm Grid |  | Compound Ceiling:ACT 600 x 600mm Grid | Size | 187481 | 198334,198335,198336,198337,198338,209232,209233,209234,209235 | Manufacturer |  | 0hfBjSvBD7Axm4HbiOC2RQ | 1 | Compound Ceiling:ACT 600 x 600mm Grid:278671 |  | InstallationDate | 3258 | WarrantyGuarantorLabor |  | ModelLabel |  | WarrantyDescription |  |  | ProductionYear |  |  |  | F |  |  | Finish |  | 9.132202 | SerialNumber | WarrantyStartDate | BarCode | AssetIdentifier | Features | TagNumber |  |  | 0.474874 |  |  | 0 | WarrantyDurationParts | AccessibilityPerformance | CodePerformance | Color | Constituents | Grade | Material | ModelReference | NominalHeight | NominalLength | Shape | SustainabilityPerformance | WarrantyDurationLabor | FIXED | WarrantyGuarantorParts | ExpectedLife | ReplacementCost | NominalWidth | 23-35 70 24 | Ceilings | [11 empty] | 0.052000 | [9 empty] | Second Floor | [16 empty] | CEILING | [23 empty] | 0.052000 | 2.680000 | 12.623969
3259 | Second Floor |  |  |  | 278679 |  | New Construction |  |  |  | 209256 | 124516 | 119122 | Compound Ceiling:ACT 600 x 600mm Grid |  | Compound Ceiling:ACT 600 x 600mm Grid | Size | 187482 | 198339,198340,198341,198342,198343,209232,209233,209234,209235 | Manufacturer |  | 0hfBjSvBD7Axm4HbiOC2R2 | 1 | Compound Ceiling:ACT 600 x 600mm Grid:278679 |  | InstallationDate | 3259 | WarrantyGuarantorLabor |  | ModelLabel |  | WarrantyDescription |  |  | ProductionYear |  |  |  | F |  |  | Finish |  | 5.012672 | SerialNumber | WarrantyStartDate | BarCode | AssetIdentifier | Features | TagNumber |  |  | 0.260659 |  |  | 0 | WarrantyDurationParts | AccessibilityPerformance | CodePerformance | Color | Constituents | Grade | Material | ModelReference | NominalHeight | NominalLength | Shape | SustainabilityPerformance | WarrantyDurationLabor | FIXED | WarrantyGuarantorParts | ExpectedLife | ReplacementCost | NominalWidth | 23-35 70 24 | Ceilings | [11 empty] | 0.052000 | [9 empty] | Second Floor | [16 empty] | CEILING | [23 empty] | 0.052000 | 2.680000 | 9.096000
3260 | Second Floor |  |  |  | 278687 |  | New Construction |  |  |  | 209256 | 124517 | 119123 | Compound Ceiling:ACT 600 x 600mm Grid |  | Compound Ceiling:ACT 600 x 600mm Grid | Size | 187483 | 198344,198345,198346,198347,198348,209232,209233,209234,209235 | Manufacturer |  | 0hfBjSvBD7Axm4HbiOC2RA | 1 | Compound Ceiling:ACT 600 x 600mm Grid:278687 |  | InstallationDate | 3260 | WarrantyGuarantorLabor |  | ModelLabel |  | WarrantyDescription |  |  | ProductionYear |  |  |  | F |  |  | Finish |  | 4.130912 | SerialNumber | WarrantyStartDate | BarCode | AssetIdentifier | Features | TagNumber |  |  | 0.214807 |  |  | 0 | WarrantyDurationParts | AccessibilityPerformance | CodePerformance | Color | Constituents | Grade | Material | ModelReference | NominalHeight | NominalLength | Shape | SustainabilityPerformance | WarrantyDurationLabor | FIXED | WarrantyGuarantorParts | ExpectedLife | ReplacementCost | NominalWidth | 23-35 70 24 | Ceilings | [11 empty] | 0.052000 | [9 empty] | Second Floor | [16 empty] | CEILING | [23 empty] | 0.052000 | 2.680000 | 8.436000
3261 | Second Floor |  |  |  | 278695 |  | New Construction |  |  |  | 209256 | 124518 | 119124 | Compound Ceiling:ACT 600 x 600mm Grid |  | Compound Ceiling:ACT 600 x 600mm Grid | Size | 187484 | 198349,198350,198351,198352,198353,209232,209233,209234,209235 | Manufacturer |  | 0hfBjSvBD7Axm4HbiOC2Ro | 1 | Compound Ceiling:ACT 600 x 600mm Grid:278695 |  | InstallationDate | 3261 | WarrantyGuarantorLabor |  | ModelLabel |  | WarrantyDescription |  |  | ProductionYear |  |  |  | F |  |  | Finish |  | 20.941674 | SerialNumber | WarrantyStartDate | BarCode | AssetIdentifier | Features | TagNumber |  |  | 1.088967 |  |  | 0 | WarrantyDurationParts | AccessibilityPerformance | CodePerformance | Color | Constituents | Grade | Material | ModelReference | NominalHeight | NominalLength | Shape | SustainabilityPerformance | WarrantyDurationLabor | FIXED | WarrantyGuarantorParts | ExpectedLife | ReplacementCost | NominalWidth | 23-35 70 24 | Ceilings | [11 empty] | 0.052000 | [9 empty] | Second Floor | [16 empty] | CEILING | [23 empty] | 0.052000 | 2.680000 | 28.718800
3262 | Second Floor |  |  |  | 278707 |  | New Construction |  |  |  | 209256 | 124519 | 119125 | Compound Ceiling:ACT 600 x 600mm Grid |  | Compound Ceiling:ACT 600 x 600mm Grid | Size | 187485 | 198354,198355,198356,198357,198358,209232,209233,209234,209235 | Manufacturer |  | 0hfBjSvBD7Axm4HbiOC2Rc | 1 | Compound Ceiling:ACT 600 x 600mm Grid:278707 |  | InstallationDate | 3262 | WarrantyGuarantorLabor |  | ModelLabel |  | WarrantyDescription |  |  | ProductionYear |  |  |  | F |  |  | Finish |  | 1.892800 | SerialNumber | WarrantyStartDate | BarCode | AssetIdentifier | Features | TagNumber |  |  | 0.098426 |  |  | 0 | WarrantyDurationParts | AccessibilityPerformance | CodePerformance | Color | Constituents | Grade | Material | ModelReference | NominalHeight | NominalLength | Shape | SustainabilityPerformance | WarrantyDurationLabor | FIXED | WarrantyGuarantorParts | ExpectedLife | ReplacementCost | NominalWidth | 23-35 70 24 | Ceilings | [11 empty] | 0.052000 | [9 empty] | Second Floor | [16 empty] | CEILING | [23 empty] | 0.052000 | 2.680000 | 5.512000
3263 | Second Floor |  |  |  | 278715 |  | New Construction |  |  |  | 209256 | 124520 | 119126 | Compound Ceiling:ACT 600 x 600mm Grid |  | Compound Ceiling:ACT 600 x 600mm Grid | Size | 187486 | 198359,198360,198361,198362,198363,209232,209233,209234,209235 | Manufacturer |  | 0hfBjSvBD7Axm4HbiOC2Rk | 1 | Compound Ceiling:ACT 600 x 600mm Grid:278715 |  | InstallationDate | 3263 | WarrantyGuarantorLabor |  | ModelLabel |  | WarrantyDescription |  |  | ProductionYear |  |  |  | F |  |  | Finish |  | 12.593092 | SerialNumber | WarrantyStartDate | BarCode | AssetIdentifier | Features | TagNumber |  |  | 0.654841 |  |  | 0 | WarrantyDurationParts | AccessibilityPerformance | CodePerformance | Color | Constituents | Grade | Material | ModelReference | NominalHeight | NominalLength | Shape | SustainabilityPerformance | WarrantyDurationLabor | FIXED | WarrantyGuarantorParts | ExpectedLife | ReplacementCost | NominalWidth | 23-35 70 24 | Ceilings | [11 empty] | 0.052000 | [9 empty] | Second Floor | [16 empty] | CEILING | [23 empty] | 0.052000 | 2.680000 | 14.688073
3264 | Second Floor |  |  |  | 278731 |  | New Construction |  |  |  | 209256 | 124521 | 119127 | Compound Ceiling:ACT 600 x 600mm Grid |  | Compound Ceiling:ACT 600 x 600mm Grid | Size | 187487 | 198364,198365,198366,198367,198368,209232,209233,209234,209235 | Manufacturer |  | 0hfBjSvBD7Axm4HbiOC2QU | 1 | Compound Ceiling:ACT 600 x 600mm Grid:278731 |  | InstallationDate | 3264 | WarrantyGuarantorLabor |  | ModelLabel |  | WarrantyDescription |  |  | ProductionYear |  |  |  | F |  |  | Finish |  | 9.169216 | SerialNumber | WarrantyStartDate | BarCode | AssetIdentifier | Features | TagNumber |  |  | 0.476799 |  |  | 0 | WarrantyDurationParts | AccessibilityPerformance | CodePerformance | Color | Constituents | Grade | Material | ModelReference | NominalHeight | NominalLength | Shape | SustainabilityPerformance | WarrantyDurationLabor | FIXED | WarrantyGuarantorParts | ExpectedLife | ReplacementCost | NominalWidth | 23-35 70 24 | Ceilings | [11 empty] | 0.052000 | [9 empty] | Second Floor | [16 empty] | CEILING | [23 empty] | 0.052000 | 2.680000 | 12.184000
3265 | Second Floor |  |  |  | 278739 |  | New Construction |  |  |  | 209256 | 124522 | 119128 | Compound Ceiling:ACT 600 x 600mm Grid |  | Compound Ceiling:ACT 600 x 600mm Grid | Size | 187488 | 198369,198370,198371,198372,198373,209232,209233,209234,209235 | Manufacturer |  | 0hfBjSvBD7Axm4HbiOC2Q6 | 1 | Compound Ceiling:ACT 600 x 600mm Grid:278739 |  | InstallationDate | 3265 | WarrantyGuarantorLabor |  | ModelLabel |  | WarrantyDescription |  |  | ProductionYear |  |  |  | F |  |  | Finish |  | 9.236736 | SerialNumber | WarrantyStartDate | BarCode | AssetIdentifier | Features | TagNumber |  |  | 0.480310 |  |  | 0 | WarrantyDurationParts | AccessibilityPerformance | CodePerformance | Color | Constituents | Grade | Material | ModelReference | NominalHeight | NominalLength | Shape | SustainabilityPerformance | WarrantyDurationLabor | FIXED | WarrantyGuarantorParts | ExpectedLife | ReplacementCost | NominalWidth | 23-35 70 24 | Ceilings | [11 empty] | 0.052000 | [9 empty] | Second Floor | [16 empty] | CEILING | [23 empty] | 0.052000 | 2.680000 | 12.224000
3266 | Second Floor |  |  |  | 278747 |  | New Construction |  |  |  | 209256 | 124523 | 119129 | Compound Ceiling:ACT 600 x 600mm Grid |  | Compound Ceiling:ACT 600 x 600mm Grid | Size | 187489 | 198374,198375,198376,198377,198378,209232,209233,209234,209235 | Manufacturer |  | 0hfBjSvBD7Axm4HbiOC2QE | 1 | Compound Ceiling:ACT 600 x 600mm Grid:278747 |  | InstallationDate | 3266 | WarrantyGuarantorLabor |  | ModelLabel |  | WarrantyDescription |  |  | ProductionYear |  |  |  | F |  |  | Finish |  | 9.169216 | SerialNumber | WarrantyStartDate | BarCode | AssetIdentifier | Features | TagNumber |  |  | 0.476799 |  |  | 0 | WarrantyDurationParts | AccessibilityPerformance | CodePerformance | Color | Constituents | Grade | Material | ModelReference | NominalHeight | NominalLength | Shape | SustainabilityPerformance | WarrantyDurationLabor | FIXED | WarrantyGuarantorParts | ExpectedLife | ReplacementCost | NominalWidth | 23-35 70 24 | Ceilings | [11 empty] | 0.052000 | [9 empty] | Second Floor | [16 empty] | CEILING | [23 empty] | 0.052000 | 2.680000 | 12.184000
3267 | Second Floor |  |  |  | 278755 |  | New Construction |  |  |  | 209256 | 124524 | 119130 | Compound Ceiling:ACT 600 x 600mm Grid |  | Compound Ceiling:ACT 600 x 600mm Grid | Size | 187490 | 198379,198380,198381,198382,198383,209232,209233,209234,209235 | Manufacturer |  | 0hfBjSvBD7Axm4HbiOC2Qs | 1 | Compound Ceiling:ACT 600 x 600mm Grid:278755 |  | InstallationDate | 3267 | WarrantyGuarantorLabor |  | ModelLabel |  | WarrantyDescription |  |  | ProductionYear |  |  |  | F |  |  | Finish |  | 17.493357 | SerialNumber | WarrantyStartDate | BarCode | AssetIdentifier | Features | TagNumber |  |  | 0.909655 |  |  | 0 | WarrantyDurationParts | AccessibilityPerformance | CodePerformance | Color | Constituents | Grade | Material | ModelReference | NominalHeight | NominalLength | Shape | SustainabilityPerformance | WarrantyDurationLabor | FIXED | WarrantyGuarantorParts | ExpectedLife | ReplacementCost | NominalWidth | 23-35 70 24 | Ceilings | [11 empty] | 0.052000 | [9 empty] | Second Floor | [16 empty] | CEILING | [23 empty] | 0.052000 | 2.680000 | 18.924050
3268 | Second Floor |  |  |  | 278769 |  | New Construction |  |  |  | 209256 | 124525 | 119131 | Compound Ceiling:ACT 600 x 600mm Grid |  | Compound Ceiling:ACT 600 x 600mm Grid | Size | 187491 | 198384,198385,198386,198387,198388,209232,209233,209234,209235 | Manufacturer |  | 0hfBjSvBD7Axm4HbiOC2Qa | 1 | Compound Ceiling:ACT 600 x 600mm Grid:278769 |  | InstallationDate | 3268 | WarrantyGuarantorLabor |  | ModelLabel |  | WarrantyDescription |  |  | ProductionYear |  |  |  | F |  |  | Finish |  | 16.299299 | SerialNumber | WarrantyStartDate | BarCode | AssetIdentifier | Features | TagNumber |  |  | 0.847564 |  |  | 0 | WarrantyDurationParts | AccessibilityPerformance | CodePerformance | Color | Constituents | Grade | Material | ModelReference | NominalHeight | NominalLength | Shape | SustainabilityPerformance | WarrantyDurationLabor | FIXED | WarrantyGuarantorParts | ExpectedLife | ReplacementCost | NominalWidth | 23-35 70 24 | Ceilings | [11 empty] | 0.052000 | [9 empty] | Second Floor | [16 empty] | CEILING | [23 empty] | 0.052000 | 2.680000 | 22.580450
3269 | Second Floor |  |  |  | 278789 |  | New Construction |  |  |  | 209256 | 124526 | 119132 | Compound Ceiling:ACT 600 x 600mm Grid |  | Compound Ceiling:ACT 600 x 600mm Grid | Size | 187492 | 198389,198390,198391,198392,198393,209232,209233,209234,209235 | Manufacturer |  | 0hfBjSvBD7Axm4HbiOC2TG | 1 | Compound Ceiling:ACT 600 x 600mm Grid:278789 |  | InstallationDate | 3269 | WarrantyGuarantorLabor |  | ModelLabel |  | WarrantyDescription |  |  | ProductionYear |  |  |  | F |  |  | Finish |  | 8.250142 | SerialNumber | WarrantyStartDate | BarCode | AssetIdentifier | Features | TagNumber |  |  | 0.429007 |  |  | 0 | WarrantyDurationParts | AccessibilityPerformance | CodePerformance | Color | Constituents | Grade | Material | ModelReference | NominalHeight | NominalLength | Shape | SustainabilityPerformance | WarrantyDurationLabor | FIXED | WarrantyGuarantorParts | ExpectedLife | ReplacementCost | NominalWidth | 23-35 70 24 | Ceilings | [11 empty] | 0.052000 | [9 empty] | Second Floor | [16 empty] | CEILING | [23 empty] | 0.052000 | 2.680000 | 11.926000
3270 | Second Floor |  |  |  | 278797 |  | New Construction |  |  |  | 209256 | 124527 | 119133 | Compound Ceiling:ACT 600 x 600mm Grid |  | Compound Ceiling:ACT 600 x 600mm Grid | Size | 187493 | 198394,198395,198396,198397,198398,209232,209233,209234,209235 | Manufacturer |  | 0hfBjSvBD7Axm4HbiOC2TO | 1 | Compound Ceiling:ACT 600 x 600mm Grid:278797 |  | InstallationDate | 3270 | WarrantyGuarantorLabor |  | ModelLabel |  | WarrantyDescription |  |  | ProductionYear |  |  |  | F |  |  | Finish |  | 9.225640 | SerialNumber | WarrantyStartDate | BarCode | AssetIdentifier | Features | TagNumber |  |  | 0.479733 |  |  | 0 | WarrantyDurationParts | AccessibilityPerformance | CodePerformance | Color | Constituents | Grade | Material | ModelReference | NominalHeight | NominalLength | Shape | SustainabilityPerformance | WarrantyDurationLabor | FIXED | WarrantyGuarantorParts | ExpectedLife | ReplacementCost | NominalWidth | 23-35 70 24 | Ceilings | [11 empty] | 0.052000 | [9 empty] | Second Floor | [16 empty] | CEILING | [23 empty] | 0.052000 | 2.680000 | 12.442000
3271 | Second Floor |  |  |  | 278805 |  | New Construction |  |  |  | 209256 | 124528 | 119134 | Compound Ceiling:ACT 600 x 600mm Grid |  | Compound Ceiling:ACT 600 x 600mm Grid | Size | 187494 | 198399,198400,198401,198402,198403,209232,209233,209234,209235 | Manufacturer |  | 0hfBjSvBD7Axm4HbiOC2T0 | 1 | Compound Ceiling:ACT 600 x 600mm Grid:278805 |  | InstallationDate | 3271 | WarrantyGuarantorLabor |  | ModelLabel |  | WarrantyDescription |  |  | ProductionYear |  |  |  | F |  |  | Finish |  | 8.834505 | SerialNumber | WarrantyStartDate | BarCode | AssetIdentifier | Features | TagNumber |  |  | 0.459394 |  |  | 0 | WarrantyDurationParts | AccessibilityPerformance | CodePerformance | Color | Constituents | Grade | Material | ModelReference | NominalHeight | NominalLength | Shape | SustainabilityPerformance | WarrantyDurationLabor | FIXED | WarrantyGuarantorParts | ExpectedLife | ReplacementCost | NominalWidth | 23-35 70 24 | Ceilings | [11 empty] | 0.052000 | [9 empty] | Second Floor | [16 empty] | CEILING | [23 empty] | 0.052000 | 2.680000 | 12.480000
3272 | Second Floor |  |  |  | 278817 |  | New Construction |  |  |  | 209256 | 124529 | 119135 | Compound Ceiling:ACT 600 x 600mm Grid |  | Compound Ceiling:ACT 600 x 600mm Grid | Size | 187495 | 198404,198405,198406,198407,198408,209232,209233,209234,209235 | Manufacturer |  | 0hfBjSvBD7Axm4HbiOC2Tq | 1 | Compound Ceiling:ACT 600 x 600mm Grid:278817 |  | InstallationDate | 3272 | WarrantyGuarantorLabor |  | ModelLabel |  | WarrantyDescription |  |  | ProductionYear |  |  |  | F |  |  | Finish |  | 19.492732 | SerialNumber | WarrantyStartDate | BarCode | AssetIdentifier | Features | TagNumber |  |  | 1.013622 |  |  | 0 | WarrantyDurationParts | AccessibilityPerformance | CodePerformance | Color | Constituents | Grade | Material | ModelReference | NominalHeight | NominalLength | Shape | SustainabilityPerformance | WarrantyDurationLabor | FIXED | WarrantyGuarantorParts | ExpectedLife | ReplacementCost | NominalWidth | 23-35 70 24 | Ceilings | [11 empty] | 0.052000 | [9 empty] | Second Floor | [16 empty] | CEILING | [23 empty] | 0.052000 | 2.680000 | 20.150000
3273 | Second Floor |  |  |  | 278829 |  | New Construction |  |  |  | 209256 | 124530 | 119136 | Compound Ceiling:ACT 600 x 600mm Grid |  | Compound Ceiling:ACT 600 x 600mm Grid | Size | 187496 | 198409,198410,198411,198412,198413,209232,209233,209234,209235 | Manufacturer |  | 0hfBjSvBD7Axm4HbiOC2Tu | 1 | Compound Ceiling:ACT 600 x 600mm Grid:278829 |  | InstallationDate | 3273 | WarrantyGuarantorLabor |  | ModelLabel |  | WarrantyDescription |  |  | ProductionYear |  |  |  | F |  |  | Finish |  | 32.877894 | SerialNumber | WarrantyStartDate | BarCode | AssetIdentifier | Features | TagNumber |  |  | 1.709650 |  |  | 0 | WarrantyDurationParts | AccessibilityPerformance | CodePerformance | Color | Constituents | Grade | Material | ModelReference | NominalHeight | NominalLength | Shape | SustainabilityPerformance | WarrantyDurationLabor | FIXED | WarrantyGuarantorParts | ExpectedLife | ReplacementCost | NominalWidth | 23-35 70 24 | Ceilings | [11 empty] | 0.052000 | [9 empty] | Second Floor | [16 empty] | CEILING | [23 empty] | 0.052000 | 2.680000 | 23.630000
3274 | Second Floor |  |  |  | 278841 |  | New Construction |  |  |  | 209256 | 124531 | 119137 | Compound Ceiling:ACT 600 x 600mm Grid |  | Compound Ceiling:ACT 600 x 600mm Grid | Size | 187497 | 198414,198415,198416,198417,198418,209232,209233,209234,209235 | Manufacturer |  | 0hfBjSvBD7Axm4HbiOC2Ti | 1 | Compound Ceiling:ACT 600 x 600mm Grid:278841 |  | InstallationDate | 3274 | WarrantyGuarantorLabor |  | ModelLabel |  | WarrantyDescription |  |  | ProductionYear |  |  |  | F |  |  | Finish |  | 4.431766 | SerialNumber | WarrantyStartDate | BarCode | AssetIdentifier | Features | TagNumber |  |  | 0.230452 |  |  | 0 | WarrantyDurationParts | AccessibilityPerformance | CodePerformance | Color | Constituents | Grade | Material | ModelReference | NominalHeight | NominalLength | Shape | SustainabilityPerformance | WarrantyDurationLabor | FIXED | WarrantyGuarantorParts | ExpectedLife | ReplacementCost | NominalWidth | 23-35 70 24 | Ceilings | [11 empty] | 0.052000 | [9 empty] | Second Floor | [16 empty] | CEILING | [23 empty] | 0.052000 | 2.680000 | 8.574877
3275 | Second Floor |  |  |  | 279106 |  | New Construction |  |  |  | 209256 | 124532 | 119138 | Compound Ceiling:ACT 600 x 600mm Grid |  | Compound Ceiling:ACT 600 x 600mm Grid | Size | 187498 | 198419,198420,198421,198422,198423,209232,209233,209234,209235 | Manufacturer |  | 0hfBjSvBD7Axm4HbiOC2GN | 1 | Compound Ceiling:ACT 600 x 600mm Grid:279106 |  | InstallationDate | 3275 | WarrantyGuarantorLabor |  | ModelLabel |  | WarrantyDescription |  |  | ProductionYear |  |  |  | F |  |  | Finish |  | 8.429558 | SerialNumber | WarrantyStartDate | BarCode | AssetIdentifier | Features | TagNumber |  |  | 0.438337 |  |  | 0 | WarrantyDurationParts | AccessibilityPerformance | CodePerformance | Color | Constituents | Grade | Material | ModelReference | NominalHeight | NominalLength | Shape | SustainabilityPerformance | WarrantyDurationLabor | FIXED | WarrantyGuarantorParts | ExpectedLife | ReplacementCost | NominalWidth | 23-35 70 24 | Ceilings | [11 empty] | 0.052000 | [9 empty] | Second Floor | [16 empty] | CEILING | [23 empty] | 0.052000 | 2.680000 | 12.106000
3276 | Second Floor |  |  |  | 279431 |  | New Construction |  |  |  | 209256 | 124533 | 119139 | Compound Ceiling:ACT 600 x 600mm Grid |  | Compound Ceiling:ACT 600 x 600mm Grid | Size | 187499 | 198424,198425,198426,198427,198428,209232,209233,209234,209235 | Manufacturer |  | 0hfBjSvBD7Axm4HbiOC2NI | 1 | Compound Ceiling:ACT 600 x 600mm Grid:279431 |  | InstallationDate | 3276 | WarrantyGuarantorLabor |  | ModelLabel |  | WarrantyDescription |  |  | ProductionYear |  |  |  | F |  |  | Finish |  | 16.937233 | SerialNumber | WarrantyStartDate | BarCode | AssetIdentifier | Features | TagNumber |  |  | 0.880736 |  |  | 0 | WarrantyDurationParts | AccessibilityPerformance | CodePerformance | Color | Constituents | Grade | Material | ModelReference | NominalHeight | NominalLength | Shape | SustainabilityPerformance | WarrantyDurationLabor | FIXED | WarrantyGuarantorParts | ExpectedLife | ReplacementCost | NominalWidth | 23-35 70 24 | Ceilings | [11 empty] | 0.052000 | [9 empty] | Second Floor | [16 empty] | CEILING | [23 empty] | 0.052000 | 2.680000 | 19.857755
3277 | Second Floor |  |  |  | 281666 |  | New Construction |  |  |  | 209256 | 124536 | 119140 | Compound Ceiling:ACT 600 x 600mm Grid |  | Compound Ceiling:ACT 600 x 600mm Grid | Size | 187502 | 198441,198442,198443,198444,198445,209232,209233,209234,209235 | Manufacturer |  | 0bpfxAz3XBrAx$RjFuHuTq | 1 | Compound Ceiling:ACT 600 x 600mm Grid:281666 |  | InstallationDate | 3277 | WarrantyGuarantorLabor |  | ModelLabel |  | WarrantyDescription |  |  | ProductionYear |  |  |  | F |  |  | Finish |  | 9.955415 | SerialNumber | WarrantyStartDate | BarCode | AssetIdentifier | Features | TagNumber |  |  | 0.517682 |  |  | 0 | WarrantyDurationParts | AccessibilityPerformance | CodePerformance | Color | Constituents | Grade | Material | ModelReference | NominalHeight | NominalLength | Shape | SustainabilityPerformance | WarrantyDurationLabor | FIXED | WarrantyGuarantorParts | ExpectedLife | ReplacementCost | NominalWidth | 23-35 70 24 | Ceilings | [11 empty] | 0.052000 | [9 empty] | Second Floor | [16 empty] | CEILING | [23 empty] | 0.052000 | 2.680000 | 15.393848
3299 | Second Floor |  |  |  | 396318 |  | New Construction |  |  |  | 209256 | 125681 | 119795 | Compound Ceiling:Gypsum Board |  | Compound Ceiling:Gypsum Board | Size | 187976 | 203363,203364,203365,203366,203367,209179,209180,209181,209182 | Manufacturer |  | 3lmrkmjnnA7OcfIKaqMV1h | 1 | Compound Ceiling:Gypsum Board:396318 |  | InstallationDate | 3299 | WarrantyGuarantorLabor |  | ModelLabel |  | WarrantyDescription |  |  | ProductionYear |  |  |  | F |  |  | Finish |  | 5.029924 | SerialNumber | WarrantyStartDate | BarCode | AssetIdentifier | Features | TagNumber |  |  | 0.286706 |  |  | 0 | WarrantyDurationParts | AccessibilityPerformance | CodePerformance | Color | Constituents | Grade | Material | ModelReference | NominalHeight | NominalLength | Shape | SustainabilityPerformance | WarrantyDurationLabor | FIXED | WarrantyGuarantorParts | ExpectedLife | ReplacementCost | NominalWidth | 23-35 70 24 | Ceilings | [11 empty] | 0.057000 | [9 empty] | Second Floor | [16 empty] | CEILING | [23 empty] | 0.057000 | 1.550000 | 11.049000
3300 | Second Floor |  |  |  | 396768 |  | New Construction |  |  |  | 209256 | 125683 | 119796 | Compound Ceiling:Gypsum Board |  | Compound Ceiling:Gypsum Board | Size | 187978 | 203374,203375,203376,203377,203378,209179,209180,209181,209182 | Manufacturer |  | 3lmrkmjnnA7OcfIKaqMV6L | 1 | Compound Ceiling:Gypsum Board:396768 |  | InstallationDate | 3300 | WarrantyGuarantorLabor |  | ModelLabel |  | WarrantyDescription |  |  | ProductionYear |  |  |  | F |  |  | Finish |  | 4.821322 | SerialNumber | WarrantyStartDate | BarCode | AssetIdentifier | Features | TagNumber |  |  | 0.274815 |  |  | 0 | WarrantyDurationParts | AccessibilityPerformance | CodePerformance | Color | Constituents | Grade | Material | ModelReference | NominalHeight | NominalLength | Shape | SustainabilityPerformance | WarrantyDurationLabor | FIXED | WarrantyGuarantorParts | ExpectedLife | ReplacementCost | NominalWidth | 23-35 70 24 | Ceilings | [11 empty] | 0.057000 | [9 empty] | Second Floor | [16 empty] | CEILING | [23 empty] | 0.057000 | 1.550000 | 10.293000
3291 | Roof - Main |  |  |  | 377269 |  | New Construction |  |  |  | 209184 | 125331 | 119607 | Compound Ceiling:Gypsum Board |  | Compound Ceiling:Gypsum Board | Size | 187801 | 201813,201814,201815,201816,201817,209179,209180,209181,209182 | Manufacturer |  | 2j55VthSj3Lu0J6fyrpHCf | 1 | Compound Ceiling:Gypsum Board:377269 |  | InstallationDate | 3291 | WarrantyGuarantorLabor |  | ModelLabel |  | WarrantyDescription |  |  | ProductionYear |  |  |  | F |  |  | Finish |  | 51.805471 | SerialNumber | WarrantyStartDate | BarCode | AssetIdentifier | Features | TagNumber |  |  | 2.952912 |  |  | 0 | WarrantyDurationParts | AccessibilityPerformance | CodePerformance | Color | Constituents | Grade | Material | ModelReference | NominalHeight | NominalLength | Shape | SustainabilityPerformance | WarrantyDurationLabor | FIXED | WarrantyGuarantorParts | ExpectedLife | ReplacementCost | NominalWidth | 23-35 70 24 | Ceilings | [11 empty] | 0.057000 | [9 empty] | Roof - Main | [16 empty] | CEILING | [23 empty] | 0.057000 | -0.050000 | 85.692961
3684 | 1AC1 |  |  |  | 350968 |  | New Construction |  |  |  | 190118 | 125023 | 133775 | Reference |  | 305 x 215 x 813mm | Size |  | 200150,200151,200152,200153,208999,209095,209096,209097,209098 | Manufacturer |  | 1CU3Pa7ALAQOW5yxokoHTD | 1 | M_Fire Extinguisher Cabinet:305 x 215 x 813mm:305 x 215 x 813mm:350968 |  | InstallationDate | 3684 | WarrantyGuarantorLabor |  | ModelLabel |  | WarrantyDescription |  |  | ProductionYear | [6 empty] | Finish |  |  | SerialNumber | WarrantyStartDate | BarCode | AssetIdentifier | Features | TagNumber |  |  |  |  | 0.305000 |  | WarrantyDurationParts | AccessibilityPerformance | CodePerformance | Color | Constituents | Grade | Material | ModelReference | NominalHeight | NominalLength | Shape | SustainabilityPerformance | WarrantyDurationLabor | FIXED | WarrantyGuarantorParts | ExpectedLife | ReplacementCost | NominalWidth | [17 empty] | 0.813000 | [5 empty] | First Floor | [5 empty] | 2 | 23.65.70.17.11 |  |  |  | Fire Fighting Terminal Components | [26 empty] | Glass | [5 empty] | Metal - Paint Finish - Indian Red, Matte | 0.915000 | 0.215000 | 0.915000
3683 | 1BC2 |  |  |  | 350693 |  | New Construction |  |  |  | 190124 | 125022 | 133774 | Reference |  | 305 x 215 x 813mm | Size |  | 200146,200147,200148,200149,209038,209095,209096,209097,209098 | Manufacturer |  | 25QVeOxmX9DQEpjA0wx7Nd | 1 | M_Fire Extinguisher Cabinet:305 x 215 x 813mm:305 x 215 x 813mm:350693 |  | InstallationDate | 3683 | WarrantyGuarantorLabor |  | ModelLabel |  | WarrantyDescription |  |  | ProductionYear | [6 empty] | Finish |  |  | SerialNumber | WarrantyStartDate | BarCode | AssetIdentifier | Features | TagNumber |  |  |  |  | 0.305000 |  | WarrantyDurationParts | AccessibilityPerformance | CodePerformance | Color | Constituents | Grade | Material | ModelReference | NominalHeight | NominalLength | Shape | SustainabilityPerformance | WarrantyDurationLabor | FIXED | WarrantyGuarantorParts | ExpectedLife | ReplacementCost | NominalWidth | [17 empty] | 0.813000 | [5 empty] | First Floor | [5 empty] | 1 | 23.65.70.17.11 |  |  |  | Fire Fighting Terminal Components | [26 empty] | Glass | [5 empty] | Metal - Paint Finish - Indian Red, Matte | 0.915000 | 0.215000 | 0.915000
3692 | 1CC1 |  |  |  | 427576 |  | New Construction |  |  |  | 190122 | 125793 | 134252 | Reference |  | 305 x 215 x 813mm | Size |  | 203671,203672,203673,203674,209038,209095,209096,209097,209098 | Manufacturer |  | 03rpEGmyXBBPmFR6GIBLiq | 1 | M_Fire Extinguisher Cabinet:305 x 215 x 813mm:305 x 215 x 813mm:427576 |  | InstallationDate | 3692 | WarrantyGuarantorLabor |  | ModelLabel |  | WarrantyDescription |  |  | ProductionYear | [6 empty] | Finish |  |  | SerialNumber | WarrantyStartDate | BarCode | AssetIdentifier | Features | TagNumber |  |  |  |  | 0.305000 |  | WarrantyDurationParts | AccessibilityPerformance | CodePerformance | Color | Constituents | Grade | Material | ModelReference | NominalHeight | NominalLength | Shape | SustainabilityPerformance | WarrantyDurationLabor | FIXED | WarrantyGuarantorParts | ExpectedLife | ReplacementCost | NominalWidth | [17 empty] | 0.813000 | [5 empty] | First Floor | [5 empty] | 11 | 23.65.70.17.11 |  |  |  | Fire Fighting Terminal Components | [26 empty] | Glass | [5 empty] | Metal - Paint Finish - Indian Red, Matte | 0.915000 | 0.215000 | 0.915000
3687 | 1B04 |  |  |  | 351533 |  | New Construction |  |  |  | 208947 | 125027 | 133779 | Reference |  | 305 x 215 x 813mm | Size |  | 200168,200169,200170,200171,208999,209095,209096,209097,209098 | Manufacturer |  | 0tIhQ6hmz02e5gznEed7Lo | 1 | M_Fire Extinguisher Cabinet:305 x 215 x 813mm:305 x 215 x 813mm:351533 |  | InstallationDate | 3687 | WarrantyGuarantorLabor |  | ModelLabel |  | WarrantyDescription |  |  | ProductionYear | [6 empty] | Finish |  |  | SerialNumber | WarrantyStartDate | BarCode | AssetIdentifier | Features | TagNumber |  |  |  |  | 0.305000 |  | WarrantyDurationParts | AccessibilityPerformance | CodePerformance | Color | Constituents | Grade | Material | ModelReference | NominalHeight | NominalLength | Shape | SustainabilityPerformance | WarrantyDurationLabor | FIXED | WarrantyGuarantorParts | ExpectedLife | ReplacementCost | NominalWidth | [17 empty] | 0.813000 | [5 empty] | First Floor | [5 empty] | 6 | 23.65.70.17.11 |  |  |  | Fire Fighting Terminal Components | [26 empty] | Glass | [5 empty] | Metal - Paint Finish - Indian Red, Matte | 0.915000 | 0.215000 | 0.915000
3686 | 1AC5 |  |  |  | 351256 |  | New Construction |  |  |  | 190121 | 125026 | 133778 | Reference |  | 305 x 215 x 813mm | Size |  | 200164,200165,200166,200167,208999,209095,209096,209097,209098 | Manufacturer |  | 0tIhQ6hmz02e5gznEed7H7 | 1 | M_Fire Extinguisher Cabinet:305 x 215 x 813mm:305 x 215 x 813mm:351256 |  | InstallationDate | 3686 | WarrantyGuarantorLabor |  | ModelLabel |  | WarrantyDescription |  |  | ProductionYear | [6 empty] | Finish |  |  | SerialNumber | WarrantyStartDate | BarCode | AssetIdentifier | Features | TagNumber |  |  |  |  | 0.305000 |  | WarrantyDurationParts | AccessibilityPerformance | CodePerformance | Color | Constituents | Grade | Material | ModelReference | NominalHeight | NominalLength | Shape | SustainabilityPerformance | WarrantyDurationLabor | FIXED | WarrantyGuarantorParts | ExpectedLife | ReplacementCost | NominalWidth | [17 empty] | 0.813000 | [5 empty] | First Floor | [5 empty] | 5 | 23.65.70.17.11 |  |  |  | Fire Fighting Terminal Components | [26 empty] | Glass | [5 empty] | Metal - Paint Finish - Indian Red, Matte | 0.915000 | 0.215000 | 0.915000
3685 | 1AC3 |  |  |  | 351171 |  | New Construction |  |  |  | 190119 | 125025 | 133777 | Reference |  | 305 x 215 x 813mm | Size |  | 200160,200161,200162,200163,209038,209095,209096,209097,209098 | Manufacturer |  | 0tIhQ6hmz02e5gznEed7ES | 1 | M_Fire Extinguisher Cabinet:305 x 215 x 813mm:305 x 215 x 813mm:351171 |  | InstallationDate | 3685 | WarrantyGuarantorLabor |  | ModelLabel |  | WarrantyDescription |  |  | ProductionYear | [6 empty] | Finish |  |  | SerialNumber | WarrantyStartDate | BarCode | AssetIdentifier | Features | TagNumber |  |  |  |  | 0.305000 |  | WarrantyDurationParts | AccessibilityPerformance | CodePerformance | Color | Constituents | Grade | Material | ModelReference | NominalHeight | NominalLength | Shape | SustainabilityPerformance | WarrantyDurationLabor | FIXED | WarrantyGuarantorParts | ExpectedLife | ReplacementCost | NominalWidth | [17 empty] | 0.813000 | [5 empty] | First Floor | [5 empty] | 3 | 23.65.70.17.11 |  |  |  | Fire Fighting Terminal Components | [26 empty] | Glass | [5 empty] | Metal - Paint Finish - Indian Red, Matte | 0.915000 | 0.215000 | 0.915000
3688 | 1AC4 |  |  |  | 363794 |  | New Construction |  |  |  | 190120 | 125179 | 133931 | Reference |  | 305 x 215 x 813mm | Size |  | 201085,201086,201087,201088,209038,209095,209096,209097,209098 | Manufacturer |  | 1uDBQ9y7vCyxXlpVEuenSy | 1 | M_Fire Extinguisher Cabinet:305 x 215 x 813mm:305 x 215 x 813mm:363794 |  | InstallationDate | 3688 | WarrantyGuarantorLabor |  | ModelLabel |  | WarrantyDescription |  |  | ProductionYear | [6 empty] | Finish |  |  | SerialNumber | WarrantyStartDate | BarCode | AssetIdentifier | Features | TagNumber |  |  |  |  | 0.305000 |  | WarrantyDurationParts | AccessibilityPerformance | CodePerformance | Color | Constituents | Grade | Material | ModelReference | NominalHeight | NominalLength | Shape | SustainabilityPerformance | WarrantyDurationLabor | FIXED | WarrantyGuarantorParts | ExpectedLife | ReplacementCost | NominalWidth | [17 empty] | 0.813000 | [5 empty] | First Floor | [5 empty] | 7 | 23.65.70.17.11 |  |  |  | Fire Fighting Terminal Components | [26 empty] | Glass | [5 empty] | Metal - Paint Finish - Indian Red, Matte | 0.915000 | 0.215000 | 0.915000
2030 | 1D18 |  |  |  | 430606 |  | New Construction |  |  |  | 209002 | 125802 | 119869 | Reference |  | 8370-001420 | Size |  | 203707,203708,203709,203710,209135,209149,209150,209151,209152,209153,209154,209155 | Bradley Corporation |  | 3Ftw9Fm$X4cRgPiOBJfykA | 1 | M_Grab Bars:8370-001420:8370-001420:430606 |  | InstallationDate | 2030 | WarrantyGuarantorLabor |  | ModelLabel |  | WarrantyDescription |  |  | ProductionYear | [6 empty] | Finish |  |  | SerialNumber | WarrantyStartDate | BarCode | AssetIdentifier | Features | TagNumber |  | 1.066800 |  |  |  |  | WarrantyDurationParts | AccessibilityPerformance | CodePerformance | Color | Constituents | Grade | Material | ModelReference | NominalHeight | NominalLength | Shape | SustainabilityPerformance | WarrantyDurationLabor | AssetAccountingType | WarrantyGuarantorParts | ExpectedLife | ReplacementCost | NominalHeight | [5 empty] | None | [23 empty] | 20 | 0.000000 | [37 empty] | 0.915000 |  |  | Yes | All grab bar configurations are specified using centerline to centerline dimensions. | 8370-001420 | This Model Data is Property of Bradley Corporation | http://www.bradleycorp.com/products/techdata/8825.pdf | Bradley Corp Stainless Steel - Satin | ANSI Standard A117.1, ADA, ABA, ADAAG, UFAS | 1.0 | Yes | Complete unit, one (1) year | FLANGES - 11 GA., TUBING - 18 GA. | First Floor | Basic Wall : Interior - Partition (92mm Stud) | C1030200 | Bath & Toilet Accessories | www.bradleycorp.com | Yes | 54.990000 | 0.031750 | 1.146175 | This is a face mounted fixture. | 0.838200
2032 | 1D18 |  |  |  | 430800 |  | New Construction |  |  |  | 209002 | 125804 | 119871 | Reference |  | 8370-001300 | Size |  | 203715,203716,203717,203718,209136,209156,209157,209158,209159,209160,209161,209162 | Bradley Corporation |  | 3Ftw9Fm$X4cRgPiOBJfyjK | 1 | M_Grab Bars:8370-001300:8370-001300:430800 |  | InstallationDate | 2032 | WarrantyGuarantorLabor |  | ModelLabel |  | WarrantyDescription |  |  | ProductionYear | [6 empty] | Finish |  |  | SerialNumber | WarrantyStartDate | BarCode | AssetIdentifier | Features | TagNumber |  | 0.762000 |  |  |  |  | WarrantyDurationParts | AccessibilityPerformance | CodePerformance | Color | Constituents | Grade | Material | ModelReference | NominalHeight | NominalLength | Shape | SustainabilityPerformance | WarrantyDurationLabor | AssetAccountingType | WarrantyGuarantorParts | ExpectedLife | ReplacementCost | NominalWidth | [5 empty] | None | [23 empty] | 22 | 0.000000 | [37 empty] | 0.915000 |  |  | Yes | All grab bar configurations are specified using centerline to centerline dimensions. | 8370-001300 | This Model Data is Property of Bradley Corporation | http://www.bradleycorp.com/products/techdata/8825.pdf | Bradley Corp Stainless Steel - Satin | ANSI Standard A117.1, ADA, ABA, ADAAG, UFAS | 1.0 | Yes | Complete unit, one (1) year | FLANGES - 11 GA., TUBING - 18 GA. | First Floor | Basic Wall : Interior - Furring (152 mm Stud) | C1030200 | Bath & Toilet Accessories | www.bradleycorp.com | Yes | 51.610000 | 0.031750 | 0.841375 | This is a face mounted fixture. | 0.838200
3311 | 1D18 |  |  |  | 443686 |  | New Construction |  |  |  | 209002 | 125867 | 119908 | Reference |  | 17" Depth x 18 1/2" Width | Size |  | 203973,203974,203975,203976,205965,208903,208904,208905,208906,208907 | InPro Corporation |  | 197mqEVor8ZRDjVbXCpqze | 1 | M_ADA shower Seat:17" Depth x 18 1/2" Width:17" Depth x 18 1/2" Width:443686 |  | InstallationDate | 3311 | WarrantyGuarantorLabor |  | ModelLabel |  | WarrantyDescription |  |  | ProductionYear | [6 empty] | PVC-InPro-White |  |  | SerialNumber | WarrantyStartDate | BarCode | AssetIdentifier | Features | TagNumber |  |  |  |  | 0.569913 |  | WarrantyDurationParts | AccessibilityPerformance | CodePerformance | Color | Constituents | Grade | Material | ModelReference | NominalHeight | NominalLength | Shape | SustainabilityPerformance | WarrantyDurationLabor | AssetAccountingType | WarrantyGuarantorParts | ExpectedLife | ReplacementCost | NominalWidth | [17 empty] | 0.193675 | [5 empty] | First Floor | [5 empty] | 79 | [38 empty] | 0.915000 | 0.430212 |  |  | 18 1/2 in. | DSGBFSTADA-WHT | [10 empty] | E1020810 | Medical Furniture & Equipment | www.inprocorp.com |  |  | 0.033337 |  |  |  | www.inprocorp.com/Products/Files.aspx?FileId=3054 | 07/14/2010 | Bath Accessories | F | CADdetails, LTD. | F | 0.019050 | 0.016669 | T | Folding Seat | 10 28 16 | www.inprocorp.com/Products/Details.aspx?ProductId=460#info | www.inprocorp.com/Products/Files.aspx?FileId=8357
3694 | 1D18 |  |  |  | 446560 |  | New Construction |  |  |  | 209002 | 125869 | 134281 | Reference |  | Semi-Recessed | Size |  | 203981,203982,203983,203984,209165,209166,209167,209168,209169 | Manufacturer |  | 1DK25N9_HAXeOalNKVei5L | 1 | M_Towel Dispensers - receptical:Semi-Recessed:Semi-Recessed:446560 |  | InstallationDate | 3694 | WarrantyGuarantorLabor |  | ModelLabel |  | WarrantyDescription |  |  | ProductionYear | [6 empty] | Finish |  |  | SerialNumber | WarrantyStartDate | BarCode | AssetIdentifier | Features | TagNumber |  |  |  |  | 0.330200 |  | WarrantyDurationParts | AccessibilityPerformance | CodePerformance | Color | Constituents | Grade | Material | ModelReference | NominalHeight | NominalLength | Shape | SustainabilityPerformance | WarrantyDurationLabor | FIXED | WarrantyGuarantorParts | ExpectedLife | ReplacementCost | NominalWidth | [17 empty] | 1.397000 | [11 empty] | 81 | 23.40.20.21.17 |  |  |  | Paper Towel Dispensers, Disposal Units | [33 empty] | 1.219200 | 0.152400 | [12 empty] | First Floor | Basic Wall : Interior - Partition (92mm Stud) | [8 empty] | 1.219200 | [13 empty] | 0.063500 | 0.298450 | 0.088900 | 1.362075
4337 | 1D18 |  |  |  | 437958 |  | New Construction |  |  |  | 209002 | 125839 | 134254 | Reference |  | Mirror 600mm x 900mm | Size |  | 203855,203856,203857,203858,209063,209163,209164 | Manufacturer |  | 1HzV3jp3HB_wtuOde4xHXF | 1 | M_Mirror:Mirror 600mm x 900mm:Mirror 600mm x 900mm:437958 |  | InstallationDate | 4337 | WarrantyGuarantorLabor |  | ModelLabel |  | WarrantyDescription |  |  | ProductionYear | [6 empty] | Finish |  |  | SerialNumber | WarrantyStartDate | BarCode | AssetIdentifier | Features | TagNumber |  |  |  |  | 0.600000 |  | WarrantyDurationParts | AccessibilityPerformance | CodePerformance | Color | Constituents | Grade | Material | ModelReference | NominalHeight | NominalLength | Shape | SustainabilityPerformance | WarrantyDurationLabor | FIXED | WarrantyGuarantorParts | ExpectedLife | ReplacementCost | NominalWidth | [17 empty] | 0.900000 | [5 empty] | First Floor | [5 empty] | 57 | 23.40.20.21 |  |  |  | Toilet and Bath Specialties | [33 empty] | 0.915000 |  | 1.000000 | [13 empty] | C1030200 | Bath & Toilet Accessories
2046 | 1B02 |  |  |  | 433165 |  | New Construction |  |  |  | 208946 | 125818 | 119885 | Reference |  | 8370-001300 | Size |  | 203771,203772,203773,203774,209136,209156,209157,209158,209159,209160,209161,209162 | Bradley Corporation |  | 3Ftw9Fm$X4cRgPiOBJfyM9 | 1 | M_Grab Bars:8370-001300:8370-001300:433165 |  | InstallationDate | 2046 | WarrantyGuarantorLabor |  | ModelLabel |  | WarrantyDescription |  |  | ProductionYear | [6 empty] | Finish |  |  | SerialNumber | WarrantyStartDate | BarCode | AssetIdentifier | Features | TagNumber |  | 0.762000 |  |  |  |  | WarrantyDurationParts | AccessibilityPerformance | CodePerformance | Color | Constituents | Grade | Material | ModelReference | NominalHeight | NominalLength | Shape | SustainabilityPerformance | WarrantyDurationLabor | AssetAccountingType | WarrantyGuarantorParts | ExpectedLife | ReplacementCost | NominalWidth | [5 empty] | None | [23 empty] | 36 | 0.000000 | [37 empty] | 0.915000 |  |  | Yes | All grab bar configurations are specified using centerline to centerline dimensions. | 8370-001300 | This Model Data is Property of Bradley Corporation | http://www.bradleycorp.com/products/techdata/8825.pdf | Bradley Corp Stainless Steel - Satin | ANSI Standard A117.1, ADA, ABA, ADAAG, UFAS | 1.0 | Yes | Complete unit, one (1) year | FLANGES - 11 GA., TUBING - 18 GA. | First Floor | Basic Wall : Interior - Plumbing (152mm Stud) | C1030200 | Bath & Toilet Accessories | www.bradleycorp.com | Yes | 51.610000 | 0.031750 | 0.841375 | This is a face mounted fixture. | 0.838200
2047 | 1B02 |  |  |  | 433384 |  | New Construction |  |  |  | 208946 | 125819 | 119886 | Reference |  | 8370-001420 | Size |  | 203775,203776,203777,203778,209135,209149,209150,209151,209152,209153,209154,209155 | Bradley Corporation |  | 3Ftw9Fm$X4cRgPiOBJfyLi | 1 | M_Grab Bars:8370-001420:8370-001420:433384 |  | InstallationDate | 2047 | WarrantyGuarantorLabor |  | ModelLabel |  | WarrantyDescription |  |  | ProductionYear | [6 empty] | Finish |  |  | SerialNumber | WarrantyStartDate | BarCode | AssetIdentifier | Features | TagNumber |  | 1.066800 |  |  |  |  | WarrantyDurationParts | AccessibilityPerformance | CodePerformance | Color | Constituents | Grade | Material | ModelReference | NominalHeight | NominalLength | Shape | SustainabilityPerformance | WarrantyDurationLabor | AssetAccountingType | WarrantyGuarantorParts | ExpectedLife | ReplacementCost | NominalHeight | [5 empty] | None | [23 empty] | 37 | 0.000000 | [37 empty] | 0.915000 |  |  | Yes | All grab bar configurations are specified using centerline to centerline dimensions. | 8370-001420 | This Model Data is Property of Bradley Corporation | http://www.bradleycorp.com/products/techdata/8825.pdf | Bradley Corp Stainless Steel - Satin | ANSI Standard A117.1, ADA, ABA, ADAAG, UFAS | 1.0 | Yes | Complete unit, one (1) year | FLANGES - 11 GA., TUBING - 18 GA. | First Floor | Basic Wall : Interior - Partition (92mm Stud) | C1030200 | Bath & Toilet Accessories | www.bradleycorp.com | Yes | 54.990000 | 0.031750 | 1.146175 | This is a face mounted fixture. | 0.838200
3700 | 1B02 |  |  |  | 448412 |  | New Construction |  |  |  | 208946 | 125875 | 134287 | Reference |  | Semi-Recessed | Size |  | 204005,204006,204007,204008,209165,209166,209167,209168,209169 | Manufacturer |  | 1DK25N9_HAXeOalNKVeiQf | 1 | M_Towel Dispensers - receptical:Semi-Recessed:Semi-Recessed:448412 |  | InstallationDate | 3700 | WarrantyGuarantorLabor |  | ModelLabel |  | WarrantyDescription |  |  | ProductionYear | [6 empty] | Finish |  |  | SerialNumber | WarrantyStartDate | BarCode | AssetIdentifier | Features | TagNumber |  |  |  |  | 0.330200 |  | WarrantyDurationParts | AccessibilityPerformance | CodePerformance | Color | Constituents | Grade | Material | ModelReference | NominalHeight | NominalLength | Shape | SustainabilityPerformance | WarrantyDurationLabor | FIXED | WarrantyGuarantorParts | ExpectedLife | ReplacementCost | NominalWidth | [17 empty] | 1.397000 | [11 empty] | 87 | 23.40.20.21.17 |  |  |  | Paper Towel Dispensers, Disposal Units | [33 empty] | 1.219200 | 0.152400 | [12 empty] | First Floor | Basic Wall : Interior - Furring (38 mm Stud) | [8 empty] | 1.219200 | [13 empty] | 0.063500 | 0.298450 | 0.088900 | 1.362075
4343 | 1B02 |  |  |  | 438592 |  | New Construction |  |  |  | 208946 | 125845 | 134260 | Reference |  | Mirror 600mm x 900mm | Size |  | 203879,203880,203881,203882,209063,209163,209164 | Manufacturer |  | 197mqEVor8ZRDjVbXCppiE | 1 | M_Mirror:Mirror 600mm x 900mm:Mirror 600mm x 900mm:438592 |  | InstallationDate | 4343 | WarrantyGuarantorLabor |  | ModelLabel |  | WarrantyDescription |  |  | ProductionYear | [6 empty] | Finish |  |  | SerialNumber | WarrantyStartDate | BarCode | AssetIdentifier | Features | TagNumber |  |  |  |  | 0.600000 |  | WarrantyDurationParts | AccessibilityPerformance | CodePerformance | Color | Constituents | Grade | Material | ModelReference | NominalHeight | NominalLength | Shape | SustainabilityPerformance | WarrantyDurationLabor | FIXED | WarrantyGuarantorParts | ExpectedLife | ReplacementCost | NominalWidth | [17 empty] | 0.900000 | [5 empty] | First Floor | [5 empty] | 63 | 23.40.20.21 |  |  |  | Toilet and Bath Specialties | [33 empty] | 0.915000 |  | 1.000000 | [13 empty] | C1030200 | Bath & Toilet Accessories
2024 | 1A12 |  |  |  | 430356 |  | New Construction |  |  |  | 208933 | 125796 | 119863 | Reference |  | 8370-001420 | Size |  | 203683,203684,203685,203686,205963,209149,209150,209151,209152,209153,209154,209155 | Bradley Corporation |  | 3hFASGLp16R9rTEID60JMl | 1 | M_Grab Bars:8370-001420:8370-001420:430356 |  | InstallationDate | 2024 | WarrantyGuarantorLabor |  | ModelLabel |  | WarrantyDescription |  |  | ProductionYear | [6 empty] | Finish |  |  | SerialNumber | WarrantyStartDate | BarCode | AssetIdentifier | Features | TagNumber |  | 1.066800 |  |  |  |  | WarrantyDurationParts | AccessibilityPerformance | CodePerformance | Color | Constituents | Grade | Material | ModelReference | NominalHeight | NominalLength | Shape | SustainabilityPerformance | WarrantyDurationLabor | AssetAccountingType | WarrantyGuarantorParts | ExpectedLife | ReplacementCost | NominalHeight | [5 empty] | None | [23 empty] | 14 | 0.000000 | [37 empty] | 0.915000 |  |  | Yes | All grab bar configurations are specified using centerline to centerline dimensions. | 8370-001420 | This Model Data is Property of Bradley Corporation | http://www.bradleycorp.com/products/techdata/8825.pdf | Bradley Corp Stainless Steel - Satin | ANSI Standard A117.1, ADA, ABA, ADAAG, UFAS | 1.0 | Yes | Complete unit, one (1) year | FLANGES - 11 GA., TUBING - 18 GA. | First Floor | Basic Wall : Interior - Toilet Partition (25mm) | C1030200 | Bath & Toilet Accessories | www.bradleycorp.com | Yes | 54.990000 | 0.031750 | 1.146175 | This is a face mounted fixture. | 0.838200
2025 | 1A12 |  |  |  | 430358 |  | New Construction |  |  |  | 208933 | 125797 | 119864 | Reference |  | 8370-001300 | Size |  | 203687,203688,203689,203690,205964,209156,209157,209158,209159,209160,209161,209162 | Bradley Corporation |  | 2pPEn8O4PC1ONxy12aUhrG | 1 | M_Grab Bars:8370-001300:8370-001300:430358 |  | InstallationDate | 2025 | WarrantyGuarantorLabor |  | ModelLabel |  | WarrantyDescription |  |  | ProductionYear | [6 empty] | Finish |  |  | SerialNumber | WarrantyStartDate | BarCode | AssetIdentifier | Features | TagNumber |  | 0.762000 |  |  |  |  | WarrantyDurationParts | AccessibilityPerformance | CodePerformance | Color | Constituents | Grade | Material | ModelReference | NominalHeight | NominalLength | Shape | SustainabilityPerformance | WarrantyDurationLabor | AssetAccountingType | WarrantyGuarantorParts | ExpectedLife | ReplacementCost | NominalWidth | [5 empty] | None | [23 empty] | 15 | 0.000000 | [37 empty] | 0.915000 |  |  | Yes | All grab bar configurations are specified using centerline to centerline dimensions. | 8370-001300 | This Model Data is Property of Bradley Corporation | http://www.bradleycorp.com/products/techdata/8825.pdf | Bradley Corp Stainless Steel - Satin | ANSI Standard A117.1, ADA, ABA, ADAAG, UFAS | 1.0 | Yes | Complete unit, one (1) year | FLANGES - 11 GA., TUBING - 18 GA. | First Floor | Basic Wall : Interior - Furring (152 mm Stud) | C1030200 | Bath & Toilet Accessories | www.bradleycorp.com | Yes | 51.610000 | 0.031750 | 0.841375 | This is a face mounted fixture. | 0.838200
3697 | 1A12 |  |  |  | 447051 |  | New Construction |  |  |  | 208933 | 125872 | 134284 | Reference |  | Semi-Recessed | Size |  | 203993,203994,203995,203996,209165,209166,209167,209168,209169 | Manufacturer |  | 1DK25N9_HAXeOalNKVeiD_ | 1 | M_Towel Dispensers - receptical:Semi-Recessed:Semi-Recessed:447051 |  | InstallationDate | 3697 | WarrantyGuarantorLabor |  | ModelLabel |  | WarrantyDescription |  |  | ProductionYear | [6 empty] | Finish |  |  | SerialNumber | WarrantyStartDate | BarCode | AssetIdentifier | Features | TagNumber |  |  |  |  | 0.330200 |  | WarrantyDurationParts | AccessibilityPerformance | CodePerformance | Color | Constituents | Grade | Material | ModelReference | NominalHeight | NominalLength | Shape | SustainabilityPerformance | WarrantyDurationLabor | FIXED | WarrantyGuarantorParts | ExpectedLife | ReplacementCost | NominalWidth | [17 empty] | 1.397000 | [11 empty] | 84 | 23.40.20.21.17 |  |  |  | Paper Towel Dispensers, Disposal Units | [33 empty] | 1.219200 | 0.152400 | [12 empty] | First Floor | Basic Wall : Interior - Partition (92mm Stud) | [8 empty] | 1.219200 | [13 empty] | 0.063500 | 0.298450 | 0.088900 | 1.362075
4341 | 1A12 |  |  |  | 438390 |  | New Construction |  |  |  | 208933 | 125843 | 134258 | Reference |  | Mirror 600mm x 900mm | Size |  | 203871,203872,203873,203874,209000,209163,209164 | Manufacturer |  | 1Uo1Fm1kv7BgyKAjcufnI2 | 1 | M_Mirror:Mirror 600mm x 900mm:Mirror 600mm x 900mm:438390 |  | InstallationDate | 4341 | WarrantyGuarantorLabor |  | ModelLabel |  | WarrantyDescription |  |  | ProductionYear | [6 empty] | Finish |  |  | SerialNumber | WarrantyStartDate | BarCode | AssetIdentifier | Features | TagNumber |  |  |  |  | 0.600000 |  | WarrantyDurationParts | AccessibilityPerformance | CodePerformance | Color | Constituents | Grade | Material | ModelReference | NominalHeight | NominalLength | Shape | SustainabilityPerformance | WarrantyDurationLabor | FIXED | WarrantyGuarantorParts | ExpectedLife | ReplacementCost | NominalWidth | [17 empty] | 0.900000 | [5 empty] | First Floor | [5 empty] | 61 | 23.40.20.21 |  |  |  | Toilet and Bath Specialties | [33 empty] | 0.915000 |  | 1.000000 | [13 empty] | C1030200 | Bath & Toilet Accessories
2022 | 1A09 |  |  |  | 430186 |  | New Construction |  |  |  | 208932 | 125794 | 119861 | Reference |  | 8370-001420 | Size |  | 203675,203676,203677,203678,209135,209149,209150,209151,209152,209153,209154,209155 | Bradley Corporation |  | 3oW9gJq9r2lAqJ5$UC5OEe | 1 | M_Grab Bars:8370-001420:8370-001420:430186 |  | InstallationDate | 2022 | WarrantyGuarantorLabor |  | ModelLabel |  | WarrantyDescription |  |  | ProductionYear | [6 empty] | Finish |  |  | SerialNumber | WarrantyStartDate | BarCode | AssetIdentifier | Features | TagNumber |  | 1.066800 |  |  |  |  | WarrantyDurationParts | AccessibilityPerformance | CodePerformance | Color | Constituents | Grade | Material | ModelReference | NominalHeight | NominalLength | Shape | SustainabilityPerformance | WarrantyDurationLabor | AssetAccountingType | WarrantyGuarantorParts | ExpectedLife | ReplacementCost | NominalHeight | [5 empty] | None | [23 empty] | 12 | 0.000000 | [37 empty] | 0.915000 |  |  | Yes | All grab bar configurations are specified using centerline to centerline dimensions. | 8370-001420 | This Model Data is Property of Bradley Corporation | http://www.bradleycorp.com/products/techdata/8825.pdf | Bradley Corp Stainless Steel - Satin | ANSI Standard A117.1, ADA, ABA, ADAAG, UFAS | 1.0 | Yes | Complete unit, one (1) year | FLANGES - 11 GA., TUBING - 18 GA. | First Floor | Basic Wall : Interior - Toilet Partition (25mm) | C1030200 | Bath & Toilet Accessories | www.bradleycorp.com | Yes | 54.990000 | 0.031750 | 1.146175 | This is a face mounted fixture. | 0.838200
2023 | 1A09 |  |  |  | 430296 |  | New Construction |  |  |  | 208932 | 125795 | 119862 | Reference |  | 8370-001300 | Size |  | 203679,203680,203681,203682,209136,209156,209157,209158,209159,209160,209161,209162 | Bradley Corporation |  | 348KPNAQj6j9Mw1vBTeOz8 | 1 | M_Grab Bars:8370-001300:8370-001300:430296 |  | InstallationDate | 2023 | WarrantyGuarantorLabor |  | ModelLabel |  | WarrantyDescription |  |  | ProductionYear | [6 empty] | Finish |  |  | SerialNumber | WarrantyStartDate | BarCode | AssetIdentifier | Features | TagNumber |  | 0.762000 |  |  |  |  | WarrantyDurationParts | AccessibilityPerformance | CodePerformance | Color | Constituents | Grade | Material | ModelReference | NominalHeight | NominalLength | Shape | SustainabilityPerformance | WarrantyDurationLabor | AssetAccountingType | WarrantyGuarantorParts | ExpectedLife | ReplacementCost | NominalWidth | [5 empty] | None | [23 empty] | 13 | 0.000000 | [37 empty] | 0.915000 |  |  | Yes | All grab bar configurations are specified using centerline to centerline dimensions. | 8370-001300 | This Model Data is Property of Bradley Corporation | http://www.bradleycorp.com/products/techdata/8825.pdf | Bradley Corp Stainless Steel - Satin | ANSI Standard A117.1, ADA, ABA, ADAAG, UFAS | 1.0 | Yes | Complete unit, one (1) year | FLANGES - 11 GA., TUBING - 18 GA. | First Floor | Basic Wall : Interior - Furring (152 mm Stud) | C1030200 | Bath & Toilet Accessories | www.bradleycorp.com | Yes | 51.610000 | 0.031750 | 0.841375 | This is a face mounted fixture. | 0.838200
3698 | 1A09 |  |  |  | 447354 |  | New Construction |  |  |  | 208932 | 125873 | 134285 | Reference |  | Semi-Recessed | Size |  | 203997,203998,203999,204000,209165,209166,209167,209168,209169 | Manufacturer |  | 1DK25N9_HAXeOalNKVei9F | 1 | M_Towel Dispensers - receptical:Semi-Recessed:Semi-Recessed:447354 |  | InstallationDate | 3698 | WarrantyGuarantorLabor |  | ModelLabel |  | WarrantyDescription |  |  | ProductionYear | [6 empty] | Finish |  |  | SerialNumber | WarrantyStartDate | BarCode | AssetIdentifier | Features | TagNumber |  |  |  |  | 0.330200 |  | WarrantyDurationParts | AccessibilityPerformance | CodePerformance | Color | Constituents | Grade | Material | ModelReference | NominalHeight | NominalLength | Shape | SustainabilityPerformance | WarrantyDurationLabor | FIXED | WarrantyGuarantorParts | ExpectedLife | ReplacementCost | NominalWidth | [17 empty] | 1.397000 | [11 empty] | 85 | 23.40.20.21.17 |  |  |  | Paper Towel Dispensers, Disposal Units | [33 empty] | 1.219200 | 0.152400 | [12 empty] | First Floor | Basic Wall : Exterior - Insul Panel on Mtl. Stud | [8 empty] | 1.219200 | [13 empty] | 0.063500 | 0.298450 | 0.088900 | 1.362075
4340 | 1A09 |  |  |  | 438167 |  | New Construction |  |  |  | 208932 | 125842 | 134257 | Reference |  | Mirror 600mm x 900mm | Size |  | 203867,203868,203869,203870,204419,209163,209164 | Manufacturer |  | 2SWDWvyzTBj94icMzGSSWq | 1 | M_Mirror:Mirror 600mm x 900mm:Mirror 600mm x 900mm:438167 |  | InstallationDate | 4340 | WarrantyGuarantorLabor |  | ModelLabel |  | WarrantyDescription |  |  | ProductionYear | [6 empty] | Finish |  |  | SerialNumber | WarrantyStartDate | BarCode | AssetIdentifier | Features | TagNumber |  |  |  |  | 0.600000 |  | WarrantyDurationParts | AccessibilityPerformance | CodePerformance | Color | Constituents | Grade | Material | ModelReference | NominalHeight | NominalLength | Shape | SustainabilityPerformance | WarrantyDurationLabor | FIXED | WarrantyGuarantorParts | ExpectedLife | ReplacementCost | NominalWidth | [17 empty] | 0.900000 | [5 empty] | First Floor | [5 empty] | 60 | 23.40.20.21 |  |  |  | Toilet and Bath Specialties | [33 empty] | 0.915000 |  | 1.000000 | [13 empty] | C1030200 | Bath & Toilet Accessories
2034 | 1C12 |  |  |  | 431006 |  | New Construction |  |  |  | 208940 | 125806 | 119873 | Reference |  | 8370-001300 | Size |  | 203723,203724,203725,203726,209136,209156,209157,209158,209159,209160,209161,209162 | Bradley Corporation |  | 3Ftw9Fm$X4cRgPiOBJfyeQ | 1 | M_Grab Bars:8370-001300:8370-001300:431006 |  | InstallationDate | 2034 | WarrantyGuarantorLabor |  | ModelLabel |  | WarrantyDescription |  |  | ProductionYear | [6 empty] | Finish |  |  | SerialNumber | WarrantyStartDate | BarCode | AssetIdentifier | Features | TagNumber |  | 0.762000 |  |  |  |  | WarrantyDurationParts | AccessibilityPerformance | CodePerformance | Color | Constituents | Grade | Material | ModelReference | NominalHeight | NominalLength | Shape | SustainabilityPerformance | WarrantyDurationLabor | AssetAccountingType | WarrantyGuarantorParts | ExpectedLife | ReplacementCost | NominalWidth | [5 empty] | None | [23 empty] | 24 | 0.000000 | [37 empty] | 0.915000 |  |  | Yes | All grab bar configurations are specified using centerline to centerline dimensions. | 8370-001300 | This Model Data is Property of Bradley Corporation | http://www.bradleycorp.com/products/techdata/8825.pdf | Bradley Corp Stainless Steel - Satin | ANSI Standard A117.1, ADA, ABA, ADAAG, UFAS | 1.0 | Yes | Complete unit, one (1) year | FLANGES - 11 GA., TUBING - 18 GA. | First Floor | Basic Wall : Interior - Furring (152 mm Stud) | C1030200 | Bath & Toilet Accessories | www.bradleycorp.com | Yes | 51.610000 | 0.031750 | 0.841375 | This is a face mounted fixture. | 0.838200
2035 | 1C12 |  |  |  | 431453 |  | New Construction |  |  |  | 208940 | 125807 | 119874 | Reference |  | 8370-001420 | Size |  | 203727,203728,203729,203730,209135,209149,209150,209151,209152,209153,209154,209155 | Bradley Corporation |  | 3Ftw9Fm$X4cRgPiOBJfypP | 1 | M_Grab Bars:8370-001420:8370-001420:431453 |  | InstallationDate | 2035 | WarrantyGuarantorLabor |  | ModelLabel |  | WarrantyDescription |  |  | ProductionYear | [6 empty] | Finish |  |  | SerialNumber | WarrantyStartDate | BarCode | AssetIdentifier | Features | TagNumber |  | 1.066800 |  |  |  |  | WarrantyDurationParts | AccessibilityPerformance | CodePerformance | Color | Constituents | Grade | Material | ModelReference | NominalHeight | NominalLength | Shape | SustainabilityPerformance | WarrantyDurationLabor | AssetAccountingType | WarrantyGuarantorParts | ExpectedLife | ReplacementCost | NominalHeight | [5 empty] | None | [23 empty] | 25 | 0.000000 | [37 empty] | 0.915000 |  |  | Yes | All grab bar configurations are specified using centerline to centerline dimensions. | 8370-001420 | This Model Data is Property of Bradley Corporation | http://www.bradleycorp.com/products/techdata/8825.pdf | Bradley Corp Stainless Steel - Satin | ANSI Standard A117.1, ADA, ABA, ADAAG, UFAS | 1.0 | Yes | Complete unit, one (1) year | FLANGES - 11 GA., TUBING - 18 GA. | First Floor | Basic Wall : Interior - Partition (92mm Stud) | C1030200 | Bath & Toilet Accessories | www.bradleycorp.com | Yes | 54.990000 | 0.031750 | 1.146175 | This is a face mounted fixture. | 0.838200
3693 | 1C12 |  |  |  | 445047 |  | New Construction |  |  |  | 208940 | 125868 | 134280 | Reference |  | Semi-Recessed | Size |  | 203977,203978,203979,203980,209165,209166,209167,209168,209169 | Manufacturer |  | 1RpBDt6Yr8Wx86BEv6XsVo | 1 | M_Towel Dispensers - receptical:Semi-Recessed:Semi-Recessed:445047 |  | InstallationDate | 3693 | WarrantyGuarantorLabor |  | ModelLabel |  | WarrantyDescription |  |  | ProductionYear | [6 empty] | Finish |  |  | SerialNumber | WarrantyStartDate | BarCode | AssetIdentifier | Features | TagNumber |  |  |  |  | 0.330200 |  | WarrantyDurationParts | AccessibilityPerformance | CodePerformance | Color | Constituents | Grade | Material | ModelReference | NominalHeight | NominalLength | Shape | SustainabilityPerformance | WarrantyDurationLabor | FIXED | WarrantyGuarantorParts | ExpectedLife | ReplacementCost | NominalWidth | [17 empty] | 1.397000 | [11 empty] | 80 | 23.40.20.21.17 |  |  |  | Paper Towel Dispensers, Disposal Units | [33 empty] | 0.915000 | 0.152400 | [12 empty] | First Floor | Basic Wall : Interior - Partition (92mm Stud) | [8 empty] | 1.219200 | [13 empty] | 0.063500 | 0.298450 | 0.088900 | 1.362075
4336 | 1C12 |  |  |  | 437797 |  | New Construction |  |  |  | 208940 | 125838 | 134253 | Reference |  | Mirror 600mm x 900mm | Size |  | 203851,203852,203853,203854,209100,209163,209164 | Manufacturer |  | 3MRX_PUGr4wgL_4GZvANLF | 1 | M_Mirror:Mirror 600mm x 900mm:Mirror 600mm x 900mm:437797 |  | InstallationDate | 4336 | WarrantyGuarantorLabor |  | ModelLabel |  | WarrantyDescription |  |  | ProductionYear | [6 empty] | Finish |  |  | SerialNumber | WarrantyStartDate | BarCode | AssetIdentifier | Features | TagNumber |  |  |  |  | 0.600000 |  | WarrantyDurationParts | AccessibilityPerformance | CodePerformance | Color | Constituents | Grade | Material | ModelReference | NominalHeight | NominalLength | Shape | SustainabilityPerformance | WarrantyDurationLabor | FIXED | WarrantyGuarantorParts | ExpectedLife | ReplacementCost | NominalWidth | [17 empty] | 0.900000 | [5 empty] | First Floor | [5 empty] | 56 | 23.40.20.21 |  |  |  | Toilet and Bath Specialties | [33 empty] | 0.915000 |  | 1.000000 | [13 empty] | C1030200 | Bath & Toilet Accessories
2026 | 1A13 |  |  |  | 430428 |  | New Construction |  |  |  | 208934 | 125798 | 119865 | Reference |  | 8370-001420 | Size |  | 203691,203692,203693,203694,205963,209149,209150,209151,209152,209153,209154,209155 | Bradley Corporation |  | 3Ftw9Fm$X4cRgPiOBJfyZO | 1 | M_Grab Bars:8370-001420:8370-001420:430428 |  | InstallationDate | 2026 | WarrantyGuarantorLabor |  | ModelLabel |  | WarrantyDescription |  |  | ProductionYear | [6 empty] | Finish |  |  | SerialNumber | WarrantyStartDate | BarCode | AssetIdentifier | Features | TagNumber |  | 1.066800 |  |  |  |  | WarrantyDurationParts | AccessibilityPerformance | CodePerformance | Color | Constituents | Grade | Material | ModelReference | NominalHeight | NominalLength | Shape | SustainabilityPerformance | WarrantyDurationLabor | AssetAccountingType | WarrantyGuarantorParts | ExpectedLife | ReplacementCost | NominalHeight | [5 empty] | None | [23 empty] | 16 | 0.000000 | [37 empty] | 0.915000 |  |  | Yes | All grab bar configurations are specified using centerline to centerline dimensions. | 8370-001420 | This Model Data is Property of Bradley Corporation | http://www.bradleycorp.com/products/techdata/8825.pdf | Bradley Corp Stainless Steel - Satin | ANSI Standard A117.1, ADA, ABA, ADAAG, UFAS | 1.0 | Yes | Complete unit, one (1) year | FLANGES - 11 GA., TUBING - 18 GA. | First Floor | Basic Wall : Interior - Partition (92mm Stud) | C1030200 | Bath & Toilet Accessories | www.bradleycorp.com | Yes | 54.990000 | 0.031750 | 1.146175 | This is a face mounted fixture. | 0.838200
2027 | 1A13 |  |  |  | 430429 |  | New Construction |  |  |  | 208934 | 125799 | 119866 | Reference |  | 8370-001300 | Size |  | 203695,203696,203697,203698,205964,209156,209157,209158,209159,209160,209161,209162 | Bradley Corporation |  | 3Ftw9Fm$X4cRgPiOBJfyZP | 1 | M_Grab Bars:8370-001300:8370-001300:430429 |  | InstallationDate | 2027 | WarrantyGuarantorLabor |  | ModelLabel |  | WarrantyDescription |  |  | ProductionYear | [6 empty] | Finish |  |  | SerialNumber | WarrantyStartDate | BarCode | AssetIdentifier | Features | TagNumber |  | 0.762000 |  |  |  |  | WarrantyDurationParts | AccessibilityPerformance | CodePerformance | Color | Constituents | Grade | Material | ModelReference | NominalHeight | NominalLength | Shape | SustainabilityPerformance | WarrantyDurationLabor | AssetAccountingType | WarrantyGuarantorParts | ExpectedLife | ReplacementCost | NominalWidth | [5 empty] | None | [23 empty] | 17 | 0.000000 | [37 empty] | 0.915000 |  |  | Yes | All grab bar configurations are specified using centerline to centerline dimensions. | 8370-001300 | This Model Data is Property of Bradley Corporation | http://www.bradleycorp.com/products/techdata/8825.pdf | Bradley Corp Stainless Steel - Satin | ANSI Standard A117.1, ADA, ABA, ADAAG, UFAS | 1.0 | Yes | Complete unit, one (1) year | FLANGES - 11 GA., TUBING - 18 GA. | First Floor | Basic Wall : Interior - Furring (152 mm Stud) | C1030200 | Bath & Toilet Accessories | www.bradleycorp.com | Yes | 51.610000 | 0.031750 | 0.841375 | This is a face mounted fixture. | 0.838200
3699 | 1A13 |  |  |  | 447624 |  | New Construction |  |  |  | 208934 | 125874 | 134286 | Reference |  | Semi-Recessed | Size |  | 204001,204002,204003,204004,209165,209166,209167,209168,209169 | Manufacturer |  | 1DK25N9_HAXeOalNKVeiMz | 1 | M_Towel Dispensers - receptical:Semi-Recessed:Semi-Recessed:447624 |  | InstallationDate | 3699 | WarrantyGuarantorLabor |  | ModelLabel |  | WarrantyDescription |  |  | ProductionYear | [6 empty] | Finish |  |  | SerialNumber | WarrantyStartDate | BarCode | AssetIdentifier | Features | TagNumber |  |  |  |  | 0.330200 |  | WarrantyDurationParts | AccessibilityPerformance | CodePerformance | Color | Constituents | Grade | Material | ModelReference | NominalHeight | NominalLength | Shape | SustainabilityPerformance | WarrantyDurationLabor | FIXED | WarrantyGuarantorParts | ExpectedLife | ReplacementCost | NominalWidth | [17 empty] | 1.397000 | [11 empty] | 86 | 23.40.20.21.17 |  |  |  | Paper Towel Dispensers, Disposal Units | [33 empty] | 1.219200 | 0.152400 | [12 empty] | First Floor | Basic Wall : Interior - Partition (92mm Stud) | [8 empty] | 1.219200 | [13 empty] | 0.063500 | 0.298450 | 0.088900 | 1.362075
4342 | 1A13 |  |  |  | 438525 |  | New Construction |  |  |  | 208934 | 125844 | 134259 | Reference |  | Mirror 600mm x 900mm | Size |  | 203875,203876,203877,203878,209000,209163,209164 | Manufacturer |  | 197mqEVor8ZRDjVbXCppgp | 1 | M_Mirror:Mirror 600mm x 900mm:Mirror 600mm x 900mm:438525 |  | InstallationDate | 4342 | WarrantyGuarantorLabor |  | ModelLabel |  | WarrantyDescription |  |  | ProductionYear | [6 empty] | Finish |  |  | SerialNumber | WarrantyStartDate | BarCode | AssetIdentifier | Features | TagNumber |  |  |  |  | 0.600000 |  | WarrantyDurationParts | AccessibilityPerformance | CodePerformance | Color | Constituents | Grade | Material | ModelReference | NominalHeight | NominalLength | Shape | SustainabilityPerformance | WarrantyDurationLabor | FIXED | WarrantyGuarantorParts | ExpectedLife | ReplacementCost | NominalWidth | [17 empty] | 0.900000 | [5 empty] | First Floor | [5 empty] | 62 | 23.40.20.21 |  |  |  | Toilet and Bath Specialties | [33 empty] | 0.915000 |  | 1.000000 | [13 empty] | C1030200 | Bath & Toilet Accessories
2044 | 1B11 |  |  |  | 432918 |  | New Construction |  |  |  | 208950 | 125816 | 119883 | Reference |  | 8370-001300 | Size |  | 203763,203764,203765,203766,209136,209156,209157,209158,209159,209160,209161,209162 | Bradley Corporation |  | 3Ftw9Fm$X4cRgPiOBJfyAI | 1 | M_Grab Bars:8370-001300:8370-001300:432918 |  | InstallationDate | 2044 | WarrantyGuarantorLabor |  | ModelLabel |  | WarrantyDescription |  |  | ProductionYear | [6 empty] | Finish |  |  | SerialNumber | WarrantyStartDate | BarCode | AssetIdentifier | Features | TagNumber |  | 0.762000 |  |  |  |  | WarrantyDurationParts | AccessibilityPerformance | CodePerformance | Color | Constituents | Grade | Material | ModelReference | NominalHeight | NominalLength | Shape | SustainabilityPerformance | WarrantyDurationLabor | AssetAccountingType | WarrantyGuarantorParts | ExpectedLife | ReplacementCost | NominalWidth | [5 empty] | None | [23 empty] | 34 | 0.000000 | [37 empty] | 0.915000 |  |  | Yes | All grab bar configurations are specified using centerline to centerline dimensions. | 8370-001300 | This Model Data is Property of Bradley Corporation | http://www.bradleycorp.com/products/techdata/8825.pdf | Bradley Corp Stainless Steel - Satin | ANSI Standard A117.1, ADA, ABA, ADAAG, UFAS | 1.0 | Yes | Complete unit, one (1) year | FLANGES - 11 GA., TUBING - 18 GA. | First Floor | Basic Wall : Interior - Furring (152 mm Stud) | C1030200 | Bath & Toilet Accessories | www.bradleycorp.com | Yes | 51.610000 | 0.031750 | 0.841375 | This is a face mounted fixture. | 0.838200
2049 | 1B11 |  |  |  | 433622 |  | New Construction |  |  |  | 208950 | 125821 | 119888 | Reference |  | 8370-001420 | Size |  | 203783,203784,203785,203786,209135,209149,209150,209151,209152,209153,209154,209155 | Bradley Corporation |  | 3Ftw9Fm$X4cRgPiOBJfyHI | 1 | M_Grab Bars:8370-001420:8370-001420:433622 |  | InstallationDate | 2049 | WarrantyGuarantorLabor |  | ModelLabel |  | WarrantyDescription |  |  | ProductionYear | [6 empty] | Finish |  |  | SerialNumber | WarrantyStartDate | BarCode | AssetIdentifier | Features | TagNumber |  | 1.066800 |  |  |  |  | WarrantyDurationParts | AccessibilityPerformance | CodePerformance | Color | Constituents | Grade | Material | ModelReference | NominalHeight | NominalLength | Shape | SustainabilityPerformance | WarrantyDurationLabor | AssetAccountingType | WarrantyGuarantorParts | ExpectedLife | ReplacementCost | NominalHeight | [5 empty] | None | [23 empty] | 39 | 0.000000 | [37 empty] | 0.915000 |  |  | Yes | All grab bar configurations are specified using centerline to centerline dimensions. | 8370-001420 | This Model Data is Property of Bradley Corporation | http://www.bradleycorp.com/products/techdata/8825.pdf | Bradley Corp Stainless Steel - Satin | ANSI Standard A117.1, ADA, ABA, ADAAG, UFAS | 1.0 | Yes | Complete unit, one (1) year | FLANGES - 11 GA., TUBING - 18 GA. | First Floor | Basic Wall : Interior - Partition (92mm Stud) | C1030200 | Bath & Toilet Accessories | www.bradleycorp.com | Yes | 54.990000 | 0.031750 | 1.146175 | This is a face mounted fixture. | 0.838200
3702 | 1B11 |  |  |  | 448708 |  | New Construction |  |  |  | 208950 | 125877 | 134289 | Reference |  | Semi-Recessed | Size |  | 204013,204014,204015,204016,209165,209166,209167,209168,209169 | Manufacturer |  | 1DK25N9_HAXeOalNKVeidn | 1 | M_Towel Dispensers - receptical:Semi-Recessed:Semi-Recessed:448708 |  | InstallationDate | 3702 | WarrantyGuarantorLabor |  | ModelLabel |  | WarrantyDescription |  |  | ProductionYear | [6 empty] | Finish |  |  | SerialNumber | WarrantyStartDate | BarCode | AssetIdentifier | Features | TagNumber |  |  |  |  | 0.330200 |  | WarrantyDurationParts | AccessibilityPerformance | CodePerformance | Color | Constituents | Grade | Material | ModelReference | NominalHeight | NominalLength | Shape | SustainabilityPerformance | WarrantyDurationLabor | FIXED | WarrantyGuarantorParts | ExpectedLife | ReplacementCost | NominalWidth | [17 empty] | 1.397000 | [11 empty] | 89 | 23.40.20.21.17 |  |  |  | Paper Towel Dispensers, Disposal Units | [33 empty] | 1.219200 | 0.152400 | [12 empty] | First Floor | Basic Wall : Interior - Partition (92mm Stud) | [8 empty] | 1.219200 | [13 empty] | 0.063500 | 0.298450 | 0.088900 | 1.362075
4345 | 1B11 |  |  |  | 438749 |  | New Construction |  |  |  | 208950 | 125847 | 134262 | Reference |  | Mirror 600mm x 900mm | Size |  | 203887,203888,203889,203890,209100,209163,209164 | Manufacturer |  | 197mqEVor8ZRDjVbXCppkJ | 1 | M_Mirror:Mirror 600mm x 900mm:Mirror 600mm x 900mm:438749 |  | InstallationDate | 4345 | WarrantyGuarantorLabor |  | ModelLabel |  | WarrantyDescription |  |  | ProductionYear | [6 empty] | Finish |  |  | SerialNumber | WarrantyStartDate | BarCode | AssetIdentifier | Features | TagNumber |  |  |  |  | 0.600000 |  | WarrantyDurationParts | AccessibilityPerformance | CodePerformance | Color | Constituents | Grade | Material | ModelReference | NominalHeight | NominalLength | Shape | SustainabilityPerformance | WarrantyDurationLabor | FIXED | WarrantyGuarantorParts | ExpectedLife | ReplacementCost | NominalWidth | [17 empty] | 0.900000 | [5 empty] | First Floor | [5 empty] | 65 | 23.40.20.21 |  |  |  | Toilet and Bath Specialties | [33 empty] | 0.915000 |  | 1.000000 | [13 empty] | C1030200 | Bath & Toilet Accessories
3963 | E1 |  |  |  | 306114 |  | New Construction |  |  |  | 190125 | 124873 | 133698 | Reference |  | 2000 lbs | Size |  | 199569,199570,199571,199572,199573,204108,204109,204309 | Manufacturer |  | 1PhTeLfT1CTfFmYGr3$Ju$ | 1 | M_Elevator-Hydraulic:2000 lbs:2000 lbs:306114 |  | InstallationDate | 3963 | WarrantyGuarantorLabor |  | ModelLabel |  | WarrantyDescription |  |  | ProductionYear | [6 empty] | Finish |  |  | SerialNumber | WarrantyStartDate | BarCode | AssetIdentifier | Features | TagNumber |  |  |  |  | 2.235200 |  | WarrantyDurationParts | AccessibilityPerformance | CodePerformance | Color | Constituents | Grade | Material | ModelReference | NominalHeight | NominalLength | Shape | SustainabilityPerformance | WarrantyDurationLabor | FIXED | WarrantyGuarantorParts | ExpectedLife | ReplacementCost | NominalWidth | [14 empty] | 0.000000 |  |  | 8.230000 | [5 empty] | First Floor | [5 empty] | 2 | 23.50.05.11 |  |  |  | Elevators | [34 empty] | 1.752600 | [13 empty] | Level : First Floor | [26 empty] | F | 1.828800 | 3.657600 | 1.219200 | 0.914400 | 2.286000 | 1.524000
2040 | 1E10 |  |  |  | 432255 |  | New Construction |  |  |  | 208943 | 125812 | 119879 | Reference |  | 8370-001420 | Size |  | 203747,203748,203749,203750,209135,209149,209150,209151,209152,209153,209154,209155 | Bradley Corporation |  | 3Ftw9Fm$X4cRgPiOBJfy7x | 1 | M_Grab Bars:8370-001420:8370-001420:432255 |  | InstallationDate | 2040 | WarrantyGuarantorLabor |  | ModelLabel |  | WarrantyDescription |  |  | ProductionYear | [6 empty] | Finish |  |  | SerialNumber | WarrantyStartDate | BarCode | AssetIdentifier | Features | TagNumber |  | 1.066800 |  |  |  |  | WarrantyDurationParts | AccessibilityPerformance | CodePerformance | Color | Constituents | Grade | Material | ModelReference | NominalHeight | NominalLength | Shape | SustainabilityPerformance | WarrantyDurationLabor | AssetAccountingType | WarrantyGuarantorParts | ExpectedLife | ReplacementCost | NominalHeight | [5 empty] | None | [23 empty] | 30 | 0.000000 | [37 empty] | 0.915000 |  |  | Yes | All grab bar configurations are specified using centerline to centerline dimensions. | 8370-001420 | This Model Data is Property of Bradley Corporation | http://www.bradleycorp.com/products/techdata/8825.pdf | Bradley Corp Stainless Steel - Satin | ANSI Standard A117.1, ADA, ABA, ADAAG, UFAS | 1.0 | Yes | Complete unit, one (1) year | FLANGES - 11 GA., TUBING - 18 GA. | First Floor | Basic Wall : Interior - Partition (92mm Stud) | C1030200 | Bath & Toilet Accessories | www.bradleycorp.com | Yes | 54.990000 | 0.031750 | 1.146175 | This is a face mounted fixture. | 0.838200
2042 | 1E10 |  |  |  | 432784 |  | New Construction |  |  |  | 208943 | 125814 | 119881 | Reference |  | 8370-001300 | Size |  | 203755,203756,203757,203758,209136,209156,209157,209158,209159,209160,209161,209162 | Bradley Corporation |  | 3Ftw9Fm$X4cRgPiOBJfyCK | 1 | M_Grab Bars:8370-001300:8370-001300:432784 |  | InstallationDate | 2042 | WarrantyGuarantorLabor |  | ModelLabel |  | WarrantyDescription |  |  | ProductionYear | [6 empty] | Finish |  |  | SerialNumber | WarrantyStartDate | BarCode | AssetIdentifier | Features | TagNumber |  | 0.762000 |  |  |  |  | WarrantyDurationParts | AccessibilityPerformance | CodePerformance | Color | Constituents | Grade | Material | ModelReference | NominalHeight | NominalLength | Shape | SustainabilityPerformance | WarrantyDurationLabor | AssetAccountingType | WarrantyGuarantorParts | ExpectedLife | ReplacementCost | NominalWidth | [5 empty] | None | [23 empty] | 32 | 0.000000 | [37 empty] | 0.915000 |  |  | Yes | All grab bar configurations are specified using centerline to centerline dimensions. | 8370-001300 | This Model Data is Property of Bradley Corporation | http://www.bradleycorp.com/products/techdata/8825.pdf | Bradley Corp Stainless Steel - Satin | ANSI Standard A117.1, ADA, ABA, ADAAG, UFAS | 1.0 | Yes | Complete unit, one (1) year | FLANGES - 11 GA., TUBING - 18 GA. | First Floor | Basic Wall : Interior - Furring (152 mm Stud) | C1030200 | Bath & Toilet Accessories | www.bradleycorp.com | Yes | 51.610000 | 0.031750 | 0.841375 | This is a face mounted fixture. | 0.838200
3703 | 1E10 |  |  |  | 448821 |  | New Construction |  |  |  | 208943 | 125878 | 134290 | Reference |  | Semi-Recessed | Size |  | 204017,204018,204019,204020,209165,209166,209167,209168,209169 | Manufacturer |  | 1DK25N9_HAXeOalNKVeiW0 | 1 | M_Towel Dispensers - receptical:Semi-Recessed:Semi-Recessed:448821 |  | InstallationDate | 3703 | WarrantyGuarantorLabor |  | ModelLabel |  | WarrantyDescription |  |  | ProductionYear | [6 empty] | Finish |  |  | SerialNumber | WarrantyStartDate | BarCode | AssetIdentifier | Features | TagNumber |  |  |  |  | 0.330200 |  | WarrantyDurationParts | AccessibilityPerformance | CodePerformance | Color | Constituents | Grade | Material | ModelReference | NominalHeight | NominalLength | Shape | SustainabilityPerformance | WarrantyDurationLabor | FIXED | WarrantyGuarantorParts | ExpectedLife | ReplacementCost | NominalWidth | [17 empty] | 1.397000 | [11 empty] | 90 | 23.40.20.21.17 |  |  |  | Paper Towel Dispensers, Disposal Units | [33 empty] | 1.219200 | 0.152400 | [12 empty] | First Floor | Basic Wall : Interior - Furring (152 mm Stud) | [8 empty] | 1.219200 | [13 empty] | 0.063500 | 0.298450 | 0.088900 | 1.362075
4347 | 1E10 |  |  |  | 438982 |  | New Construction |  |  |  | 208943 | 125849 | 134264 | Reference |  | Mirror 600mm x 900mm | Size |  | 203895,203896,203897,203898,209100,209163,209164 | Manufacturer |  | 197mqEVor8ZRDjVbXCppY8 | 1 | M_Mirror:Mirror 600mm x 900mm:Mirror 600mm x 900mm:438982 |  | InstallationDate | 4347 | WarrantyGuarantorLabor |  | ModelLabel |  | WarrantyDescription |  |  | ProductionYear | [6 empty] | Finish |  |  | SerialNumber | WarrantyStartDate | BarCode | AssetIdentifier | Features | TagNumber |  |  |  |  | 0.600000 |  | WarrantyDurationParts | AccessibilityPerformance | CodePerformance | Color | Constituents | Grade | Material | ModelReference | NominalHeight | NominalLength | Shape | SustainabilityPerformance | WarrantyDurationLabor | FIXED | WarrantyGuarantorParts | ExpectedLife | ReplacementCost | NominalWidth | [17 empty] | 0.900000 | [5 empty] | First Floor | [5 empty] | 67 | 23.40.20.21 |  |  |  | Toilet and Bath Specialties | [33 empty] | 0.915000 |  | 1.000000 | [13 empty] | C1030200 | Bath & Toilet Accessories
2038 | 1E12 |  |  |  | 431907 |  | New Construction |  |  |  | 208945 | 125810 | 119877 | Reference |  | 8370-001300 | Size |  | 203739,203740,203741,203742,209136,209156,209157,209158,209159,209160,209161,209162 | Bradley Corporation |  | 3Ftw9Fm$X4cRgPiOBJfywd | 1 | M_Grab Bars:8370-001300:8370-001300:431907 |  | InstallationDate | 2038 | WarrantyGuarantorLabor |  | ModelLabel |  | WarrantyDescription |  |  | ProductionYear | [6 empty] | Finish |  |  | SerialNumber | WarrantyStartDate | BarCode | AssetIdentifier | Features | TagNumber |  | 0.762000 |  |  |  |  | WarrantyDurationParts | AccessibilityPerformance | CodePerformance | Color | Constituents | Grade | Material | ModelReference | NominalHeight | NominalLength | Shape | SustainabilityPerformance | WarrantyDurationLabor | AssetAccountingType | WarrantyGuarantorParts | ExpectedLife | ReplacementCost | NominalWidth | [5 empty] | None | [23 empty] | 28 | 0.000000 | [37 empty] | 0.915000 |  |  | Yes | All grab bar configurations are specified using centerline to centerline dimensions. | 8370-001300 | This Model Data is Property of Bradley Corporation | http://www.bradleycorp.com/products/techdata/8825.pdf | Bradley Corp Stainless Steel - Satin | ANSI Standard A117.1, ADA, ABA, ADAAG, UFAS | 1.0 | Yes | Complete unit, one (1) year | FLANGES - 11 GA., TUBING - 18 GA. | First Floor | Basic Wall : Interior - Furring (152 mm Stud) | C1030200 | Bath & Toilet Accessories | www.bradleycorp.com | Yes | 51.610000 | 0.031750 | 0.841375 | This is a face mounted fixture. | 0.838200
2039 | 1E12 |  |  |  | 432204 |  | New Construction |  |  |  | 208945 | 125811 | 119878 | Reference |  | 8370-001420 | Size |  | 203743,203744,203745,203746,209135,209149,209150,209151,209152,209153,209154,209155 | Bradley Corporation |  | 3Ftw9Fm$X4cRgPiOBJfy78 | 1 | M_Grab Bars:8370-001420:8370-001420:432204 |  | InstallationDate | 2039 | WarrantyGuarantorLabor |  | ModelLabel |  | WarrantyDescription |  |  | ProductionYear | [6 empty] | Finish |  |  | SerialNumber | WarrantyStartDate | BarCode | AssetIdentifier | Features | TagNumber |  | 1.066800 |  |  |  |  | WarrantyDurationParts | AccessibilityPerformance | CodePerformance | Color | Constituents | Grade | Material | ModelReference | NominalHeight | NominalLength | Shape | SustainabilityPerformance | WarrantyDurationLabor | AssetAccountingType | WarrantyGuarantorParts | ExpectedLife | ReplacementCost | NominalHeight | [5 empty] | None | [23 empty] | 29 | 0.000000 | [37 empty] | 0.915000 |  |  | Yes | All grab bar configurations are specified using centerline to centerline dimensions. | 8370-001420 | This Model Data is Property of Bradley Corporation | http://www.bradleycorp.com/products/techdata/8825.pdf | Bradley Corp Stainless Steel - Satin | ANSI Standard A117.1, ADA, ABA, ADAAG, UFAS | 1.0 | Yes | Complete unit, one (1) year | FLANGES - 11 GA., TUBING - 18 GA. | First Floor | Basic Wall : Interior - Partition (92mm Stud) | C1030200 | Bath & Toilet Accessories | www.bradleycorp.com | Yes | 54.990000 | 0.031750 | 1.146175 | This is a face mounted fixture. | 0.838200
3705 | 1E12 |  |  |  | 449283 |  | New Construction |  |  |  | 208945 | 125880 | 134292 | Reference |  | Semi-Recessed | Size |  | 204025,204026,204027,204028,209165,209166,209167,209168,209169 | Manufacturer |  | 1DK25N9_HAXeOalNKVeies | 1 | M_Towel Dispensers - receptical:Semi-Recessed:Semi-Recessed:449283 |  | InstallationDate | 3705 | WarrantyGuarantorLabor |  | ModelLabel |  | WarrantyDescription |  |  | ProductionYear | [6 empty] | Finish |  |  | SerialNumber | WarrantyStartDate | BarCode | AssetIdentifier | Features | TagNumber |  |  |  |  | 0.330200 |  | WarrantyDurationParts | AccessibilityPerformance | CodePerformance | Color | Constituents | Grade | Material | ModelReference | NominalHeight | NominalLength | Shape | SustainabilityPerformance | WarrantyDurationLabor | FIXED | WarrantyGuarantorParts | ExpectedLife | ReplacementCost | NominalWidth | [17 empty] | 1.397000 | [11 empty] | 92 | 23.40.20.21.17 |  |  |  | Paper Towel Dispensers, Disposal Units | [33 empty] | 1.219200 | 0.152400 | [12 empty] | First Floor | Basic Wall : Interior - Partition (92mm Stud) | [8 empty] | 1.219200 | [13 empty] | 0.063500 | 0.298450 | 0.088900 | 1.362075
4348 | 1E12 |  |  |  | 439008 |  | New Construction |  |  |  | 208945 | 125850 | 134265 | Reference |  | Mirror 600mm x 900mm | Size |  | 203899,203900,203901,203902,209100,209163,209164 | Manufacturer |  | 197mqEVor8ZRDjVbXCppYk | 1 | M_Mirror:Mirror 600mm x 900mm:Mirror 600mm x 900mm:439008 |  | InstallationDate | 4348 | WarrantyGuarantorLabor |  | ModelLabel |  | WarrantyDescription |  |  | ProductionYear | [6 empty] | Finish |  |  | SerialNumber | WarrantyStartDate | BarCode | AssetIdentifier | Features | TagNumber |  |  |  |  | 0.600000 |  | WarrantyDurationParts | AccessibilityPerformance | CodePerformance | Color | Constituents | Grade | Material | ModelReference | NominalHeight | NominalLength | Shape | SustainabilityPerformance | WarrantyDurationLabor | FIXED | WarrantyGuarantorParts | ExpectedLife | ReplacementCost | NominalWidth | [17 empty] | 0.900000 | [5 empty] | First Floor | [5 empty] | 68 | 23.40.20.21 |  |  |  | Toilet and Bath Specialties | [33 empty] | 0.915000 |  | 1.000000 | [13 empty] | C1030200 | Bath & Toilet Accessories
2031 | 1D14 |  |  |  | 430635 |  | New Construction |  |  |  | 208938 | 125803 | 119870 | Reference |  | 8370-001420 | Size |  | 203711,203712,203713,203714,209135,209149,209150,209151,209152,209153,209154,209155 | Bradley Corporation |  | 3Ftw9Fm$X4cRgPiOBJfykl | 1 | M_Grab Bars:8370-001420:8370-001420:430635 |  | InstallationDate | 2031 | WarrantyGuarantorLabor |  | ModelLabel |  | WarrantyDescription |  |  | ProductionYear | [6 empty] | Finish |  |  | SerialNumber | WarrantyStartDate | BarCode | AssetIdentifier | Features | TagNumber |  | 1.066800 |  |  |  |  | WarrantyDurationParts | AccessibilityPerformance | CodePerformance | Color | Constituents | Grade | Material | ModelReference | NominalHeight | NominalLength | Shape | SustainabilityPerformance | WarrantyDurationLabor | AssetAccountingType | WarrantyGuarantorParts | ExpectedLife | ReplacementCost | NominalHeight | [5 empty] | None | [23 empty] | 21 | 0.000000 | [37 empty] | 0.915000 |  |  | Yes | All grab bar configurations are specified using centerline to centerline dimensions. | 8370-001420 | This Model Data is Property of Bradley Corporation | http://www.bradleycorp.com/products/techdata/8825.pdf | Bradley Corp Stainless Steel - Satin | ANSI Standard A117.1, ADA, ABA, ADAAG, UFAS | 1.0 | Yes | Complete unit, one (1) year | FLANGES - 11 GA., TUBING - 18 GA. | First Floor | Basic Wall : Interior - Partition (92mm Stud) | C1030200 | Bath & Toilet Accessories | www.bradleycorp.com | Yes | 54.990000 | 0.031750 | 1.146175 | This is a face mounted fixture. | 0.838200
2033 | 1D14 |  |  |  | 430827 |  | New Construction |  |  |  | 208938 | 125805 | 119872 | Reference |  | 8370-001300 | Size |  | 203719,203720,203721,203722,209136,209156,209157,209158,209159,209160,209161,209162 | Bradley Corporation |  | 3Ftw9Fm$X4cRgPiOBJfyjl | 1 | M_Grab Bars:8370-001300:8370-001300:430827 |  | InstallationDate | 2033 | WarrantyGuarantorLabor |  | ModelLabel |  | WarrantyDescription |  |  | ProductionYear | [6 empty] | Finish |  |  | SerialNumber | WarrantyStartDate | BarCode | AssetIdentifier | Features | TagNumber |  | 0.762000 |  |  |  |  | WarrantyDurationParts | AccessibilityPerformance | CodePerformance | Color | Constituents | Grade | Material | ModelReference | NominalHeight | NominalLength | Shape | SustainabilityPerformance | WarrantyDurationLabor | AssetAccountingType | WarrantyGuarantorParts | ExpectedLife | ReplacementCost | NominalWidth | [5 empty] | None | [23 empty] | 23 | 0.000000 | [37 empty] | 0.915000 |  |  | Yes | All grab bar configurations are specified using centerline to centerline dimensions. | 8370-001300 | This Model Data is Property of Bradley Corporation | http://www.bradleycorp.com/products/techdata/8825.pdf | Bradley Corp Stainless Steel - Satin | ANSI Standard A117.1, ADA, ABA, ADAAG, UFAS | 1.0 | Yes | Complete unit, one (1) year | FLANGES - 11 GA., TUBING - 18 GA. | First Floor | Basic Wall : Interior - Furring (152 mm Stud) | C1030200 | Bath & Toilet Accessories | www.bradleycorp.com | Yes | 51.610000 | 0.031750 | 0.841375 | This is a face mounted fixture. | 0.838200
3695 | 1D14 |  |  |  | 446621 |  | New Construction |  |  |  | 208938 | 125870 | 134282 | Reference |  | Semi-Recessed | Size |  | 203985,203986,203987,203988,209165,209166,209167,209168,209169 | Manufacturer |  | 1DK25N9_HAXeOalNKVei6e | 1 | M_Towel Dispensers - receptical:Semi-Recessed:Semi-Recessed:446621 |  | InstallationDate | 3695 | WarrantyGuarantorLabor |  | ModelLabel |  | WarrantyDescription |  |  | ProductionYear | [6 empty] | Finish |  |  | SerialNumber | WarrantyStartDate | BarCode | AssetIdentifier | Features | TagNumber |  |  |  |  | 0.330200 |  | WarrantyDurationParts | AccessibilityPerformance | CodePerformance | Color | Constituents | Grade | Material | ModelReference | NominalHeight | NominalLength | Shape | SustainabilityPerformance | WarrantyDurationLabor | FIXED | WarrantyGuarantorParts | ExpectedLife | ReplacementCost | NominalWidth | [17 empty] | 1.397000 | [11 empty] | 82 | 23.40.20.21.17 |  |  |  | Paper Towel Dispensers, Disposal Units | [33 empty] | 1.219200 | 0.152400 | [12 empty] | First Floor | Basic Wall : Interior - Partition (92mm Stud) | [8 empty] | 1.219200 | [13 empty] | 0.063500 | 0.298450 | 0.088900 | 1.362075
4338 | 1D14 |  |  |  | 437997 |  | New Construction |  |  |  | 208938 | 125840 | 134255 | Reference |  | Mirror 600mm x 900mm | Size |  | 203859,203860,203861,203862,209100,209163,209164 | Manufacturer |  | 197mqEVor8ZRDjVbXCpoIZ | 1 | M_Mirror:Mirror 600mm x 900mm:Mirror 600mm x 900mm:437997 |  | InstallationDate | 4338 | WarrantyGuarantorLabor |  | ModelLabel |  | WarrantyDescription |  |  | ProductionYear | [6 empty] | Finish |  |  | SerialNumber | WarrantyStartDate | BarCode | AssetIdentifier | Features | TagNumber |  |  |  |  | 0.600000 |  | WarrantyDurationParts | AccessibilityPerformance | CodePerformance | Color | Constituents | Grade | Material | ModelReference | NominalHeight | NominalLength | Shape | SustainabilityPerformance | WarrantyDurationLabor | FIXED | WarrantyGuarantorParts | ExpectedLife | ReplacementCost | NominalWidth | [17 empty] | 0.900000 | [5 empty] | First Floor | [5 empty] | 58 | 23.40.20.21 |  |  |  | Toilet and Bath Specialties | [33 empty] | 0.915000 |  | 1.000000 | [13 empty] | C1030200 | Bath & Toilet Accessories
2045 | 1B05 |  |  |  | 432957 |  | New Construction |  |  |  | 208948 | 125817 | 119884 | Reference |  | 8370-001300 | Size |  | 203767,203768,203769,203770,209136,209156,209157,209158,209159,209160,209161,209162 | Bradley Corporation |  | 3Ftw9Fm$X4cRgPiOBJfyAv | 1 | M_Grab Bars:8370-001300:8370-001300:432957 |  | InstallationDate | 2045 | WarrantyGuarantorLabor |  | ModelLabel |  | WarrantyDescription |  |  | ProductionYear | [6 empty] | Finish |  |  | SerialNumber | WarrantyStartDate | BarCode | AssetIdentifier | Features | TagNumber |  | 0.762000 |  |  |  |  | WarrantyDurationParts | AccessibilityPerformance | CodePerformance | Color | Constituents | Grade | Material | ModelReference | NominalHeight | NominalLength | Shape | SustainabilityPerformance | WarrantyDurationLabor | AssetAccountingType | WarrantyGuarantorParts | ExpectedLife | ReplacementCost | NominalWidth | [5 empty] | None | [23 empty] | 35 | 0.000000 | [37 empty] | 0.915000 |  |  | Yes | All grab bar configurations are specified using centerline to centerline dimensions. | 8370-001300 | This Model Data is Property of Bradley Corporation | http://www.bradleycorp.com/products/techdata/8825.pdf | Bradley Corp Stainless Steel - Satin | ANSI Standard A117.1, ADA, ABA, ADAAG, UFAS | 1.0 | Yes | Complete unit, one (1) year | FLANGES - 11 GA., TUBING - 18 GA. | First Floor | Basic Wall : Interior - Furring (152 mm Stud) | C1030200 | Bath & Toilet Accessories | www.bradleycorp.com | Yes | 51.610000 | 0.031750 | 0.841375 | This is a face mounted fixture. | 0.838200
2048 | 1B05 |  |  |  | 433434 |  | New Construction |  |  |  | 208948 | 125820 | 119887 | Reference |  | 8370-001420 | Size |  | 203779,203780,203781,203782,209135,209149,209150,209151,209152,209153,209154,209155 | Bradley Corporation |  | 3Ftw9Fm$X4cRgPiOBJfyIU | 1 | M_Grab Bars:8370-001420:8370-001420:433434 |  | InstallationDate | 2048 | WarrantyGuarantorLabor |  | ModelLabel |  | WarrantyDescription |  |  | ProductionYear | [6 empty] | Finish |  |  | SerialNumber | WarrantyStartDate | BarCode | AssetIdentifier | Features | TagNumber |  | 1.066800 |  |  |  |  | WarrantyDurationParts | AccessibilityPerformance | CodePerformance | Color | Constituents | Grade | Material | ModelReference | NominalHeight | NominalLength | Shape | SustainabilityPerformance | WarrantyDurationLabor | AssetAccountingType | WarrantyGuarantorParts | ExpectedLife | ReplacementCost | NominalHeight | [5 empty] | None | [23 empty] | 38 | 0.000000 | [37 empty] | 0.915000 |  |  | Yes | All grab bar configurations are specified using centerline to centerline dimensions. | 8370-001420 | This Model Data is Property of Bradley Corporation | http://www.bradleycorp.com/products/techdata/8825.pdf | Bradley Corp Stainless Steel - Satin | ANSI Standard A117.1, ADA, ABA, ADAAG, UFAS | 1.0 | Yes | Complete unit, one (1) year | FLANGES - 11 GA., TUBING - 18 GA. | First Floor | Basic Wall : Interior - Partition (92mm Stud) | C1030200 | Bath & Toilet Accessories | www.bradleycorp.com | Yes | 54.990000 | 0.031750 | 1.146175 | This is a face mounted fixture. | 0.838200
3701 | 1B05 |  |  |  | 448627 |  | New Construction |  |  |  | 208948 | 125876 | 134288 | Reference |  | Semi-Recessed | Size |  | 204009,204010,204011,204012,209165,209166,209167,209168,209169 | Manufacturer |  | 1DK25N9_HAXeOalNKVeib6 | 1 | M_Towel Dispensers - receptical:Semi-Recessed:Semi-Recessed:448627 |  | InstallationDate | 3701 | WarrantyGuarantorLabor |  | ModelLabel |  | WarrantyDescription |  |  | ProductionYear | [6 empty] | Finish |  |  | SerialNumber | WarrantyStartDate | BarCode | AssetIdentifier | Features | TagNumber |  |  |  |  | 0.330200 |  | WarrantyDurationParts | AccessibilityPerformance | CodePerformance | Color | Constituents | Grade | Material | ModelReference | NominalHeight | NominalLength | Shape | SustainabilityPerformance | WarrantyDurationLabor | FIXED | WarrantyGuarantorParts | ExpectedLife | ReplacementCost | NominalWidth | [17 empty] | 1.397000 | [11 empty] | 88 | 23.40.20.21.17 |  |  |  | Paper Towel Dispensers, Disposal Units | [33 empty] | 1.219200 | 0.152400 | [12 empty] | First Floor | Basic Wall : Interior - Partition (92mm Stud) | [8 empty] | 1.219200 | [13 empty] | 0.063500 | 0.298450 | 0.088900 | 1.362075
4344 | 1B05 |  |  |  | 438697 |  | New Construction |  |  |  | 208948 | 125846 | 134261 | Reference |  | Mirror 600mm x 900mm | Size |  | 203883,203884,203885,203886,209100,209163,209164 | Manufacturer |  | 197mqEVor8ZRDjVbXCppld | 1 | M_Mirror:Mirror 600mm x 900mm:Mirror 600mm x 900mm:438697 |  | InstallationDate | 4344 | WarrantyGuarantorLabor |  | ModelLabel |  | WarrantyDescription |  |  | ProductionYear | [6 empty] | Finish |  |  | SerialNumber | WarrantyStartDate | BarCode | AssetIdentifier | Features | TagNumber |  |  |  |  | 0.600000 |  | WarrantyDurationParts | AccessibilityPerformance | CodePerformance | Color | Constituents | Grade | Material | ModelReference | NominalHeight | NominalLength | Shape | SustainabilityPerformance | WarrantyDurationLabor | FIXED | WarrantyGuarantorParts | ExpectedLife | ReplacementCost | NominalWidth | [17 empty] | 0.900000 | [5 empty] | First Floor | [5 empty] | 64 | 23.40.20.21 |  |  |  | Toilet and Bath Specialties | [33 empty] | 0.915000 |  | 1.000000 | [13 empty] | C1030200 | Bath & Toilet Accessories
2041 | 1E09 |  |  |  | 432601 |  | New Construction |  |  |  | 208942 | 125813 | 119880 | Reference |  | 8370-001420 | Size |  | 203751,203752,203753,203754,209135,209149,209150,209151,209152,209153,209154,209155 | Bradley Corporation |  | 3Ftw9Fm$X4cRgPiOBJfy1T | 1 | M_Grab Bars:8370-001420:8370-001420:432601 |  | InstallationDate | 2041 | WarrantyGuarantorLabor |  | ModelLabel |  | WarrantyDescription |  |  | ProductionYear | [6 empty] | Finish |  |  | SerialNumber | WarrantyStartDate | BarCode | AssetIdentifier | Features | TagNumber |  | 1.066800 |  |  |  |  | WarrantyDurationParts | AccessibilityPerformance | CodePerformance | Color | Constituents | Grade | Material | ModelReference | NominalHeight | NominalLength | Shape | SustainabilityPerformance | WarrantyDurationLabor | AssetAccountingType | WarrantyGuarantorParts | ExpectedLife | ReplacementCost | NominalHeight | [5 empty] | None | [23 empty] | 31 | 0.000000 | [37 empty] | 0.915000 |  |  | Yes | All grab bar configurations are specified using centerline to centerline dimensions. | 8370-001420 | This Model Data is Property of Bradley Corporation | http://www.bradleycorp.com/products/techdata/8825.pdf | Bradley Corp Stainless Steel - Satin | ANSI Standard A117.1, ADA, ABA, ADAAG, UFAS | 1.0 | Yes | Complete unit, one (1) year | FLANGES - 11 GA., TUBING - 18 GA. | First Floor | Basic Wall : Interior - Partition (92mm Stud) | C1030200 | Bath & Toilet Accessories | www.bradleycorp.com | Yes | 54.990000 | 0.031750 | 1.146175 | This is a face mounted fixture. | 0.838200
2043 | 1E09 |  |  |  | 432803 |  | New Construction |  |  |  | 208942 | 125815 | 119882 | Reference |  | 8370-001300 | Size |  | 203759,203760,203761,203762,209136,209156,209157,209158,209159,209160,209161,209162 | Bradley Corporation |  | 3Ftw9Fm$X4cRgPiOBJfyCd | 1 | M_Grab Bars:8370-001300:8370-001300:432803 |  | InstallationDate | 2043 | WarrantyGuarantorLabor |  | ModelLabel |  | WarrantyDescription |  |  | ProductionYear | [6 empty] | Finish |  |  | SerialNumber | WarrantyStartDate | BarCode | AssetIdentifier | Features | TagNumber |  | 0.762000 |  |  |  |  | WarrantyDurationParts | AccessibilityPerformance | CodePerformance | Color | Constituents | Grade | Material | ModelReference | NominalHeight | NominalLength | Shape | SustainabilityPerformance | WarrantyDurationLabor | AssetAccountingType | WarrantyGuarantorParts | ExpectedLife | ReplacementCost | NominalWidth | [5 empty] | None | [23 empty] | 33 | 0.000000 | [37 empty] | 0.915000 |  |  | Yes | All grab bar configurations are specified using centerline to centerline dimensions. | 8370-001300 | This Model Data is Property of Bradley Corporation | http://www.bradleycorp.com/products/techdata/8825.pdf | Bradley Corp Stainless Steel - Satin | ANSI Standard A117.1, ADA, ABA, ADAAG, UFAS | 1.0 | Yes | Complete unit, one (1) year | FLANGES - 11 GA., TUBING - 18 GA. | First Floor | Basic Wall : Interior - Furring (152 mm Stud) | C1030200 | Bath & Toilet Accessories | www.bradleycorp.com | Yes | 51.610000 | 0.031750 | 0.841375 | This is a face mounted fixture. | 0.838200
3704 | 1E09 |  |  |  | 449231 |  | New Construction |  |  |  | 208942 | 125879 | 134291 | Reference |  | Semi-Recessed | Size |  | 204021,204022,204023,204024,209165,209166,209167,209168,209169 | Manufacturer |  | 1DK25N9_HAXeOalNKVeilw | 1 | M_Towel Dispensers - receptical:Semi-Recessed:Semi-Recessed:449231 |  | InstallationDate | 3704 | WarrantyGuarantorLabor |  | ModelLabel |  | WarrantyDescription |  |  | ProductionYear | [6 empty] | Finish |  |  | SerialNumber | WarrantyStartDate | BarCode | AssetIdentifier | Features | TagNumber |  |  |  |  | 0.330200 |  | WarrantyDurationParts | AccessibilityPerformance | CodePerformance | Color | Constituents | Grade | Material | ModelReference | NominalHeight | NominalLength | Shape | SustainabilityPerformance | WarrantyDurationLabor | FIXED | WarrantyGuarantorParts | ExpectedLife | ReplacementCost | NominalWidth | [17 empty] | 1.397000 | [11 empty] | 91 | 23.40.20.21.17 |  |  |  | Paper Towel Dispensers, Disposal Units | [33 empty] | 1.219200 | 0.152400 | [12 empty] | First Floor | Basic Wall : Interior - Furring (152 mm Stud) | [8 empty] | 1.219200 | [13 empty] | 0.063500 | 0.298450 | 0.088900 | 1.362075
4346 | 1E09 |  |  |  | 438815 |  | New Construction |  |  |  | 208942 | 125848 | 134263 | Reference |  | Mirror 600mm x 900mm | Size |  | 203891,203892,203893,203894,209100,209163,209164 | Manufacturer |  | 197mqEVor8ZRDjVbXCppXH | 1 | M_Mirror:Mirror 600mm x 900mm:Mirror 600mm x 900mm:438815 |  | InstallationDate | 4346 | WarrantyGuarantorLabor |  | ModelLabel |  | WarrantyDescription |  |  | ProductionYear | [6 empty] | Finish |  |  | SerialNumber | WarrantyStartDate | BarCode | AssetIdentifier | Features | TagNumber |  |  |  |  | 0.600000 |  | WarrantyDurationParts | AccessibilityPerformance | CodePerformance | Color | Constituents | Grade | Material | ModelReference | NominalHeight | NominalLength | Shape | SustainabilityPerformance | WarrantyDurationLabor | FIXED | WarrantyGuarantorParts | ExpectedLife | ReplacementCost | NominalWidth | [17 empty] | 0.900000 | [5 empty] | First Floor | [5 empty] | 66 | 23.40.20.21 |  |  |  | Toilet and Bath Specialties | [33 empty] | 0.915000 |  | 1.000000 | [13 empty] | C1030200 | Bath & Toilet Accessories
2036 | 1D26 |  |  |  | 431750 |  | New Construction |  |  |  | 208939 | 125808 | 119875 | Reference |  | 8370-001420 | Size |  | 203731,203732,203733,203734,209135,209149,209150,209151,209152,209153,209154,209155 | Bradley Corporation |  | 3Ftw9Fm$X4cRgPiOBJfyy2 | 1 | M_Grab Bars:8370-001420:8370-001420:431750 |  | InstallationDate | 2036 | WarrantyGuarantorLabor |  | ModelLabel |  | WarrantyDescription |  |  | ProductionYear | [6 empty] | Finish |  |  | SerialNumber | WarrantyStartDate | BarCode | AssetIdentifier | Features | TagNumber |  | 1.066800 |  |  |  |  | WarrantyDurationParts | AccessibilityPerformance | CodePerformance | Color | Constituents | Grade | Material | ModelReference | NominalHeight | NominalLength | Shape | SustainabilityPerformance | WarrantyDurationLabor | AssetAccountingType | WarrantyGuarantorParts | ExpectedLife | ReplacementCost | NominalHeight | [5 empty] | None | [23 empty] | 26 | 0.000000 | [37 empty] | 0.915000 |  |  | Yes | All grab bar configurations are specified using centerline to centerline dimensions. | 8370-001420 | This Model Data is Property of Bradley Corporation | http://www.bradleycorp.com/products/techdata/8825.pdf | Bradley Corp Stainless Steel - Satin | ANSI Standard A117.1, ADA, ABA, ADAAG, UFAS | 1.0 | Yes | Complete unit, one (1) year | FLANGES - 11 GA., TUBING - 18 GA. | First Floor | Basic Wall : Interior - Partition (92mm Stud) | C1030200 | Bath & Toilet Accessories | www.bradleycorp.com | Yes | 54.990000 | 0.031750 | 1.146175 | This is a face mounted fixture. | 0.838200
2037 | 1D26 |  |  |  | 431863 |  | New Construction |  |  |  | 208939 | 125809 | 119876 | Reference |  | 8370-001300 | Size |  | 203735,203736,203737,203738,209136,209156,209157,209158,209159,209160,209161,209162 | Bradley Corporation |  | 3Ftw9Fm$X4cRgPiOBJfyzp | 1 | M_Grab Bars:8370-001300:8370-001300:431863 |  | InstallationDate | 2037 | WarrantyGuarantorLabor |  | ModelLabel |  | WarrantyDescription |  |  | ProductionYear | [6 empty] | Finish |  |  | SerialNumber | WarrantyStartDate | BarCode | AssetIdentifier | Features | TagNumber |  | 0.762000 |  |  |  |  | WarrantyDurationParts | AccessibilityPerformance | CodePerformance | Color | Constituents | Grade | Material | ModelReference | NominalHeight | NominalLength | Shape | SustainabilityPerformance | WarrantyDurationLabor | AssetAccountingType | WarrantyGuarantorParts | ExpectedLife | ReplacementCost | NominalWidth | [5 empty] | None | [23 empty] | 27 | 0.000000 | [37 empty] | 0.915000 |  |  | Yes | All grab bar configurations are specified using centerline to centerline dimensions. | 8370-001300 | This Model Data is Property of Bradley Corporation | http://www.bradleycorp.com/products/techdata/8825.pdf | Bradley Corp Stainless Steel - Satin | ANSI Standard A117.1, ADA, ABA, ADAAG, UFAS | 1.0 | Yes | Complete unit, one (1) year | FLANGES - 11 GA., TUBING - 18 GA. | First Floor | Basic Wall : Interior - Plumbing (152mm Stud) | C1030200 | Bath & Toilet Accessories | www.bradleycorp.com | Yes | 51.610000 | 0.031750 | 0.841375 | This is a face mounted fixture. | 0.838200
3706 | 1D26 |  |  |  | 449421 |  | New Construction |  |  |  | 208939 | 125881 | 134293 | Reference |  | Semi-Recessed | Size |  | 204029,204030,204031,204032,209165,209166,209167,209168,209169 | Manufacturer |  | 1DK25N9_HAXeOalNKVeigu | 1 | M_Towel Dispensers - receptical:Semi-Recessed:Semi-Recessed:449421 |  | InstallationDate | 3706 | WarrantyGuarantorLabor |  | ModelLabel |  | WarrantyDescription |  |  | ProductionYear | [6 empty] | Finish |  |  | SerialNumber | WarrantyStartDate | BarCode | AssetIdentifier | Features | TagNumber |  |  |  |  | 0.330200 |  | WarrantyDurationParts | AccessibilityPerformance | CodePerformance | Color | Constituents | Grade | Material | ModelReference | NominalHeight | NominalLength | Shape | SustainabilityPerformance | WarrantyDurationLabor | FIXED | WarrantyGuarantorParts | ExpectedLife | ReplacementCost | NominalWidth | [17 empty] | 1.397000 | [11 empty] | 93 | 23.40.20.21.17 |  |  |  | Paper Towel Dispensers, Disposal Units | [33 empty] | 1.219200 | 0.152400 | [12 empty] | First Floor | Basic Wall : Interior - Plumbing (152mm Stud) | [8 empty] | 1.219200 | [13 empty] | 0.063500 | 0.298450 | 0.088900 | 1.362075
4357 | 1D26 |  |  |  | 449908 |  | New Construction |  |  |  | 208939 | 125882 | 134294 | Reference |  | Mirror 600mm x 900mm | Size |  | 204033,204034,204035,204036,209063,209163,209164 | Manufacturer |  | 1DK25N9_HAXeOalNKVein1 | 1 | M_Mirror:Mirror 600mm x 900mm:Mirror 600mm x 900mm:449908 |  | InstallationDate | 4357 | WarrantyGuarantorLabor |  | ModelLabel |  | WarrantyDescription |  |  | ProductionYear | [6 empty] | Finish |  |  | SerialNumber | WarrantyStartDate | BarCode | AssetIdentifier | Features | TagNumber |  |  |  |  | 0.600000 |  | WarrantyDurationParts | AccessibilityPerformance | CodePerformance | Color | Constituents | Grade | Material | ModelReference | NominalHeight | NominalLength | Shape | SustainabilityPerformance | WarrantyDurationLabor | FIXED | WarrantyGuarantorParts | ExpectedLife | ReplacementCost | NominalWidth | [17 empty] | 0.900000 | [5 empty] | First Floor | [5 empty] | 94 | 23.40.20.21 |  |  |  | Toilet and Bath Specialties | [33 empty] | 1.000000 |  | 1.000000 | [13 empty] | C1030200 | Bath & Toilet Accessories
2028 | 1D04 |  |  |  | 430518 |  | New Construction |  |  |  | 208935 | 125800 | 119867 | Reference |  | 8370-001300 | Size |  | 203699,203700,203701,203702,209136,209156,209157,209158,209159,209160,209161,209162 | Bradley Corporation |  | 3Ftw9Fm$X4cRgPiOBJfyWo | 1 | M_Grab Bars:8370-001300:8370-001300:430518 |  | InstallationDate | 2028 | WarrantyGuarantorLabor |  | ModelLabel |  | WarrantyDescription |  |  | ProductionYear | [6 empty] | Finish |  |  | SerialNumber | WarrantyStartDate | BarCode | AssetIdentifier | Features | TagNumber |  | 0.762000 |  |  |  |  | WarrantyDurationParts | AccessibilityPerformance | CodePerformance | Color | Constituents | Grade | Material | ModelReference | NominalHeight | NominalLength | Shape | SustainabilityPerformance | WarrantyDurationLabor | AssetAccountingType | WarrantyGuarantorParts | ExpectedLife | ReplacementCost | NominalWidth | [5 empty] | None | [23 empty] | 18 | 0.000000 | [37 empty] | 0.915000 |  |  | Yes | All grab bar configurations are specified using centerline to centerline dimensions. | 8370-001300 | This Model Data is Property of Bradley Corporation | http://www.bradleycorp.com/products/techdata/8825.pdf | Bradley Corp Stainless Steel - Satin | ANSI Standard A117.1, ADA, ABA, ADAAG, UFAS | 1.0 | Yes | Complete unit, one (1) year | FLANGES - 11 GA., TUBING - 18 GA. | First Floor | Basic Wall : Interior - Plumbing (152mm Stud) | C1030200 | Bath & Toilet Accessories | www.bradleycorp.com | Yes | 51.610000 | 0.031750 | 0.841375 | This is a face mounted fixture. | 0.838200
2029 | 1D04 |  |  |  | 430573 |  | New Construction |  |  |  | 208935 | 125801 | 119868 | Reference |  | 8370-001420 | Size |  | 203703,203704,203705,203706,209135,209149,209150,209151,209152,209153,209154,209155 | Bradley Corporation |  | 3Ftw9Fm$X4cRgPiOBJfyXf | 1 | M_Grab Bars:8370-001420:8370-001420:430573 |  | InstallationDate | 2029 | WarrantyGuarantorLabor |  | ModelLabel |  | WarrantyDescription |  |  | ProductionYear | [6 empty] | Finish |  |  | SerialNumber | WarrantyStartDate | BarCode | AssetIdentifier | Features | TagNumber |  | 1.066800 |  |  |  |  | WarrantyDurationParts | AccessibilityPerformance | CodePerformance | Color | Constituents | Grade | Material | ModelReference | NominalHeight | NominalLength | Shape | SustainabilityPerformance | WarrantyDurationLabor | AssetAccountingType | WarrantyGuarantorParts | ExpectedLife | ReplacementCost | NominalHeight | [5 empty] | None | [23 empty] | 19 | 0.000000 | [37 empty] | 0.915000 |  |  | Yes | All grab bar configurations are specified using centerline to centerline dimensions. | 8370-001420 | This Model Data is Property of Bradley Corporation | http://www.bradleycorp.com/products/techdata/8825.pdf | Bradley Corp Stainless Steel - Satin | ANSI Standard A117.1, ADA, ABA, ADAAG, UFAS | 1.0 | Yes | Complete unit, one (1) year | FLANGES - 11 GA., TUBING - 18 GA. | First Floor | Basic Wall : Interior - Furring (38 mm Stud) | C1030200 | Bath & Toilet Accessories | www.bradleycorp.com | Yes | 54.990000 | 0.031750 | 1.146175 | This is a face mounted fixture. | 0.838200
3696 | 1D04 |  |  |  | 446729 |  | New Construction |  |  |  | 208935 | 125871 | 134283 | Reference |  | Semi-Recessed | Size |  | 203989,203990,203991,203992,209165,209166,209167,209168,209169 | Manufacturer |  | 1DK25N9_HAXeOalNKVei0y | 1 | M_Towel Dispensers - receptical:Semi-Recessed:Semi-Recessed:446729 |  | InstallationDate | 3696 | WarrantyGuarantorLabor |  | ModelLabel |  | WarrantyDescription |  |  | ProductionYear | [6 empty] | Finish |  |  | SerialNumber | WarrantyStartDate | BarCode | AssetIdentifier | Features | TagNumber |  |  |  |  | 0.330200 |  | WarrantyDurationParts | AccessibilityPerformance | CodePerformance | Color | Constituents | Grade | Material | ModelReference | NominalHeight | NominalLength | Shape | SustainabilityPerformance | WarrantyDurationLabor | FIXED | WarrantyGuarantorParts | ExpectedLife | ReplacementCost | NominalWidth | [17 empty] | 1.397000 | [11 empty] | 83 | 23.40.20.21.17 |  |  |  | Paper Towel Dispensers, Disposal Units | [33 empty] | 1.219200 | 0.152400 | [12 empty] | First Floor | Basic Wall : Interior - Partition (92mm Stud) | [8 empty] | 1.219200 | [13 empty] | 0.063500 | 0.298450 | 0.088900 | 1.362075
4339 | 1D04 |  |  |  | 438063 |  | New Construction |  |  |  | 208935 | 125841 | 134256 | Reference |  | Mirror 600mm x 900mm | Size |  | 203863,203864,203865,203866,209063,209163,209164 | Manufacturer |  | 197mqEVor8ZRDjVbXCpoLX | 1 | M_Mirror:Mirror 600mm x 900mm:Mirror 600mm x 900mm:438063 |  | InstallationDate | 4339 | WarrantyGuarantorLabor |  | ModelLabel |  | WarrantyDescription |  |  | ProductionYear | [6 empty] | Finish |  |  | SerialNumber | WarrantyStartDate | BarCode | AssetIdentifier | Features | TagNumber |  |  |  |  | 0.600000 |  | WarrantyDurationParts | AccessibilityPerformance | CodePerformance | Color | Constituents | Grade | Material | ModelReference | NominalHeight | NominalLength | Shape | SustainabilityPerformance | WarrantyDurationLabor | FIXED | WarrantyGuarantorParts | ExpectedLife | ReplacementCost | NominalWidth | [17 empty] | 0.900000 | [5 empty] | First Floor | [5 empty] | 59 | 23.40.20.21 |  |  |  | Toilet and Bath Specialties | [33 empty] | 0.915000 |  | 1.000000 | [13 empty] | C1030200 | Bath & Toilet Accessories
3690 | 2D05 |  |  |  | 390697 |  | New Construction |  |  |  | 190137 | 125611 | 134118 | Reference |  | 305 x 215 x 813mm | Size |  | 202946,202947,202948,202949,209038,209095,209096,209097,209098 | Manufacturer |  | 2d8HbdSu9Fr9Na0iagzNhh | 1 | M_Fire Extinguisher Cabinet:305 x 215 x 813mm:305 x 215 x 813mm:390697 |  | InstallationDate | 3690 | WarrantyGuarantorLabor |  | ModelLabel |  | WarrantyDescription |  |  | ProductionYear | [6 empty] | Finish |  |  | SerialNumber | WarrantyStartDate | BarCode | AssetIdentifier | Features | TagNumber |  |  |  |  | 0.305000 |  | WarrantyDurationParts | AccessibilityPerformance | CodePerformance | Color | Constituents | Grade | Material | ModelReference | NominalHeight | NominalLength | Shape | SustainabilityPerformance | WarrantyDurationLabor | FIXED | WarrantyGuarantorParts | ExpectedLife | ReplacementCost | NominalWidth | [17 empty] | 0.813000 | [5 empty] | Second Floor | [5 empty] | 9 | 23.65.70.17.11 |  |  |  | Fire Fighting Terminal Components | [26 empty] | Glass | [5 empty] | Metal - Paint Finish - Indian Red, Matte | 0.915000 | 0.215000 | 0.915000
3691 | 2D18 |  |  |  | 425968 |  | New Construction |  |  |  | 190138 | 125772 | 134241 | Reference |  | 305 x 215 x 813mm | Size |  | 203658,203659,203660,203661,208999,209095,209096,209097,209098 | Manufacturer |  | 1WxvZRhNH0OPt6rkEt3L9V | 1 | M_Fire Extinguisher Cabinet:305 x 215 x 813mm:305 x 215 x 813mm:425968 |  | InstallationDate | 3691 | WarrantyGuarantorLabor |  | ModelLabel |  | WarrantyDescription |  |  | ProductionYear | [6 empty] | Finish |  |  | SerialNumber | WarrantyStartDate | BarCode | AssetIdentifier | Features | TagNumber |  |  |  |  | 0.305000 |  | WarrantyDurationParts | AccessibilityPerformance | CodePerformance | Color | Constituents | Grade | Material | ModelReference | NominalHeight | NominalLength | Shape | SustainabilityPerformance | WarrantyDurationLabor | FIXED | WarrantyGuarantorParts | ExpectedLife | ReplacementCost | NominalWidth | [17 empty] | 0.813000 | [5 empty] | Second Floor | [5 empty] | 10 | 23.65.70.17.11 |  |  |  | Fire Fighting Terminal Components | [26 empty] | Glass | [5 empty] | Metal - Paint Finish - Indian Red, Matte | 0.915000 | 0.215000 | 0.915000
2059 | 2C07 |  |  |  | 435555 |  | New Construction |  |  |  | 209003 | 125831 | 119898 | Reference |  | 8370-001300 | Size |  | 203823,203824,203825,203826,209136,209156,209157,209158,209159,209160,209161,209162 | Bradley Corporation |  | 3Ftw9Fm$X4cRgPiOBJf$pd | 1 | M_Grab Bars:8370-001300:8370-001300:435555 |  | InstallationDate | 2059 | WarrantyGuarantorLabor |  | ModelLabel |  | WarrantyDescription |  |  | ProductionYear | [6 empty] | Finish |  |  | SerialNumber | WarrantyStartDate | BarCode | AssetIdentifier | Features | TagNumber |  | 0.762000 |  |  |  |  | WarrantyDurationParts | AccessibilityPerformance | CodePerformance | Color | Constituents | Grade | Material | ModelReference | NominalHeight | NominalLength | Shape | SustainabilityPerformance | WarrantyDurationLabor | AssetAccountingType | WarrantyGuarantorParts | ExpectedLife | ReplacementCost | NominalWidth | [5 empty] | None | [23 empty] | 49 | 0.000000 | [37 empty] | 0.915000 |  |  | Yes | All grab bar configurations are specified using centerline to centerline dimensions. | 8370-001300 | This Model Data is Property of Bradley Corporation | http://www.bradleycorp.com/products/techdata/8825.pdf | Bradley Corp Stainless Steel - Satin | ANSI Standard A117.1, ADA, ABA, ADAAG, UFAS | 1.0 | Yes | Complete unit, one (1) year | FLANGES - 11 GA., TUBING - 18 GA. | Second Floor | Basic Wall : Interior - Plumbing (152mm Stud) | C1030200 | Bath & Toilet Accessories | www.bradleycorp.com | Yes | 51.610000 | 0.031750 | 0.841375 | This is a face mounted fixture. | 0.838200
2061 | 2C07 |  |  |  | 435792 |  | New Construction |  |  |  | 209003 | 125833 | 119900 | Reference |  | 8370-001420 | Size |  | 203831,203832,203833,203834,209135,209149,209150,209151,209152,209153,209154,209155 | Bradley Corporation |  | 3Ftw9Fm$X4cRgPiOBJf$$K | 1 | M_Grab Bars:8370-001420:8370-001420:435792 |  | InstallationDate | 2061 | WarrantyGuarantorLabor |  | ModelLabel |  | WarrantyDescription |  |  | ProductionYear | [6 empty] | Finish |  |  | SerialNumber | WarrantyStartDate | BarCode | AssetIdentifier | Features | TagNumber |  | 1.066800 |  |  |  |  | WarrantyDurationParts | AccessibilityPerformance | CodePerformance | Color | Constituents | Grade | Material | ModelReference | NominalHeight | NominalLength | Shape | SustainabilityPerformance | WarrantyDurationLabor | AssetAccountingType | WarrantyGuarantorParts | ExpectedLife | ReplacementCost | NominalHeight | [5 empty] | None | [23 empty] | 51 | 0.000000 | [37 empty] | 0.915000 |  |  | Yes | All grab bar configurations are specified using centerline to centerline dimensions. | 8370-001420 | This Model Data is Property of Bradley Corporation | http://www.bradleycorp.com/products/techdata/8825.pdf | Bradley Corp Stainless Steel - Satin | ANSI Standard A117.1, ADA, ABA, ADAAG, UFAS | 1.0 | Yes | Complete unit, one (1) year | FLANGES - 11 GA., TUBING - 18 GA. | Second Floor | Basic Wall : Interior - Partition (92mm Stud) | C1030200 | Bath & Toilet Accessories | www.bradleycorp.com | Yes | 54.990000 | 0.031750 | 1.146175 | This is a face mounted fixture. | 0.838200
3309 | 2C07 |  |  |  | 443560 |  | New Construction |  |  |  | 209003 | 125865 | 119906 | Reference |  | 17" Depth x 18 1/2" Width | Size |  | 203965,203966,203967,203968,205965,208903,208904,208905,208906,208907 | InPro Corporation |  | 1_9zwrWXL1NOa5Q8Ec6fem | 1 | M_ADA shower Seat:17" Depth x 18 1/2" Width:17" Depth x 18 1/2" Width:443560 |  | InstallationDate | 3309 | WarrantyGuarantorLabor |  | ModelLabel |  | WarrantyDescription |  |  | ProductionYear | [6 empty] | PVC-InPro-White |  |  | SerialNumber | WarrantyStartDate | BarCode | AssetIdentifier | Features | TagNumber |  |  |  |  | 0.569913 |  | WarrantyDurationParts | AccessibilityPerformance | CodePerformance | Color | Constituents | Grade | Material | ModelReference | NominalHeight | NominalLength | Shape | SustainabilityPerformance | WarrantyDurationLabor | AssetAccountingType | WarrantyGuarantorParts | ExpectedLife | ReplacementCost | NominalWidth | [17 empty] | 0.193675 | [5 empty] | Second Floor | [5 empty] | 77 | [38 empty] | 0.915000 | 0.430212 |  |  | 18 1/2 in. | DSGBFSTADA-WHT | [10 empty] | E1020810 | Medical Furniture & Equipment | www.inprocorp.com |  |  | 0.033337 |  |  |  | www.inprocorp.com/Products/Files.aspx?FileId=3054 | 07/14/2010 | Bath Accessories | F | CADdetails, LTD. | F | 0.019050 | 0.016669 | T | Folding Seat | 10 28 16 | www.inprocorp.com/Products/Details.aspx?ProductId=460#info | www.inprocorp.com/Products/Files.aspx?FileId=8357
3708 | 2C07 |  |  |  | 452259 |  | New Construction |  |  |  | 209003 | 125884 | 134296 | Reference |  | Semi-Recessed | Size |  | 204041,204042,204043,204044,209165,209166,209167,209168,209169 | Manufacturer |  | 1DK25N9_HAXeOalNKVelUM | 1 | M_Towel Dispensers - receptical:Semi-Recessed:Semi-Recessed:452259 |  | InstallationDate | 3708 | WarrantyGuarantorLabor |  | ModelLabel |  | WarrantyDescription |  |  | ProductionYear | [6 empty] | Finish |  |  | SerialNumber | WarrantyStartDate | BarCode | AssetIdentifier | Features | TagNumber |  |  |  |  | 0.330200 |  | WarrantyDurationParts | AccessibilityPerformance | CodePerformance | Color | Constituents | Grade | Material | ModelReference | NominalHeight | NominalLength | Shape | SustainabilityPerformance | WarrantyDurationLabor | FIXED | WarrantyGuarantorParts | ExpectedLife | ReplacementCost | NominalWidth | [17 empty] | 1.397000 | [11 empty] | 96 | 23.40.20.21.17 |  |  |  | Paper Towel Dispensers, Disposal Units | [33 empty] | 1.219200 | 0.152400 | [12 empty] | Second Floor | Basic Wall : Interior - Partition (92mm Stud) | [8 empty] | 1.219200 | [13 empty] | 0.063500 | 0.298450 | 0.088900 | 1.362075
4352 | 2C07 |  |  |  | 439593 |  | New Construction |  |  |  | 209003 | 125855 | 134270 | Reference |  | Mirror 600mm x 900mm | Size |  | 203921,203922,203923,203924,209063,209163,209164 | Manufacturer |  | 197mqEVor8ZRDjVbXCppzd | 1 | M_Mirror:Mirror 600mm x 900mm:Mirror 600mm x 900mm:439593 |  | InstallationDate | 4352 | WarrantyGuarantorLabor |  | ModelLabel |  | WarrantyDescription |  |  | ProductionYear | [6 empty] | Finish |  |  | SerialNumber | WarrantyStartDate | BarCode | AssetIdentifier | Features | TagNumber |  |  |  |  | 0.600000 |  | WarrantyDurationParts | AccessibilityPerformance | CodePerformance | Color | Constituents | Grade | Material | ModelReference | NominalHeight | NominalLength | Shape | SustainabilityPerformance | WarrantyDurationLabor | FIXED | WarrantyGuarantorParts | ExpectedLife | ReplacementCost | NominalWidth | [17 empty] | 0.900000 | [5 empty] | Second Floor | [5 empty] | 72 | 23.40.20.21 |  |  |  | Toilet and Bath Specialties | [33 empty] | 0.915000 |  | 1.000000 | [13 empty] | C1030200 | Bath & Toilet Accessories
2058 | 2C08 |  |  |  | 434977 |  | New Construction |  |  |  | 209004 | 125830 | 119897 | Reference |  | 8370-001300 | Size |  | 203819,203820,203821,203822,209136,209156,209157,209158,209159,209160,209161,209162 | Bradley Corporation |  | 3Ftw9Fm$X4cRgPiOBJf$gb | 1 | M_Grab Bars:8370-001300:8370-001300:434977 |  | InstallationDate | 2058 | WarrantyGuarantorLabor |  | ModelLabel |  | WarrantyDescription |  |  | ProductionYear | [6 empty] | Finish |  |  | SerialNumber | WarrantyStartDate | BarCode | AssetIdentifier | Features | TagNumber |  | 0.762000 |  |  |  |  | WarrantyDurationParts | AccessibilityPerformance | CodePerformance | Color | Constituents | Grade | Material | ModelReference | NominalHeight | NominalLength | Shape | SustainabilityPerformance | WarrantyDurationLabor | AssetAccountingType | WarrantyGuarantorParts | ExpectedLife | ReplacementCost | NominalWidth | [5 empty] | None | [23 empty] | 48 | 0.000000 | [37 empty] | 0.915000 |  |  | Yes | All grab bar configurations are specified using centerline to centerline dimensions. | 8370-001300 | This Model Data is Property of Bradley Corporation | http://www.bradleycorp.com/products/techdata/8825.pdf | Bradley Corp Stainless Steel - Satin | ANSI Standard A117.1, ADA, ABA, ADAAG, UFAS | 1.0 | Yes | Complete unit, one (1) year | FLANGES - 11 GA., TUBING - 18 GA. | Second Floor | Basic Wall : Interior - Plumbing (152mm Stud) | C1030200 | Bath & Toilet Accessories | www.bradleycorp.com | Yes | 51.610000 | 0.031750 | 0.841375 | This is a face mounted fixture. | 0.838200
2060 | 2C08 |  |  |  | 435755 |  | New Construction |  |  |  | 209004 | 125832 | 119899 | Reference |  | 8370-001420 | Size |  | 203827,203828,203829,203830,209135,209149,209150,209151,209152,209153,209154,209155 | Bradley Corporation |  | 3Ftw9Fm$X4cRgPiOBJf$_l | 1 | M_Grab Bars:8370-001420:8370-001420:435755 |  | InstallationDate | 2060 | WarrantyGuarantorLabor |  | ModelLabel |  | WarrantyDescription |  |  | ProductionYear | [6 empty] | Finish |  |  | SerialNumber | WarrantyStartDate | BarCode | AssetIdentifier | Features | TagNumber |  | 1.066800 |  |  |  |  | WarrantyDurationParts | AccessibilityPerformance | CodePerformance | Color | Constituents | Grade | Material | ModelReference | NominalHeight | NominalLength | Shape | SustainabilityPerformance | WarrantyDurationLabor | AssetAccountingType | WarrantyGuarantorParts | ExpectedLife | ReplacementCost | NominalHeight | [5 empty] | None | [23 empty] | 50 | 0.000000 | [37 empty] | 0.915000 |  |  | Yes | All grab bar configurations are specified using centerline to centerline dimensions. | 8370-001420 | This Model Data is Property of Bradley Corporation | http://www.bradleycorp.com/products/techdata/8825.pdf | Bradley Corp Stainless Steel - Satin | ANSI Standard A117.1, ADA, ABA, ADAAG, UFAS | 1.0 | Yes | Complete unit, one (1) year | FLANGES - 11 GA., TUBING - 18 GA. | Second Floor | Basic Wall : Interior - Partition (92mm Stud) | C1030200 | Bath & Toilet Accessories | www.bradleycorp.com | Yes | 54.990000 | 0.031750 | 1.146175 | This is a face mounted fixture. | 0.838200
3310 | 2C08 |  |  |  | 443641 |  | New Construction |  |  |  | 209004 | 125866 | 119907 | Reference |  | 17" Depth x 18 1/2" Width | Size |  | 203969,203970,203971,203972,204420,208903,208904,208905,208906,208907 | InPro Corporation |  | 0lQ3YOpqDF_gyylNotosbj | 1 | M_ADA shower Seat:17" Depth x 18 1/2" Width:17" Depth x 18 1/2" Width:443641 |  | InstallationDate | 3310 | WarrantyGuarantorLabor |  | ModelLabel |  | WarrantyDescription |  |  | ProductionYear | [6 empty] | PVC-InPro-White |  |  | SerialNumber | WarrantyStartDate | BarCode | AssetIdentifier | Features | TagNumber |  |  |  |  | 0.569913 |  | WarrantyDurationParts | AccessibilityPerformance | CodePerformance | Color | Constituents | Grade | Material | ModelReference | NominalHeight | NominalLength | Shape | SustainabilityPerformance | WarrantyDurationLabor | AssetAccountingType | WarrantyGuarantorParts | ExpectedLife | ReplacementCost | NominalWidth | [17 empty] | 0.193675 | [5 empty] | Second Floor | [5 empty] | 78 | [38 empty] | 0.915000 | 0.430212 |  |  | 18 1/2 in. | DSGBFSTADA-WHT | [10 empty] | E1020810 | Medical Furniture & Equipment | www.inprocorp.com |  |  | 0.033337 |  |  |  | www.inprocorp.com/Products/Files.aspx?FileId=3054 | 07/14/2010 | Bath Accessories | F | CADdetails, LTD. | F | 0.019050 | 0.016669 | T | Folding Seat | 10 28 16 | www.inprocorp.com/Products/Details.aspx?ProductId=460#info | www.inprocorp.com/Products/Files.aspx?FileId=8357
3707 | 2C08 |  |  |  | 452118 |  | New Construction |  |  |  | 209004 | 125883 | 134295 | Reference |  | Semi-Recessed | Size |  | 204037,204038,204039,204040,209165,209166,209167,209168,209169 | Manufacturer |  | 1DK25N9_HAXeOalNKVelSZ | 1 | M_Towel Dispensers - receptical:Semi-Recessed:Semi-Recessed:452118 |  | InstallationDate | 3707 | WarrantyGuarantorLabor |  | ModelLabel |  | WarrantyDescription |  |  | ProductionYear | [6 empty] | Finish |  |  | SerialNumber | WarrantyStartDate | BarCode | AssetIdentifier | Features | TagNumber |  |  |  |  | 0.330200 |  | WarrantyDurationParts | AccessibilityPerformance | CodePerformance | Color | Constituents | Grade | Material | ModelReference | NominalHeight | NominalLength | Shape | SustainabilityPerformance | WarrantyDurationLabor | FIXED | WarrantyGuarantorParts | ExpectedLife | ReplacementCost | NominalWidth | [17 empty] | 1.397000 | [11 empty] | 95 | 23.40.20.21.17 |  |  |  | Paper Towel Dispensers, Disposal Units | [33 empty] | 1.219200 | 0.152400 | [12 empty] | Second Floor | Basic Wall : Interior - Partition (92mm Stud) | [8 empty] | 1.219200 | [13 empty] | 0.063500 | 0.298450 | 0.088900 | 1.362075
4351 | 2C08 |  |  |  | 439477 |  | New Construction |  |  |  | 209004 | 125854 | 134269 | Reference |  | Mirror 600mm x 900mm | Size |  | 203917,203918,203919,203920,209063,209163,209164 | Manufacturer |  | 197mqEVor8ZRDjVbXCppxx | 1 | M_Mirror:Mirror 600mm x 900mm:Mirror 600mm x 900mm:439477 |  | InstallationDate | 4351 | WarrantyGuarantorLabor |  | ModelLabel |  | WarrantyDescription |  |  | ProductionYear | [6 empty] | Finish |  |  | SerialNumber | WarrantyStartDate | BarCode | AssetIdentifier | Features | TagNumber |  |  |  |  | 0.600000 |  | WarrantyDurationParts | AccessibilityPerformance | CodePerformance | Color | Constituents | Grade | Material | ModelReference | NominalHeight | NominalLength | Shape | SustainabilityPerformance | WarrantyDurationLabor | FIXED | WarrantyGuarantorParts | ExpectedLife | ReplacementCost | NominalWidth | [17 empty] | 0.900000 | [5 empty] | Second Floor | [5 empty] | 71 | 23.40.20.21 |  |  |  | Toilet and Bath Specialties | [33 empty] | 0.915000 |  | 1.000000 | [13 empty] | C1030200 | Bath & Toilet Accessories
3689 | 2DC1 |  |  |  | 387916 |  | New Construction |  |  |  | 190139 | 125583 | 134090 | Reference |  | 305 x 215 x 813mm | Size |  | 202780,202781,202782,202783,209038,209095,209096,209097,209098 | Manufacturer |  | 2d8HbdSu9Fr9Na0iagzMUE | 1 | M_Fire Extinguisher Cabinet:305 x 215 x 813mm:305 x 215 x 813mm:387916 |  | InstallationDate | 3689 | WarrantyGuarantorLabor |  | ModelLabel |  | WarrantyDescription |  |  | ProductionYear | [6 empty] | Finish |  |  | SerialNumber | WarrantyStartDate | BarCode | AssetIdentifier | Features | TagNumber |  |  |  |  | 0.305000 |  | WarrantyDurationParts | AccessibilityPerformance | CodePerformance | Color | Constituents | Grade | Material | ModelReference | NominalHeight | NominalLength | Shape | SustainabilityPerformance | WarrantyDurationLabor | FIXED | WarrantyGuarantorParts | ExpectedLife | ReplacementCost | NominalWidth | [17 empty] | 0.813000 | [5 empty] | Second Floor | [5 empty] | 8 | 23.65.70.17.11 |  |  |  | Fire Fighting Terminal Components | [26 empty] | Glass | [5 empty] | Metal - Paint Finish - Indian Red, Matte | 0.915000 | 0.215000 | 0.915000
2056 | 2D13 |  |  |  | 434582 |  | New Construction |  |  |  | 208954 | 125828 | 119895 | Reference |  | 8370-001420 | Size |  | 203811,203812,203813,203814,209135,209149,209150,209151,209152,209153,209154,209155 | Bradley Corporation |  | 3Ftw9Fm$X4cRgPiOBJf$WI | 1 | M_Grab Bars:8370-001420:8370-001420:434582 |  | InstallationDate | 2056 | WarrantyGuarantorLabor |  | ModelLabel |  | WarrantyDescription |  |  | ProductionYear | [6 empty] | Finish |  |  | SerialNumber | WarrantyStartDate | BarCode | AssetIdentifier | Features | TagNumber |  | 1.066800 |  |  |  |  | WarrantyDurationParts | AccessibilityPerformance | CodePerformance | Color | Constituents | Grade | Material | ModelReference | NominalHeight | NominalLength | Shape | SustainabilityPerformance | WarrantyDurationLabor | AssetAccountingType | WarrantyGuarantorParts | ExpectedLife | ReplacementCost | NominalHeight | [5 empty] | None | [23 empty] | 46 | 0.000000 | [37 empty] | 0.915000 |  |  | Yes | All grab bar configurations are specified using centerline to centerline dimensions. | 8370-001420 | This Model Data is Property of Bradley Corporation | http://www.bradleycorp.com/products/techdata/8825.pdf | Bradley Corp Stainless Steel - Satin | ANSI Standard A117.1, ADA, ABA, ADAAG, UFAS | 1.0 | Yes | Complete unit, one (1) year | FLANGES - 11 GA., TUBING - 18 GA. | Second Floor | Basic Wall : Interior - Partition (92mm Stud) | C1030200 | Bath & Toilet Accessories | www.bradleycorp.com | Yes | 54.990000 | 0.031750 | 1.146175 | This is a face mounted fixture. | 0.838200
2057 | 2D13 |  |  |  | 434939 |  | New Construction |  |  |  | 208954 | 125829 | 119896 | Reference |  | 8370-001300 | Size |  | 203815,203816,203817,203818,209136,209156,209157,209158,209159,209160,209161,209162 | Bradley Corporation |  | 3Ftw9Fm$X4cRgPiOBJf$j$ | 1 | M_Grab Bars:8370-001300:8370-001300:434939 |  | InstallationDate | 2057 | WarrantyGuarantorLabor |  | ModelLabel |  | WarrantyDescription |  |  | ProductionYear | [6 empty] | Finish |  |  | SerialNumber | WarrantyStartDate | BarCode | AssetIdentifier | Features | TagNumber |  | 0.762000 |  |  |  |  | WarrantyDurationParts | AccessibilityPerformance | CodePerformance | Color | Constituents | Grade | Material | ModelReference | NominalHeight | NominalLength | Shape | SustainabilityPerformance | WarrantyDurationLabor | AssetAccountingType | WarrantyGuarantorParts | ExpectedLife | ReplacementCost | NominalWidth | [5 empty] | None | [23 empty] | 47 | 0.000000 | [37 empty] | 0.915000 |  |  | Yes | All grab bar configurations are specified using centerline to centerline dimensions. | 8370-001300 | This Model Data is Property of Bradley Corporation | http://www.bradleycorp.com/products/techdata/8825.pdf | Bradley Corp Stainless Steel - Satin | ANSI Standard A117.1, ADA, ABA, ADAAG, UFAS | 1.0 | Yes | Complete unit, one (1) year | FLANGES - 11 GA., TUBING - 18 GA. | Second Floor | Basic Wall : Interior - Furring (152 mm Stud) | C1030200 | Bath & Toilet Accessories | www.bradleycorp.com | Yes | 51.610000 | 0.031750 | 0.841375 | This is a face mounted fixture. | 0.838200
3714 | 2D13 |  |  |  | 453673 |  | New Construction |  |  |  | 208954 | 125890 | 134302 | Reference |  | Semi-Recessed | Size |  | 204065,204066,204067,204068,209165,209166,209167,209168,209169 | Manufacturer |  | 1DK25N9_HAXeOalNKVelqS | 1 | M_Towel Dispensers - receptical:Semi-Recessed:Semi-Recessed:453673 |  | InstallationDate | 3714 | WarrantyGuarantorLabor |  | ModelLabel |  | WarrantyDescription |  |  | ProductionYear | [6 empty] | Finish |  |  | SerialNumber | WarrantyStartDate | BarCode | AssetIdentifier | Features | TagNumber |  |  |  |  | 0.330200 |  | WarrantyDurationParts | AccessibilityPerformance | CodePerformance | Color | Constituents | Grade | Material | ModelReference | NominalHeight | NominalLength | Shape | SustainabilityPerformance | WarrantyDurationLabor | FIXED | WarrantyGuarantorParts | ExpectedLife | ReplacementCost | NominalWidth | [17 empty] | 1.397000 | [11 empty] | 102 | 23.40.20.21.17 |  |  |  | Paper Towel Dispensers, Disposal Units | [33 empty] | 1.219200 | 0.152400 | [12 empty] | Second Floor | Basic Wall : Interior - Partition (92mm Stud) | [8 empty] | 1.219200 | [13 empty] | 0.063500 | 0.298450 | 0.088900 | 1.362075
4353 | 2D13 |  |  |  | 440023 |  | New Construction |  |  |  | 208954 | 125860 | 134275 | Reference |  | Mirror 600mm x 900mm | Size |  | 203943,203944,203945,203946,209000,209163,209164 | Manufacturer |  | 197mqEVor8ZRDjVbXCppoP | 1 | M_Mirror:Mirror 600mm x 900mm:Mirror 600mm x 900mm:440023 |  | InstallationDate | 4353 | WarrantyGuarantorLabor |  | ModelLabel |  | WarrantyDescription |  |  | ProductionYear | [6 empty] | Finish |  |  | SerialNumber | WarrantyStartDate | BarCode | AssetIdentifier | Features | TagNumber |  |  |  |  | 0.600000 |  | WarrantyDurationParts | AccessibilityPerformance | CodePerformance | Color | Constituents | Grade | Material | ModelReference | NominalHeight | NominalLength | Shape | SustainabilityPerformance | WarrantyDurationLabor | FIXED | WarrantyGuarantorParts | ExpectedLife | ReplacementCost | NominalWidth | [17 empty] | 0.900000 | [5 empty] | Second Floor | [5 empty] | 73 | 23.40.20.21 |  |  |  | Toilet and Bath Specialties | [33 empty] | 0.915000 |  | 1.000000 | [13 empty] | C1030200 | Bath & Toilet Accessories
2062 | 2C23 |  |  |  | 435940 |  | New Construction |  |  |  | 208952 | 125834 | 119901 | Reference |  | 8370-001420 | Size |  | 203835,203836,203837,203838,209135,209149,209150,209151,209152,209153,209154,209155 | Bradley Corporation |  | 3Ftw9Fm$X4cRgPiOBJf$zW | 1 | M_Grab Bars:8370-001420:8370-001420:435940 |  | InstallationDate | 2062 | WarrantyGuarantorLabor |  | ModelLabel |  | WarrantyDescription |  |  | ProductionYear | [6 empty] | Finish |  |  | SerialNumber | WarrantyStartDate | BarCode | AssetIdentifier | Features | TagNumber |  | 1.066800 |  |  |  |  | WarrantyDurationParts | AccessibilityPerformance | CodePerformance | Color | Constituents | Grade | Material | ModelReference | NominalHeight | NominalLength | Shape | SustainabilityPerformance | WarrantyDurationLabor | AssetAccountingType | WarrantyGuarantorParts | ExpectedLife | ReplacementCost | NominalHeight | [5 empty] | None | [23 empty] | 52 | 0.000000 | [37 empty] | 0.915000 |  |  | Yes | All grab bar configurations are specified using centerline to centerline dimensions. | 8370-001420 | This Model Data is Property of Bradley Corporation | http://www.bradleycorp.com/products/techdata/8825.pdf | Bradley Corp Stainless Steel - Satin | ANSI Standard A117.1, ADA, ABA, ADAAG, UFAS | 1.0 | Yes | Complete unit, one (1) year | FLANGES - 11 GA., TUBING - 18 GA. | Second Floor | Basic Wall : Interior - Partition (92mm Stud) | C1030200 | Bath & Toilet Accessories | www.bradleycorp.com | Yes | 54.990000 | 0.031750 | 1.146175 | This is a face mounted fixture. | 0.838200
2065 | 2C23 |  |  |  | 436634 |  | New Construction |  |  |  | 208952 | 125837 | 119904 | Reference |  | 8370-001300 | Size |  | 203847,203848,203849,203850,209136,209156,209157,209158,209159,209160,209161,209162 | Bradley Corporation |  | 3Ftw9Fm$X4cRgPiOBJf$0U | 1 | M_Grab Bars:8370-001300:8370-001300:436634 |  | InstallationDate | 2065 | WarrantyGuarantorLabor |  | ModelLabel |  | WarrantyDescription |  |  | ProductionYear | [6 empty] | Finish |  |  | SerialNumber | WarrantyStartDate | BarCode | AssetIdentifier | Features | TagNumber |  | 0.762000 |  |  |  |  | WarrantyDurationParts | AccessibilityPerformance | CodePerformance | Color | Constituents | Grade | Material | ModelReference | NominalHeight | NominalLength | Shape | SustainabilityPerformance | WarrantyDurationLabor | AssetAccountingType | WarrantyGuarantorParts | ExpectedLife | ReplacementCost | NominalWidth | [5 empty] | None | [23 empty] | 55 | 0.000000 | [37 empty] | 0.915000 |  |  | Yes | All grab bar configurations are specified using centerline to centerline dimensions. | 8370-001300 | This Model Data is Property of Bradley Corporation | http://www.bradleycorp.com/products/techdata/8825.pdf | Bradley Corp Stainless Steel - Satin | ANSI Standard A117.1, ADA, ABA, ADAAG, UFAS | 1.0 | Yes | Complete unit, one (1) year | FLANGES - 11 GA., TUBING - 18 GA. | Second Floor | Basic Wall : Interior - Plumbing (152mm Stud) | C1030200 | Bath & Toilet Accessories | www.bradleycorp.com | Yes | 51.610000 | 0.031750 | 0.841375 | This is a face mounted fixture. | 0.838200
3710 | 2C23 |  |  |  | 452606 |  | New Construction |  |  |  | 208952 | 125886 | 134298 | Reference |  | Semi-Recessed | Size |  | 204049,204050,204051,204052,209165,209166,209167,209168,209169 | Manufacturer |  | 1DK25N9_HAXeOalNKVelRB | 1 | M_Towel Dispensers - receptical:Semi-Recessed:Semi-Recessed:452606 |  | InstallationDate | 3710 | WarrantyGuarantorLabor |  | ModelLabel |  | WarrantyDescription |  |  | ProductionYear | [6 empty] | Finish |  |  | SerialNumber | WarrantyStartDate | BarCode | AssetIdentifier | Features | TagNumber |  |  |  |  | 0.330200 |  | WarrantyDurationParts | AccessibilityPerformance | CodePerformance | Color | Constituents | Grade | Material | ModelReference | NominalHeight | NominalLength | Shape | SustainabilityPerformance | WarrantyDurationLabor | FIXED | WarrantyGuarantorParts | ExpectedLife | ReplacementCost | NominalWidth | [17 empty] | 1.397000 | [11 empty] | 98 | 23.40.20.21.17 |  |  |  | Paper Towel Dispensers, Disposal Units | [33 empty] | 1.219200 | 0.152400 | [12 empty] | Second Floor | Basic Wall : Interior - Partition (92mm Stud) | [8 empty] | 1.219200 | [13 empty] | 0.063500 | 0.298450 | 0.088900 | 1.362075
4350 | 2C23 |  |  |  | 439425 |  | New Construction |  |  |  | 208952 | 125853 | 134268 | Reference |  | Mirror 600mm x 900mm | Size |  | 203913,203914,203915,203916,209063,209163,209164 | Manufacturer |  | 197mqEVor8ZRDjVbXCppxF | 1 | M_Mirror:Mirror 600mm x 900mm:Mirror 600mm x 900mm:439425 |  | InstallationDate | 4350 | WarrantyGuarantorLabor |  | ModelLabel |  | WarrantyDescription |  |  | ProductionYear | [6 empty] | Finish |  |  | SerialNumber | WarrantyStartDate | BarCode | AssetIdentifier | Features | TagNumber |  |  |  |  | 0.600000 |  | WarrantyDurationParts | AccessibilityPerformance | CodePerformance | Color | Constituents | Grade | Material | ModelReference | NominalHeight | NominalLength | Shape | SustainabilityPerformance | WarrantyDurationLabor | FIXED | WarrantyGuarantorParts | ExpectedLife | ReplacementCost | NominalWidth | [17 empty] | 0.900000 | [5 empty] | Second Floor | [5 empty] | 70 | 23.40.20.21 |  |  |  | Toilet and Bath Specialties | [33 empty] | 0.915000 |  | 1.000000 | [13 empty] | C1030200 | Bath & Toilet Accessories
2063 | 2C24 |  |  |  | 436370 |  | New Construction |  |  |  | 208953 | 125835 | 119902 | Reference |  | 8370-001420 | Size |  | 203839,203840,203841,203842,209135,209149,209150,209151,209152,209153,209154,209155 | Bradley Corporation |  | 3Ftw9Fm$X4cRgPiOBJf$4M | 1 | M_Grab Bars:8370-001420:8370-001420:436370 |  | InstallationDate | 2063 | WarrantyGuarantorLabor |  | ModelLabel |  | WarrantyDescription |  |  | ProductionYear | [6 empty] | Finish |  |  | SerialNumber | WarrantyStartDate | BarCode | AssetIdentifier | Features | TagNumber |  | 1.066800 |  |  |  |  | WarrantyDurationParts | AccessibilityPerformance | CodePerformance | Color | Constituents | Grade | Material | ModelReference | NominalHeight | NominalLength | Shape | SustainabilityPerformance | WarrantyDurationLabor | AssetAccountingType | WarrantyGuarantorParts | ExpectedLife | ReplacementCost | NominalHeight | [5 empty] | None | [23 empty] | 53 | 0.000000 | [37 empty] | 0.915000 |  |  | Yes | All grab bar configurations are specified using centerline to centerline dimensions. | 8370-001420 | This Model Data is Property of Bradley Corporation | http://www.bradleycorp.com/products/techdata/8825.pdf | Bradley Corp Stainless Steel - Satin | ANSI Standard A117.1, ADA, ABA, ADAAG, UFAS | 1.0 | Yes | Complete unit, one (1) year | FLANGES - 11 GA., TUBING - 18 GA. | Second Floor | Basic Wall : Interior - Partition (92mm Stud) | C1030200 | Bath & Toilet Accessories | www.bradleycorp.com | Yes | 54.990000 | 0.031750 | 1.146175 | This is a face mounted fixture. | 0.838200
2064 | 2C24 |  |  |  | 436616 |  | New Construction |  |  |  | 208953 | 125836 | 119903 | Reference |  | 8370-001300 | Size |  | 203843,203844,203845,203846,209136,209156,209157,209158,209159,209160,209161,209162 | Bradley Corporation |  | 3Ftw9Fm$X4cRgPiOBJf$0C | 1 | M_Grab Bars:8370-001300:8370-001300:436616 |  | InstallationDate | 2064 | WarrantyGuarantorLabor |  | ModelLabel |  | WarrantyDescription |  |  | ProductionYear | [6 empty] | Finish |  |  | SerialNumber | WarrantyStartDate | BarCode | AssetIdentifier | Features | TagNumber |  | 0.762000 |  |  |  |  | WarrantyDurationParts | AccessibilityPerformance | CodePerformance | Color | Constituents | Grade | Material | ModelReference | NominalHeight | NominalLength | Shape | SustainabilityPerformance | WarrantyDurationLabor | AssetAccountingType | WarrantyGuarantorParts | ExpectedLife | ReplacementCost | NominalWidth | [5 empty] | None | [23 empty] | 54 | 0.000000 | [37 empty] | 0.915000 |  |  | Yes | All grab bar configurations are specified using centerline to centerline dimensions. | 8370-001300 | This Model Data is Property of Bradley Corporation | http://www.bradleycorp.com/products/techdata/8825.pdf | Bradley Corp Stainless Steel - Satin | ANSI Standard A117.1, ADA, ABA, ADAAG, UFAS | 1.0 | Yes | Complete unit, one (1) year | FLANGES - 11 GA., TUBING - 18 GA. | Second Floor | Basic Wall : Interior - Plumbing (152mm Stud) | C1030200 | Bath & Toilet Accessories | www.bradleycorp.com | Yes | 51.610000 | 0.031750 | 0.841375 | This is a face mounted fixture. | 0.838200
3709 | 2C24 |  |  |  | 452378 |  | New Construction |  |  |  | 208953 | 125885 | 134297 | Reference |  | Semi-Recessed | Size |  | 204045,204046,204047,204048,209165,209166,209167,209168,209169 | Manufacturer |  | 1DK25N9_HAXeOalNKVelOl | 1 | M_Towel Dispensers - receptical:Semi-Recessed:Semi-Recessed:452378 |  | InstallationDate | 3709 | WarrantyGuarantorLabor |  | ModelLabel |  | WarrantyDescription |  |  | ProductionYear | [6 empty] | Finish |  |  | SerialNumber | WarrantyStartDate | BarCode | AssetIdentifier | Features | TagNumber |  |  |  |  | 0.330200 |  | WarrantyDurationParts | AccessibilityPerformance | CodePerformance | Color | Constituents | Grade | Material | ModelReference | NominalHeight | NominalLength | Shape | SustainabilityPerformance | WarrantyDurationLabor | FIXED | WarrantyGuarantorParts | ExpectedLife | ReplacementCost | NominalWidth | [17 empty] | 1.397000 | [11 empty] | 97 | 23.40.20.21.17 |  |  |  | Paper Towel Dispensers, Disposal Units | [33 empty] | 1.219200 | 0.152400 | [12 empty] | Second Floor | Basic Wall : Interior - Furring (38 mm Stud) | [8 empty] | 1.219200 | [13 empty] | 0.063500 | 0.298450 | 0.088900 | 1.362075
4349 | 2C24 |  |  |  | 439132 |  | New Construction |  |  |  | 208953 | 125851 | 134266 | Reference |  | Mirror 600mm x 900mm | Size |  | 203903,203904,203905,203906,209000,209163,209164 | Manufacturer |  | 197mqEVor8ZRDjVbXCppaI | 1 | M_Mirror:Mirror 600mm x 900mm:Mirror 600mm x 900mm:439132 |  | InstallationDate | 4349 | WarrantyGuarantorLabor |  | ModelLabel |  | WarrantyDescription |  |  | ProductionYear | [6 empty] | Finish |  |  | SerialNumber | WarrantyStartDate | BarCode | AssetIdentifier | Features | TagNumber |  |  |  |  | 0.600000 |  | WarrantyDurationParts | AccessibilityPerformance | CodePerformance | Color | Constituents | Grade | Material | ModelReference | NominalHeight | NominalLength | Shape | SustainabilityPerformance | WarrantyDurationLabor | FIXED | WarrantyGuarantorParts | ExpectedLife | ReplacementCost | NominalWidth | [17 empty] | 0.900000 | [5 empty] | Second Floor | [5 empty] | 69 | 23.40.20.21 |  |  |  | Toilet and Bath Specialties | [33 empty] | 0.915000 |  | 1.000000 | [13 empty] | C1030200 | Bath & Toilet Accessories
2050 | 2B22 |  |  |  | 433844 |  | New Construction |  |  |  | 208957 | 125822 | 119889 | Reference |  | 8370-001420 | Size |  | 203787,203788,203789,203790,209135,209149,209150,209151,209152,209153,209154,209155 | Bradley Corporation |  | 3Ftw9Fm$X4cRgPiOBJfySm | 1 | M_Grab Bars:8370-001420:8370-001420:433844 |  | InstallationDate | 2050 | WarrantyGuarantorLabor |  | ModelLabel |  | WarrantyDescription |  |  | ProductionYear | [6 empty] | Finish |  |  | SerialNumber | WarrantyStartDate | BarCode | AssetIdentifier | Features | TagNumber |  | 1.066800 |  |  |  |  | WarrantyDurationParts | AccessibilityPerformance | CodePerformance | Color | Constituents | Grade | Material | ModelReference | NominalHeight | NominalLength | Shape | SustainabilityPerformance | WarrantyDurationLabor | AssetAccountingType | WarrantyGuarantorParts | ExpectedLife | ReplacementCost | NominalHeight | [5 empty] | None | [23 empty] | 40 | 0.000000 | [37 empty] | 0.915000 |  |  | Yes | All grab bar configurations are specified using centerline to centerline dimensions. | 8370-001420 | This Model Data is Property of Bradley Corporation | http://www.bradleycorp.com/products/techdata/8825.pdf | Bradley Corp Stainless Steel - Satin | ANSI Standard A117.1, ADA, ABA, ADAAG, UFAS | 1.0 | Yes | Complete unit, one (1) year | FLANGES - 11 GA., TUBING - 18 GA. | Second Floor | Basic Wall : Exterior - Insul Panel on Mtl. Stud | C1030200 | Bath & Toilet Accessories | www.bradleycorp.com | Yes | 54.990000 | 0.031750 | 1.146175 | This is a face mounted fixture. | 0.838200
2051 | 2B22 |  |  |  | 433925 |  | New Construction |  |  |  | 208957 | 125823 | 119890 | Reference |  | 8370-001300 | Size |  | 203791,203792,203793,203794,209136,209156,209157,209158,209159,209160,209161,209162 | Bradley Corporation |  | 3Ftw9Fm$X4cRgPiOBJfyQ1 | 1 | M_Grab Bars:8370-001300:8370-001300:433925 |  | InstallationDate | 2051 | WarrantyGuarantorLabor |  | ModelLabel |  | WarrantyDescription |  |  | ProductionYear | [6 empty] | Finish |  |  | SerialNumber | WarrantyStartDate | BarCode | AssetIdentifier | Features | TagNumber |  | 0.762000 |  |  |  |  | WarrantyDurationParts | AccessibilityPerformance | CodePerformance | Color | Constituents | Grade | Material | ModelReference | NominalHeight | NominalLength | Shape | SustainabilityPerformance | WarrantyDurationLabor | AssetAccountingType | WarrantyGuarantorParts | ExpectedLife | ReplacementCost | NominalWidth | [5 empty] | None | [23 empty] | 41 | 0.000000 | [37 empty] | 0.915000 |  |  | Yes | All grab bar configurations are specified using centerline to centerline dimensions. | 8370-001300 | This Model Data is Property of Bradley Corporation | http://www.bradleycorp.com/products/techdata/8825.pdf | Bradley Corp Stainless Steel - Satin | ANSI Standard A117.1, ADA, ABA, ADAAG, UFAS | 1.0 | Yes | Complete unit, one (1) year | FLANGES - 11 GA., TUBING - 18 GA. | Second Floor | Basic Wall : Interior - Furring (152 mm Stud) | C1030200 | Bath & Toilet Accessories | www.bradleycorp.com | Yes | 51.610000 | 0.031750 | 0.841375 | This is a face mounted fixture. | 0.838200
3713 | 2B22 |  |  |  | 453467 |  | New Construction |  |  |  | 208957 | 125889 | 134301 | Reference |  | Semi-Recessed | Size |  | 204061,204062,204063,204064,209165,209166,209167,209168,209169 | Manufacturer |  | 1DK25N9_HAXeOalNKVelfk | 1 | M_Towel Dispensers - receptical:Semi-Recessed:Semi-Recessed:453467 |  | InstallationDate | 3713 | WarrantyGuarantorLabor |  | ModelLabel |  | WarrantyDescription |  |  | ProductionYear | [6 empty] | Finish |  |  | SerialNumber | WarrantyStartDate | BarCode | AssetIdentifier | Features | TagNumber |  |  |  |  | 0.330200 |  | WarrantyDurationParts | AccessibilityPerformance | CodePerformance | Color | Constituents | Grade | Material | ModelReference | NominalHeight | NominalLength | Shape | SustainabilityPerformance | WarrantyDurationLabor | FIXED | WarrantyGuarantorParts | ExpectedLife | ReplacementCost | NominalWidth | [17 empty] | 1.397000 | [11 empty] | 101 | 23.40.20.21.17 |  |  |  | Paper Towel Dispensers, Disposal Units | [33 empty] | 1.219200 | 0.152400 | [12 empty] | Second Floor | Basic Wall : Interior - Furring (152 mm Stud) | [8 empty] | 1.219200 | [13 empty] | 0.063500 | 0.298450 | 0.088900 | 1.362075
4354 | 2B22 |  |  |  | 440147 |  | New Construction |  |  |  | 208957 | 125861 | 134276 | Reference |  | Mirror 600mm x 900mm | Size |  | 203947,203948,203949,203950,209100,209163,209164 | Manufacturer |  | 197mqEVor8ZRDjVbXCppqT | 1 | M_Mirror:Mirror 600mm x 900mm:Mirror 600mm x 900mm:440147 |  | InstallationDate | 4354 | WarrantyGuarantorLabor |  | ModelLabel |  | WarrantyDescription |  |  | ProductionYear | [6 empty] | Finish |  |  | SerialNumber | WarrantyStartDate | BarCode | AssetIdentifier | Features | TagNumber |  |  |  |  | 0.600000 |  | WarrantyDurationParts | AccessibilityPerformance | CodePerformance | Color | Constituents | Grade | Material | ModelReference | NominalHeight | NominalLength | Shape | SustainabilityPerformance | WarrantyDurationLabor | FIXED | WarrantyGuarantorParts | ExpectedLife | ReplacementCost | NominalWidth | [17 empty] | 0.900000 | [5 empty] | Second Floor | [5 empty] | 74 | 23.40.20.21 |  |  |  | Toilet and Bath Specialties | [33 empty] | 0.915000 |  | 1.000000 | [13 empty] | C1030200 | Bath & Toilet Accessories
2052 | 2B5 |  |  |  | 433960 |  | New Construction |  |  |  | 208955 | 125824 | 119891 | Reference |  | 8370-001300 | Size |  | 203795,203796,203797,203798,209136,209156,209157,209158,209159,209160,209161,209162 | Bradley Corporation |  | 3Ftw9Fm$X4cRgPiOBJfyQi | 1 | M_Grab Bars:8370-001300:8370-001300:433960 |  | InstallationDate | 2052 | WarrantyGuarantorLabor |  | ModelLabel |  | WarrantyDescription |  |  | ProductionYear | [6 empty] | Finish |  |  | SerialNumber | WarrantyStartDate | BarCode | AssetIdentifier | Features | TagNumber |  | 0.762000 |  |  |  |  | WarrantyDurationParts | AccessibilityPerformance | CodePerformance | Color | Constituents | Grade | Material | ModelReference | NominalHeight | NominalLength | Shape | SustainabilityPerformance | WarrantyDurationLabor | AssetAccountingType | WarrantyGuarantorParts | ExpectedLife | ReplacementCost | NominalWidth | [5 empty] | None | [23 empty] | 42 | 0.000000 | [37 empty] | 0.915000 |  |  | Yes | All grab bar configurations are specified using centerline to centerline dimensions. | 8370-001300 | This Model Data is Property of Bradley Corporation | http://www.bradleycorp.com/products/techdata/8825.pdf | Bradley Corp Stainless Steel - Satin | ANSI Standard A117.1, ADA, ABA, ADAAG, UFAS | 1.0 | Yes | Complete unit, one (1) year | FLANGES - 11 GA., TUBING - 18 GA. | Second Floor | Basic Wall : Interior - Furring (152 mm Stud) | C1030200 | Bath & Toilet Accessories | www.bradleycorp.com | Yes | 51.610000 | 0.031750 | 0.841375 | This is a face mounted fixture. | 0.838200
2055 | 2B5 |  |  |  | 434392 |  | New Construction |  |  |  | 208955 | 125827 | 119894 | Reference |  | 8370-001420 | Size |  | 203807,203808,203809,203810,209135,209149,209150,209151,209152,209153,209154,209155 | Bradley Corporation |  | 3Ftw9Fm$X4cRgPiOBJf$bS | 1 | M_Grab Bars:8370-001420:8370-001420:434392 |  | InstallationDate | 2055 | WarrantyGuarantorLabor |  | ModelLabel |  | WarrantyDescription |  |  | ProductionYear | [6 empty] | Finish |  |  | SerialNumber | WarrantyStartDate | BarCode | AssetIdentifier | Features | TagNumber |  | 1.066800 |  |  |  |  | WarrantyDurationParts | AccessibilityPerformance | CodePerformance | Color | Constituents | Grade | Material | ModelReference | NominalHeight | NominalLength | Shape | SustainabilityPerformance | WarrantyDurationLabor | AssetAccountingType | WarrantyGuarantorParts | ExpectedLife | ReplacementCost | NominalHeight | [5 empty] | None | [23 empty] | 45 | 0.000000 | [37 empty] | 0.915000 |  |  | Yes | All grab bar configurations are specified using centerline to centerline dimensions. | 8370-001420 | This Model Data is Property of Bradley Corporation | http://www.bradleycorp.com/products/techdata/8825.pdf | Bradley Corp Stainless Steel - Satin | ANSI Standard A117.1, ADA, ABA, ADAAG, UFAS | 1.0 | Yes | Complete unit, one (1) year | FLANGES - 11 GA., TUBING - 18 GA. | Second Floor | Basic Wall : Interior - Partition (92mm Stud) | C1030200 | Bath & Toilet Accessories | www.bradleycorp.com | Yes | 54.990000 | 0.031750 | 1.146175 | This is a face mounted fixture. | 0.838200
3711 | 2B5 |  |  |  | 452851 |  | New Construction |  |  |  | 208955 | 125887 | 134299 | Reference |  | Semi-Recessed | Size |  | 204053,204054,204055,204056,209165,209166,209167,209168,209169 | Manufacturer |  | 1DK25N9_HAXeOalNKVeld6 | 1 | M_Towel Dispensers - receptical:Semi-Recessed:Semi-Recessed:452851 |  | InstallationDate | 3711 | WarrantyGuarantorLabor |  | ModelLabel |  | WarrantyDescription |  |  | ProductionYear | [6 empty] | Finish |  |  | SerialNumber | WarrantyStartDate | BarCode | AssetIdentifier | Features | TagNumber |  |  |  |  | 0.330200 |  | WarrantyDurationParts | AccessibilityPerformance | CodePerformance | Color | Constituents | Grade | Material | ModelReference | NominalHeight | NominalLength | Shape | SustainabilityPerformance | WarrantyDurationLabor | FIXED | WarrantyGuarantorParts | ExpectedLife | ReplacementCost | NominalWidth | [17 empty] | 1.397000 | [11 empty] | 99 | 23.40.20.21.17 |  |  |  | Paper Towel Dispensers, Disposal Units | [33 empty] | 1.219200 | 0.152400 | [12 empty] | Second Floor | Basic Wall : Interior - Furring (152 mm Stud) | [8 empty] | 1.219200 | [13 empty] | 0.063500 | 0.298450 | 0.088900 | 1.362075
4356 | 2B5 |  |  |  | 440307 |  | New Construction |  |  |  | 208955 | 125863 | 134278 | Reference |  | Mirror 600mm x 900mm | Size |  | 203955,203956,203957,203958,209100,209163,209164 | Manufacturer |  | 197mqEVor8ZRDjVbXCppsz | 1 | M_Mirror:Mirror 600mm x 900mm:Mirror 600mm x 900mm:440307 |  | InstallationDate | 4356 | WarrantyGuarantorLabor |  | ModelLabel |  | WarrantyDescription |  |  | ProductionYear | [6 empty] | Finish |  |  | SerialNumber | WarrantyStartDate | BarCode | AssetIdentifier | Features | TagNumber |  |  |  |  | 0.600000 |  | WarrantyDurationParts | AccessibilityPerformance | CodePerformance | Color | Constituents | Grade | Material | ModelReference | NominalHeight | NominalLength | Shape | SustainabilityPerformance | WarrantyDurationLabor | FIXED | WarrantyGuarantorParts | ExpectedLife | ReplacementCost | NominalWidth | [17 empty] | 0.900000 | [5 empty] | Second Floor | [5 empty] | 76 | 23.40.20.21 |  |  |  | Toilet and Bath Specialties | [33 empty] | 0.915000 |  | 1.000000 | [13 empty] | C1030200 | Bath & Toilet Accessories
2053 | 2B6 |  |  |  | 434154 |  | New Construction |  |  |  | 208956 | 125825 | 119892 | Reference |  | 8370-001300 | Size |  | 203799,203800,203801,203802,209136,209156,209157,209158,209159,209160,209161,209162 | Bradley Corporation |  | 3Ftw9Fm$X4cRgPiOBJfyPk | 1 | M_Grab Bars:8370-001300:8370-001300:434154 |  | InstallationDate | 2053 | WarrantyGuarantorLabor |  | ModelLabel |  | WarrantyDescription |  |  | ProductionYear | [6 empty] | Finish |  |  | SerialNumber | WarrantyStartDate | BarCode | AssetIdentifier | Features | TagNumber |  | 0.762000 |  |  |  |  | WarrantyDurationParts | AccessibilityPerformance | CodePerformance | Color | Constituents | Grade | Material | ModelReference | NominalHeight | NominalLength | Shape | SustainabilityPerformance | WarrantyDurationLabor | AssetAccountingType | WarrantyGuarantorParts | ExpectedLife | ReplacementCost | NominalWidth | [5 empty] | None | [23 empty] | 43 | 0.000000 | [37 empty] | 0.915000 |  |  | Yes | All grab bar configurations are specified using centerline to centerline dimensions. | 8370-001300 | This Model Data is Property of Bradley Corporation | http://www.bradleycorp.com/products/techdata/8825.pdf | Bradley Corp Stainless Steel - Satin | ANSI Standard A117.1, ADA, ABA, ADAAG, UFAS | 1.0 | Yes | Complete unit, one (1) year | FLANGES - 11 GA., TUBING - 18 GA. | Second Floor | Basic Wall : Interior - Furring (152 mm Stud) | C1030200 | Bath & Toilet Accessories | www.bradleycorp.com | Yes | 51.610000 | 0.031750 | 0.841375 | This is a face mounted fixture. | 0.838200
2054 | 2B6 |  |  |  | 434363 |  | New Construction |  |  |  | 208956 | 125826 | 119893 | Reference |  | 8370-001420 | Size |  | 203803,203804,203805,203806,209135,209149,209150,209151,209152,209153,209154,209155 | Bradley Corporation |  | 3Ftw9Fm$X4cRgPiOBJf$a$ | 1 | M_Grab Bars:8370-001420:8370-001420:434363 |  | InstallationDate | 2054 | WarrantyGuarantorLabor |  | ModelLabel |  | WarrantyDescription |  |  | ProductionYear | [6 empty] | Finish |  |  | SerialNumber | WarrantyStartDate | BarCode | AssetIdentifier | Features | TagNumber |  | 1.066800 |  |  |  |  | WarrantyDurationParts | AccessibilityPerformance | CodePerformance | Color | Constituents | Grade | Material | ModelReference | NominalHeight | NominalLength | Shape | SustainabilityPerformance | WarrantyDurationLabor | AssetAccountingType | WarrantyGuarantorParts | ExpectedLife | ReplacementCost | NominalHeight | [5 empty] | None | [23 empty] | 44 | 0.000000 | [37 empty] | 0.915000 |  |  | Yes | All grab bar configurations are specified using centerline to centerline dimensions. | 8370-001420 | This Model Data is Property of Bradley Corporation | http://www.bradleycorp.com/products/techdata/8825.pdf | Bradley Corp Stainless Steel - Satin | ANSI Standard A117.1, ADA, ABA, ADAAG, UFAS | 1.0 | Yes | Complete unit, one (1) year | FLANGES - 11 GA., TUBING - 18 GA. | Second Floor | Basic Wall : Interior - Partition (92mm Stud) | C1030200 | Bath & Toilet Accessories | www.bradleycorp.com | Yes | 54.990000 | 0.031750 | 1.146175 | This is a face mounted fixture. | 0.838200
3712 | 2B6 |  |  |  | 453335 |  | New Construction |  |  |  | 208956 | 125888 | 134300 | Reference |  | Semi-Recessed | Size |  | 204057,204058,204059,204060,209165,209166,209167,209168,209169 | Manufacturer |  | 1DK25N9_HAXeOalNKVellY | 1 | M_Towel Dispensers - receptical:Semi-Recessed:Semi-Recessed:453335 |  | InstallationDate | 3712 | WarrantyGuarantorLabor |  | ModelLabel |  | WarrantyDescription |  |  | ProductionYear | [6 empty] | Finish |  |  | SerialNumber | WarrantyStartDate | BarCode | AssetIdentifier | Features | TagNumber |  |  |  |  | 0.330200 |  | WarrantyDurationParts | AccessibilityPerformance | CodePerformance | Color | Constituents | Grade | Material | ModelReference | NominalHeight | NominalLength | Shape | SustainabilityPerformance | WarrantyDurationLabor | FIXED | WarrantyGuarantorParts | ExpectedLife | ReplacementCost | NominalWidth | [17 empty] | 1.397000 | [11 empty] | 100 | 23.40.20.21.17 |  |  |  | Paper Towel Dispensers, Disposal Units | [33 empty] | 1.219200 | 0.152400 | [12 empty] | Second Floor | Basic Wall : Interior - Furring (152 mm Stud) | [8 empty] | 1.219200 | [13 empty] | 0.063500 | 0.298450 | 0.088900 | 1.362075
4355 | 2B6 |  |  |  | 440201 |  | New Construction |  |  |  | 208956 | 125862 | 134277 | Reference |  | Mirror 600mm x 900mm | Size |  | 203951,203952,203953,203954,209100,209163,209164 | Manufacturer |  | 197mqEVor8ZRDjVbXCppt7 | 1 | M_Mirror:Mirror 600mm x 900mm:Mirror 600mm x 900mm:440201 |  | InstallationDate | 4355 | WarrantyGuarantorLabor |  | ModelLabel |  | WarrantyDescription |  |  | ProductionYear | [6 empty] | Finish |  |  | SerialNumber | WarrantyStartDate | BarCode | AssetIdentifier | Features | TagNumber |  |  |  |  | 0.600000 |  | WarrantyDurationParts | AccessibilityPerformance | CodePerformance | Color | Constituents | Grade | Material | ModelReference | NominalHeight | NominalLength | Shape | SustainabilityPerformance | WarrantyDurationLabor | FIXED | WarrantyGuarantorParts | ExpectedLife | ReplacementCost | NominalWidth | [17 empty] | 0.900000 | [5 empty] | Second Floor | [5 empty] | 75 | 23.40.20.21 |  |  |  | Toilet and Bath Specialties | [33 empty] | 0.915000 |  | 1.000000 | [13 empty] | C1030200 | Bath & Toilet Accessories
87 | First Floor | [10 empty] | 123254 | 118228 | [5 empty] | 190280,190281,190282,190283,190284,190285,190286 |  |  | 0ztdC3L1HAzhbhMHypqcY9 | 1 | 1DC1 |  |  | 87 | [8 empty] | 0.000000 | [7 empty] | 182.280198 | [8 empty] | 814.451557 | [31 empty] | 209218 | [12 empty] | First Floor | [42 empty] | 80.655993 | [50 empty] | INTERNAL | Occupancy Zone 1D | WAITING / ACTIVITY AREA | nan(snan) | 204740,204741,204742,204743,204744,206233,206234,206235,206236,206237,206238,206239,206240,206241,206242,206243,206244,206245,206246,206247,206248,206249,206250,206251,206252,206253,206254,206255,206256,206257,206258,206259,206260,206261,206262,206263,206264,206265,206266,206267,206268,206269,206270,206271,206272,206273,206274,206275,206276,206277,206278,206279,206280,206281,206282,206283,206284,206285,206286,206287,206288,206289,206290,206291,206292,206293,206294,206295,206296,206297,206298,206299,206300,206301,206302,206303,206304,206305,206306,206307,206308,206309 | Second Floor | ELEMENT | 1DC1 | 13-51 31 11: Waiting Room | Waiting Room | 182.280198 | New Construction | 0.000000 | 4.570000 | RoomTag | Circulation Zone 1D | Fire Alarm Zone 1D | Lighting Zone 1D | Historic Preservation Zone 1D | Ventilation Zone 1D | 13-51 31 11
138 | First Floor | [10 empty] | 123323 | 118328 | [5 empty] | 190980,190981,190982,190983,190984,190985,190986 |  |  | 0ztdC3L1HAzhbhMHypqcQh | 1 | 1EC1 |  |  | 138 | [8 empty] | 0.000000 | [7 empty] | 54.683695 | [8 empty] | 142.662338 | [31 empty] | 209218 | [12 empty] | First Floor | [42 empty] | 63.908981 | [50 empty] | INTERNAL | Occupancy Zone 1E | CORRIDOR | nan(snan) | 204785,204786,204787,204788,204789,204790,204791,204792,204793,207259,207260,207261,207262,207263,207264,207265,207266,207267,207268,207269,207270,207271,207272,207273,207274,207275,207276,207277,207278,207279,207280,207281,207282,207283,207284,207285,207286,207287,207288,207289,207290,207291,207292,207293,207294,207295,207296,207297 | First Floor | ELEMENT | 1EC1 | 13-85 11 11: Corridor | Corridor | 54.683695 | New Construction | 2.800000 | 2.800000 | RoomTag | Circulation Zone 1E | Fire Alarm Zone 1E | Lighting Zone 1E | Historic Preservation Zone 1E | Ventilation Zone 1E | 13-85 11 11
177 | First Floor | [10 empty] | 123256 | 118230 | [5 empty] | 190294,190295,190296,190297,190298,190299,190300 |  |  | 0ztdC3L1HAzhbhMHypqcaZ | 1 | 1DC3 |  |  | 177 | [8 empty] | 0.000000 | [7 empty] | 31.810934 | [8 empty] | 83.033345 | [31 empty] | 209218 | [12 empty] | First Floor | [42 empty] | 38.119441 | [50 empty] | INTERNAL | Occupancy Zone 1D | CORRIDOR | nan(snan) | 204749,204750,206317,206318,206319,206320,206321,206322,206323,206324,206325,206326,206327,206328,206329,206330,206331,206332,206333,206334,206335,206336,206337,206338,206339,206340,206341,206342,206343,206344 | First Floor | ELEMENT | 1DC3 | 13-85 11 11: Corridor | Corridor | 31.810934 | New Construction | 2.800000 | 2.800000 | RoomTag | Circulation Zone 1D | Fire Alarm Zone 1D | Lighting Zone 1D | Historic Preservation Zone 1D | Ventilation Zone 1D | 13-85 11 11
178 | First Floor | [10 empty] | 123296 | 118294 | [5 empty] | 190742,190743,190744,190745,190746,190747,190748 |  |  | 0ztdC3L1HAzhbhMHypqc04 | 1 | 1C18 |  |  | 178 | [8 empty] | 0.000000 | [7 empty] | 58.030072 | [8 empty] | 155.056916 | [31 empty] | 209218 | [12 empty] | First Floor | [42 empty] | 41.077000 | [50 empty] | INTERNAL | Occupancy Zone 1C | PHYSICAL EXAM | nan(snan) | 206927,206928,206929,206930,206931,206932,206933,206934,206935,206936,206937,206938,206939,206940,206941,206942,206943,206944,206945,206946,206947,206948,206949,206950,206951,206952,206953,206954,206955,206956 | First Floor | ELEMENT | 1C18 | 13-41 41 14: Physical Examination Room | Physical Examination Room | 58.030072 | New Construction | 2.800000 | 2.800000 | RoomTag | Circulation Zone 1C | Fire Alarm Zone 1C | Lighting Zone 1C | Historic Preservation Zone 1C | Ventilation Zone 1C | 13-41 41 14
182 | First Floor | [10 empty] | 123329 | 118335 | [5 empty] | 191029,191030,191031,191032,191033,191034,191035 |  |  | 0ztdC3L1HAzhbhMHypqcOe | 1 | 1BC4 |  |  | 182 | [8 empty] | 0.000000 | [7 empty] | 44.364844 | [8 empty] | 116.820159 | [31 empty] | 209218 | [12 empty] | First Floor | [42 empty] | 44.885781 | [50 empty] | INTERNAL | Occupancy Zone 1B | CORRIDOR | nan(snan) | 207374,207375,207376,207377,207378,207379,207380,207381,207382,207383,207384,207385,207386,207387,207388,207389,207390,207391,207392,207393,207394,207395,207396,207397,207398,207399,207400,207401,207402 | First Floor | ELEMENT | 1BC4 | 13-85 11 11: Corridor | Corridor | 44.364844 | New Construction | 2.800000 | 2.800000 | RoomTag | Circulation Zone 1B | Fire Alarm Zone 1B | Lighting Zone 1B | Historic Preservation Zone 1B | Ventilation Zone 1B | 13-85 11 11
229 | First Floor | [10 empty] | 123316 | 118320 | [5 empty] | 190924,190925,190926,190927,190928,190929,190930 |  |  | 0ztdC3L1HAzhbhMHypqc7Y | 1 | 1E24 |  |  | 229 | [8 empty] | 0.000000 | [7 empty] | 118.295540 | [8 empty] | 322.335975 | [31 empty] | 209218 | [12 empty] | First Floor | [42 empty] | 48.013800 | [50 empty] | INTERNAL | Occupancy Zone 1E | RECEIVING / STORAGE | nan(snan) | 207177,207178,207179,207180,207181,207182,207183,207184,207185,207186,207187,207188,207189,207190,207191,207192,207193,207194,207195,207196,207197,207198,207199,207200 | First Floor | ELEMENT | 1E24 | 13-75 11 11: Storage Room | Storage Room | 118.295540 | New Construction | 2.800000 | 2.800000 | RoomTag | Circulation Zone 1E | Fire Alarm Zone 1E | Lighting Zone 1E | Historic Preservation Zone 1E | Ventilation Zone 1E | 13-75 11 11
243 | First Floor | [10 empty] | 123259 | 118234 | [5 empty] | 190322,190323,190324,190325,190326,190327,190328 |  |  | 0ztdC3L1HAzhbhMHypqcqk | 1 | 1CC3 |  |  | 243 | [8 empty] | 0.000000 | [7 empty] | 11.496543 | [8 empty] | 29.702831 | [31 empty] | 209218 | [12 empty] | First Floor | [42 empty] | 15.784182 | [50 empty] | INTERNAL | Occupancy Zone 1C | CORRIDOR | nan(snan) | 204766,206391,206392,206393,206394,206395,206396,206397,206398,206399,206400,206401,206402,206403,206404,206405,206406,206407,206408,206409,206410,206411,206412 | First Floor | ELEMENT | 1CC3 | 13-85 11 11: Corridor | Corridor | 11.496543 | New Construction | 2.800000 | 2.800000 | RoomTag | Circulation Zone 1C | Fire Alarm Zone 1C | Lighting Zone 1C | Historic Preservation Zone 1C | Ventilation Zone 1C | 13-85 11 11
244 | First Floor | [10 empty] | 123274 | 118260 | [5 empty] | 190504,190505,190506,190507,190508,190509,190510 |  |  | 0ztdC3L1HAzhbhMHypqcAu | 1 | 1D16 |  |  | 244 | [8 empty] | 0.000000 | [7 empty] | 67.833641 | [8 empty] | 182.731976 | [31 empty] | 209218 | [12 empty] | First Floor | [42 empty] | 36.731000 | [50 empty] | INTERNAL | Occupancy Zone 1D | PROVIDER CUBICLES | nan(snan) | 206610,206611,206612,206613,206614,206615,206616,206617,206618,206619,206620,206621,206622,206623,206624,206625,206626,206627,206628,206629,206630,206631,206632 | First Floor | ELEMENT | 1D16 | 13-15 11 34 11: Office | Office | 67.833641 | New Construction | 2.800000 | 2.800000 | RoomTag | Circulation Zone 1D | Fire Alarm Zone 1D | Lighting Zone 1D | Historic Preservation Zone 1D | Ventilation Zone 1D | 13-15 11 34 11
245 | First Floor | [10 empty] | 123289 | 118286 | [5 empty] | 190686,190687,190688,190689,190690,190691,190692 |  |  | 0ztdC3L1HAzhbhMHypqc1b | 1 | 1DC7 |  |  | 245 | [8 empty] | 0.000000 | [7 empty] | 31.906886 | [8 empty] | 83.509845 | [31 empty] | 209218 | [12 empty] | First Floor | [42 empty] | 37.843526 | [50 empty] | INTERNAL | Occupancy Zone 1D | CORRIDOR | nan(snan) | 204780,204781,206856,206857,206858,206859,206860,206861,206862,206863,206864,206865,206866,206867,206868,206869,206870,206871,206872,206873,206874,206875,206876 | First Floor | ELEMENT | 1DC7 | 13-85 11 11: Corridor | Corridor | 31.906886 | New Construction | 2.800000 | 2.800000 | RoomTag | Circulation Zone 1D | Fire Alarm Zone 1D | Lighting Zone 1D | Historic Preservation Zone 1D | Ventilation Zone 1D | 13-85 11 11
293 | First Floor | [10 empty] | 123281 | 118269 | [5 empty] | 190567,190568,190569,190570,190571,190572,190573 |  |  | 0ztdC3L1HAzhbhMHypqc9V | 1 | 1D25 |  |  | 293 | [8 empty] | 0.000000 | [7 empty] | 67.819091 | [8 empty] | 182.559664 | [31 empty] | 209218 | [12 empty] | First Floor | [42 empty] | 36.627000 | [50 empty] | INTERNAL | Occupancy Zone 1D | PROVIDER CUBICLES | nan(snan) | 206706,206707,206708,206709,206710,206711,206712,206713,206714,206715,206716,206717,206718,206719,206720,206721,206722,206723,206724 | First Floor | ELEMENT | 1D25 | 13-15 11 34 11: Office | Office | 67.819091 | New Construction | 2.800000 | 2.800000 | RoomTag | Circulation Zone 1D | Fire Alarm Zone 1D | Lighting Zone 1D | Historic Preservation Zone 1D | Ventilation Zone 1D | 13-15 11 34 11
294 | First Floor | [10 empty] | 123288 | 118285 | [5 empty] | 190679,190680,190681,190682,190683,190684,190685 |  |  | 0ztdC3L1HAzhbhMHypqc1c | 1 | 1DC6 |  |  | 294 | [8 empty] | 0.000000 | [7 empty] | 15.006522 | [8 empty] | 38.880475 | [31 empty] | 209218 | [12 empty] | First Floor | [42 empty] | 20.156800 | [50 empty] | INTERNAL | Occupancy Zone 1D | CORRIDOR | nan(snan) | 204777,204778,204779,206840,206841,206842,206843,206844,206845,206846,206847,206848,206849,206850,206851,206852,206853,206854,206855 | First Floor | ELEMENT | 1DC6 | 13-85 11 11: Corridor | Corridor | 15.006522 | New Construction | 2.800000 | 2.800000 | RoomTag | Circulation Zone 1D | Fire Alarm Zone 1D | Lighting Zone 1D | Historic Preservation Zone 1D | Ventilation Zone 1D | 13-85 11 11
343 | First Floor | [10 empty] | 123257 | 118231 | [5 empty] | 190301,190302,190303,190304,190305,190306,190307 |  |  | 0ztdC3L1HAzhbhMHypqcak | 1 | 1DC4 |  |  | 343 | [8 empty] | 0.000000 | [7 empty] | 15.060816 | [8 empty] | 39.480421 | [31 empty] | 209218 | [12 empty] | First Floor | [42 empty] | 20.124221 | [50 empty] | INTERNAL | Occupancy Zone 1D | CORRIDOR | nan(snan) | 204751,204752,204753,204754,206345,206346,206347,206348,206349,206350,206351,206352,206353,206354,206355,206356,206357 | First Floor | ELEMENT | 1DC4 | 13-85 11 11: Corridor | Corridor | 15.060816 | New Construction | 2.800000 | 2.800000 | RoomTag | Circulation Zone 1D | Fire Alarm Zone 1D | Lighting Zone 1D | Historic Preservation Zone 1D | Ventilation Zone 1D | 13-85 11 11
366 | First Floor | [10 empty] | 123304 | 118303 | [5 empty] | 190805,190806,190807,190808,190809,190810,190811 |  |  | 0ztdC3L1HAzhbhMHypqc0h | 1 | 1E06 |  |  | 366 | [8 empty] | 0.000000 | [7 empty] | 37.379230 | [8 empty] | 100.455936 | [31 empty] | 209218 | [12 empty] | First Floor | [42 empty] | 24.978000 | [50 empty] | INTERNAL | Occupancy Zone 1E | TECH. WORK STATION | nan(snan) | 207016,207017,207018,207019,207020,207021,207022,207023,207024,207025,207026,207027,207028,207029,207030,207031 | First Floor | ELEMENT | 1E06 | 13-15 11 34 11: Office | Office | 37.379230 | New Construction | 2.800000 | 2.800000 | RoomTag | Circulation Zone 1E | Fire Alarm Zone 1E | Lighting Zone 1E | Historic Preservation Zone 1E | Ventilation Zone 1E | 13-15 11 34 11
406 | First Floor | [10 empty] | 123244 | 118214 | [5 empty] | 190182,190183,190184,190185,190186,190187,190188 |  |  | 0ztdC3L1HAzhbhMHypqcZa | 1 | 1A02 |  |  | 406 | [8 empty] | 0.000000 | [7 empty] | 27.693164 | [8 empty] | 74.641927 | [31 empty] | 209218 | [12 empty] | First Floor | [42 empty] | 26.500221 | [50 empty] | INTERNAL | Occupancy Zone 1A | RMO ANALYST | nan(snan) | 204738,206116,206117,206118,206119,206120,206121,206122,206123,206124,206125,206126,206127,206128,206129 | First Floor | ELEMENT | 1A02 | 13-15 11 34 11: Office | Office | 27.693164 | New Construction | 2.800000 | 2.800000 | RoomTag | Circulation Zone 1A | Fire Alarm Zone 1A | Lighting Zone 1A | Historic Preservation Zone 1A | Ventilation Zone 1A | 13-15 11 34 11
407 | First Floor | [10 empty] | 123266 | 118241 | [5 empty] | 190371,190372,190373,190374,190375,190376,190377 |  |  | 0ztdC3L1HAzhbhMHypqcB0 | 1 | 1C07 |  |  | 407 | [8 empty] | 0.000000 | [7 empty] | 17.571202 | [8 empty] | 45.648347 | [31 empty] | 209218 | [12 empty] | First Floor | [42 empty] | 20.703228 | [50 empty] | INTERNAL | Occupancy Zone 1C | OPT. EXAM / OFF. | nan(snan) | 206453,206454,206455,206456,206457,206458,206459,206460,206461,206462,206463,206464,206465,206466,206467 | First Floor | ELEMENT | 1C07 | 13-15 11 34 11: Office | Office | 17.571202 | New Construction | 2.800000 | 2.800000 | RoomTag | Circulation Zone 1C | Fire Alarm Zone 1C | Lighting Zone 1C | Historic Preservation Zone 1C | Ventilation Zone 1C | 13-15 11 34 11
408 | First Floor | [10 empty] | 123330 | 118336 | [5 empty] | 191036,191037,191038,191039,191040,191041,191042 |  |  | 0ztdC3L1HAzhbhMHypqcVI | 1 | 1B01 |  |  | 408 | [8 empty] | 0.000000 | [7 empty] | 9.475554 | [8 empty] | 24.663202 | [31 empty] | 209218 | [12 empty] | First Floor | [42 empty] | 12.664000 | [50 empty] | INTERNAL | Occupancy Zone 1B | RECEPTION | nan(snan) | 204800,204801,204802,207403,207404,207405,207406,207407,207408,207409,207410,207411,207412,207413,207414 | First Floor | ELEMENT | 1B01 | 13-11 11 31: Reception Space | Reception Space | 9.475554 | New Construction | 2.800000 | 2.800000 | RoomTag | Circulation Zone 1B | Fire Alarm Zone 1B | Lighting Zone 1B | Historic Preservation Zone 1B | Ventilation Zone 1B | 13-11 11 31
409 | First Floor | [10 empty] | 123337 | 118348 | [5 empty] | 191120,191121,191122,191123,191124,191125,191126 |  |  | 0ztdC3L1HAzhbhMHypqcVw | 1 | 1B13 |  |  | 409 | [8 empty] | 0.000000 | [7 empty] | 22.589799 | [8 empty] | 60.089047 | [31 empty] | 209218 | [12 empty] | First Floor | [42 empty] | 21.561270 | [50 empty] | INTERNAL | Occupancy Zone 1B | RECEPTION | nan(snan) | 204803,204804,207518,207519,207520,207521,207522,207523,207524,207525,207526,207527,207528,207529,207530 | First Floor | ELEMENT | 1B13 | 13-11 11 31: Reception Space | Reception Space | 22.589799 | New Construction | 2.800000 | 2.800000 | RoomTag | Circulation Zone 1B | Fire Alarm Zone 1B | Lighting Zone 1B | Historic Preservation Zone 1B | Ventilation Zone 1B | 13-11 11 31
459 | First Floor | [10 empty] | 123242 | 118209 | [5 empty] | 190147,190148,190149,190150,190151,190152,190153 |  |  | 0ztdC3L1HAzhbhMHypqcha | 1 | 1AC2 |  |  | 459 | [8 empty] | 0.000000 | [7 empty] | 19.604966 | [8 empty] | 53.475708 | [31 empty] | 209218 | [12 empty] | First Floor | [42 empty] | 24.065222 | [50 empty] | INTERNAL | Occupancy Zone 1A | CORRIDOR | nan(snan) | 204730,204731,204732,206052,206053,206054,206055,206056,206057,206058,206059,206060,206061,206062 | First Floor | ELEMENT | 1AC2 | 13-85 11 11: Corridor | Corridor | 19.604966 | New Construction | 2.800000 | 2.800000 | RoomTag | Circulation Zone 1A | Fire Alarm Zone 1A | Lighting Zone 1A | Historic Preservation Zone 1A | Ventilation Zone 1A | 13-85 11 11
460 | First Floor | [10 empty] | 123299 | 118297 | [5 empty] | 190763,190764,190765,190766,190767,190768,190769 |  |  | 0ztdC3L1HAzhbhMHypqc0q | 1 | 1CS3 |  |  | 460 | [8 empty] | 0.000000 | [7 empty] | 13.909431 | [8 empty] | 35.713282 | [31 empty] | 209218 | [12 empty] | First Floor | [42 empty] | 18.996001 | [50 empty] | INTERNAL | Occupancy Zone 1C | STAIR | nan(snan) | 206971,206972,206973,206974,206975,206976,206977,206978,206979,206980,206981,206982,206983,206984 | First Floor | ELEMENT | 1CS3 | 13-85 21 11: Stairway | Stairway | 13.909431 | New Construction | 2.800000 | 2.800000 | RoomTag | Circulation Zone 1C | Fire Alarm Zone 1C | Lighting Zone 1C | Historic Preservation Zone 1C | Ventilation Zone 1C | 13-85 21 11
552 | First Floor | [10 empty] | 123268 | 118243 | [5 empty] | 190385,190386,190387,190388,190389,190390,190391 |  |  | 0ztdC3L1HAzhbhMHypqcBA | 1 | 1C09 |  |  | 552 | [8 empty] | 0.000000 | [7 empty] | 14.927813 | [8 empty] | 38.561120 | [31 empty] | 209218 | [12 empty] | First Floor | [42 empty] | 16.233979 | [50 empty] | INTERNAL | Occupancy Zone 1C | FUNDUS CAMERA ROOM | nan(snan) | 206477,206478,206479,206480,206481,206482,206483,206484,206485,206486,206487,206488 | First Floor | ELEMENT | 1C09 | 13-41 41 31: Scanning/Imaging Room | Scanning/Imaging Room | 14.927813 | New Construction | 2.800000 | 2.800000 | RoomTag | Circulation Zone 1C | Fire Alarm Zone 1C | Lighting Zone 1C | Historic Preservation Zone 1C | Ventilation Zone 1C | 13-41 41 31
553 | First Floor | [10 empty] | 123308 | 118311 | [5 empty] | 190861,190862,190863,190864,190865,190866,190867 |  |  | 0ztdC3L1HAzhbhMHypqc7F | 1 | 1E15 |  |  | 553 | [8 empty] | 0.000000 | [7 empty] | 28.914222 | [8 empty] | 76.040372 | [31 empty] | 209218 | [12 empty] | First Floor | [42 empty] | 24.116500 | [50 empty] | INTERNAL | Occupancy Zone 1E | CENTRAL MECH. RM. | nan(snan) | 207083,207084,207085,207086,207087,207088,207089,207090,207091,207092,207093,207094 | First Floor | ELEMENT | 1E15 | 13-81 21 17: Mechanical Room | Mechanical Room | 28.914222 | New Construction | 2.800000 | 2.800000 | RoomTag | Circulation Zone 1E | Fire Alarm Zone 1E | Lighting Zone 1E | Historic Preservation Zone 1E | Ventilation Zone 1E | 13-81 21 17
554 | First Floor | [10 empty] | 123311 | 118315 | [5 empty] | 190889,190890,190891,190892,190893,190894,190895 |  |  | 0ztdC3L1HAzhbhMHypqc7p | 1 | 1E19 |  |  | 554 | [8 empty] | 0.000000 | [7 empty] | 9.626204 | [8 empty] | 24.886646 | [31 empty] | 209218 | [12 empty] | First Floor | [42 empty] | 12.686000 | [50 empty] | INTERNAL | Occupancy Zone 1E | ELEC. ROOM | nan(snan) | 207134,207135,207136,207137,207138,207139,207140,207141,207142,207143,207144,207145 | First Floor | ELEMENT | 1E19 | 13-81 21 21: Electrical Room | Electrical Room | 9.626204 | New Construction | 2.800000 | 2.800000 | RoomTag | Circulation Zone 1E | Fire Alarm Zone 1E | Lighting Zone 1E | Historic Preservation Zone 1E | Ventilation Zone 1E | 13-81 21 21
555 | First Floor | [10 empty] | 123315 | 118319 | [5 empty] | 190917,190918,190919,190920,190921,190922,190923 |  |  | 0ztdC3L1HAzhbhMHypqc7d | 1 | 1E23 |  |  | 555 | [8 empty] | 0.000000 | [7 empty] | 8.778938 | [8 empty] | 22.553512 | [31 empty] | 209218 | [12 empty] | First Floor | [42 empty] | 12.981011 | [50 empty] | INTERNAL | Occupancy Zone 1E | BEE EQUIP. STORAGE | nan(snan) | 207165,207166,207167,207168,207169,207170,207171,207172,207173,207174,207175,207176 | First Floor | ELEMENT | 1E23 | 13-81 21 11: Equipment Room | Equipment Room | 8.778938 | New Construction | 2.800000 | 2.800000 | RoomTag | Circulation Zone 1E | Fire Alarm Zone 1E | Lighting Zone 1E | Historic Preservation Zone 1E | Ventilation Zone 1E | 13-81 21 11
556 | First Floor | [10 empty] | 123326 | 118331 | [5 empty] | 191001,191002,191003,191004,191005,191006,191007 |  |  | 0ztdC3L1HAzhbhMHypqcPS | 1 | 1EC4 |  |  | 556 | [8 empty] | 0.000000 | [7 empty] | 9.305672 | [8 empty] | 23.697492 | [31 empty] | 209218 | [12 empty] | First Floor | [42 empty] | 12.651423 | [50 empty] | INTERNAL | Occupancy Zone 1E | CORRIDOR | nan(snan) | 204796,207310,207311,207312,207313,207314,207315,207316,207317,207318,207319,207320 | First Floor | ELEMENT | 1EC4 | 13-85 11 11: Corridor | Corridor | 9.305672 | New Construction | 2.800000 | 2.800000 | RoomTag | Circulation Zone 1E | Fire Alarm Zone 1E | Lighting Zone 1E | Historic Preservation Zone 1E | Ventilation Zone 1E | 13-85 11 11
636 | First Floor | [10 empty] | 123249 | 118219 | [5 empty] | 190217,190218,190219,190220,190221,190222,190223 |  |  | 0ztdC3L1HAzhbhMHypqcYN | 1 | 1A07 |  |  | 636 | [8 empty] | 0.000000 | [7 empty] | 8.730116 | [8 empty] | 22.314258 | [31 empty] | 209218 | [12 empty] | First Floor | [42 empty] | 12.527500 | [50 empty] | INTERNAL | Occupancy Zone 1A | TRICARE OFFICE | nan(snan) | 206160,206161,206162,206163,206164,206165,206166,206167,206168,206169,206170 | First Floor | ELEMENT | 1A07 | 13-15 11 34 11: Office | Office | 8.730116 | New Construction | 2.800000 | 2.800000 | RoomTag | Circulation Zone 1A | Fire Alarm Zone 1A | Lighting Zone 1A | Historic Preservation Zone 1A | Ventilation Zone 1A | 13-15 11 34 11
637 | First Floor | [10 empty] | 123255 | 118229 | [5 empty] | 190287,190288,190289,190290,190291,190292,190293 |  |  | 0ztdC3L1HAzhbhMHypqcaa | 1 | 1DC2 |  |  | 637 | [8 empty] | 0.000000 | [7 empty] | 6.347364 | [8 empty] | 16.614360 | [31 empty] | 209218 | [12 empty] | First Floor | [42 empty] | 10.670000 | [50 empty] | INTERNAL | Occupancy Zone 1D | CORRIDOR | nan(snan) | 204745,204746,204747,204748,206310,206311,206312,206313,206314,206315,206316 | First Floor | ELEMENT | 1DC2 | 13-85 11 11: Corridor | Corridor | 6.347364 | New Construction | 2.800000 | 2.800000 | RoomTag | Circulation Zone 1D | Fire Alarm Zone 1D | Lighting Zone 1D | Historic Preservation Zone 1D | Ventilation Zone 1D | 13-85 11 11
638 | First Floor | [10 empty] | 123290 | 118287 | [5 empty] | 190693,190694,190695,190696,190697,190698,190699 |  |  | 0ztdC3L1HAzhbhMHypqc1W | 1 | 1DC8 |  |  | 638 | [8 empty] | 0.000000 | [7 empty] | 6.292432 | [8 empty] | 16.460739 | [31 empty] | 209218 | [12 empty] | First Floor | [42 empty] | 10.609084 | [50 empty] | INTERNAL | Occupancy Zone 1D | CORRIDOR | nan(snan) | 204782,204783,204784,206877,206878,206879,206880,206881,206882,206883,206884 | First Floor | ELEMENT | 1DC8 | 13-85 11 11: Corridor | Corridor | 6.292432 | New Construction | 2.800000 | 2.800000 | RoomTag | Circulation Zone 1D | Fire Alarm Zone 1D | Lighting Zone 1D | Historic Preservation Zone 1D | Ventilation Zone 1D | 13-85 11 11
639 | First Floor | [10 empty] | 123327 | 118332 | [5 empty] | 191008,191009,191010,191011,191012,191013,191014 |  |  | 0ztdC3L1HAzhbhMHypqcOd | 1 | 1BC1 |  |  | 639 | [8 empty] | 0.000000 | [7 empty] | 5.692736 | [8 empty] | 14.268240 | [31 empty] | 209218 | [12 empty] | First Floor | [42 empty] | 9.876000 | [50 empty] | INTERNAL | Occupancy Zone 1B | CORRIDOR | nan(snan) | 207321,207322,207323,207324,207325,207326,207327,207328,207329,207330,207331 | First Floor | ELEMENT | 1BC1 | 13-85 11 11: Corridor | Corridor | 5.692736 | New Construction | 2.800000 | 2.800000 | RoomTag | Circulation Zone 1B | Fire Alarm Zone 1B | Lighting Zone 1B | Historic Preservation Zone 1B | Ventilation Zone 1B | 13-85 11 11
640 | First Floor | [10 empty] | 123342 | 118353 | [5 empty] | 191155,191156,191157,191158,191159,191160,191161 |  |  | 0ztdC3L1HAzhbhMHypqcTs | 1 | 1B19 |  |  | 640 | [8 empty] | 0.000000 | [7 empty] | 29.913205 | [8 empty] | 79.051533 | [31 empty] | 209218 | [12 empty] | First Floor | [42 empty] | 28.550809 | [50 empty] | INTERNAL | Occupancy Zone 1B | RADIOGRAPHIC ROOM | nan(snan) | 207557,207558,207559,207560,207561,207562,207563,207564,207565,207566,207567 | First Floor | ELEMENT | 1B19 | 13-41 41 99: Other Healing Spaces | Other Healing Spaces | 29.913205 | New Construction | 2.800000 | 2.800000 | RoomTag | Circulation Zone 1B | Fire Alarm Zone 1B | Lighting Zone 1B | Historic Preservation Zone 1B | Ventilation Zone 1B | 13-41 41 99
756 | First Floor | [10 empty] | 123253 | 118227 | [5 empty] | 190273,190274,190275,190276,190277,190278,190279 |  |  | 0ztdC3L1HAzhbhMHypqcYF | 1 | 1A15 |  |  | 756 | [8 empty] | 0.000000 | [7 empty] | 6.398426 | [8 empty] | 16.430490 | [31 empty] | 209218 | [12 empty] | First Floor | [42 empty] | 10.157000 | [50 empty] | INTERNAL | Occupancy Zone 1A | COUNSELING | nan(snan) | 206223,206224,206225,206226,206227,206228,206229,206230,206231,206232 | First Floor | ELEMENT | 1A15 | 13-41 41 99: Other Healing Spaces | Other Healing Spaces | 6.398426 | New Construction | 2.800000 | 2.800000 | RoomTag | Circulation Zone 1A | Fire Alarm Zone 1A | Lighting Zone 1A | Historic Preservation Zone 1A | Ventilation Zone 1A | 13-41 41 99
757 | First Floor | [10 empty] | 123258 | 118233 | [5 empty] | 190315,190316,190317,190318,190319,190320,190321 |  |  | 0ztdC3L1HAzhbhMHypqcqZ | 1 | 1CC2 |  |  | 757 | [8 empty] | 0.000000 | [7 empty] | 8.232092 | [8 empty] | 21.194561 | [31 empty] | 209218 | [12 empty] | First Floor | [42 empty] | 12.063642 | [50 empty] | INTERNAL | Occupancy Zone 1C | CORRIDOR | nan(snan) | 204765,206382,206383,206384,206385,206386,206387,206388,206389,206390 | First Floor | ELEMENT | 1CC2 | 13-85 11 11: Corridor | Corridor | 8.232092 | New Construction | 2.800000 | 2.800000 | RoomTag | Circulation Zone 1C | Fire Alarm Zone 1C | Lighting Zone 1C | Historic Preservation Zone 1C | Ventilation Zone 1C | 13-85 11 11
758 | First Floor | [10 empty] | 123261 | 118236 | [5 empty] | 190336,190337,190338,190339,190340,190341,190342 |  |  | 0ztdC3L1HAzhbhMHypqcBK | 1 | 1C02 |  |  | 758 | [8 empty] | 0.000000 | [7 empty] | 9.319340 | [8 empty] | 24.692181 | [31 empty] | 209218 | [12 empty] | First Floor | [42 empty] | 12.205221 | [50 empty] | INTERNAL | Occupancy Zone 1C | RECEPTION | nan(snan) | 204772,206416,206417,206418,206419,206420,206421,206422,206423,206424 | First Floor | ELEMENT | 1C02 | 13-11 11 31: Reception Space | Reception Space | 9.319340 | New Construction | 2.800000 | 2.800000 | RoomTag | Circulation Zone 1C | Fire Alarm Zone 1C | Lighting Zone 1C | Historic Preservation Zone 1C | Ventilation Zone 1C | 13-11 11 31
759 | First Floor | [10 empty] | 123269 | 118244 | [5 empty] | 190392,190393,190394,190395,190396,190397,190398 |  |  | 0ztdC3L1HAzhbhMHypqcB9 | 1 | 1C10 |  |  | 759 | [8 empty] | 0.000000 | [7 empty] | 18.254499 | [8 empty] | 47.547886 | [31 empty] | 209218 | [12 empty] | First Floor | [42 empty] | 20.868771 | [50 empty] | INTERNAL | Occupancy Zone 1C | OPT. EXAM / OFF. | nan(snan) | 206489,206490,206491,206492,206493,206494,206495,206496,206497,206498 | First Floor | ELEMENT | 1C10 | 13-15 11 34 11: Office | Office | 18.254499 | New Construction | 2.800000 | 2.800000 | RoomTag | Circulation Zone 1C | Fire Alarm Zone 1C | Lighting Zone 1C | Historic Preservation Zone 1C | Ventilation Zone 1C | 13-15 11 34 11
760 | First Floor | [10 empty] | 123278 | 118265 | [5 empty] | 190539,190540,190541,190542,190543,190544,190545 |  |  | 0ztdC3L1HAzhbhMHypqcAh | 1 | 1D21 |  |  | 760 | [8 empty] | 0.000000 | [7 empty] | 19.191721 | [8 empty] | 50.183095 | [31 empty] | 209218 | [12 empty] | First Floor | [42 empty] | 18.161000 | [50 empty] | INTERNAL | Occupancy Zone 1D | GROUP IS | nan(snan) | 206666,206667,206668,206669,206670,206671,206672,206673,206674,206675 | First Floor | ELEMENT | 1D21 | 13-41 41 99: Other Healing Spaces | Other Healing Spaces | 19.191721 | New Construction | 2.800000 | 2.800000 | RoomTag | Circulation Zone 1D | Fire Alarm Zone 1D | Lighting Zone 1D | Historic Preservation Zone 1D | Ventilation Zone 1D | 13-41 41 99
761 | First Floor | [10 empty] | 123279 | 118267 | [5 empty] | 190553,190554,190555,190556,190557,190558,190559 |  |  | 0ztdC3L1HAzhbhMHypqc9L | 1 | 1D23 |  |  | 761 | [8 empty] | 0.000000 | [7 empty] | 19.186833 | [8 empty] | 50.170193 | [31 empty] | 209218 | [12 empty] | First Floor | [42 empty] | 18.161000 | [50 empty] | INTERNAL | Occupancy Zone 1D | GROUP IS | nan(snan) | 206690,206691,206692,206693,206694,206695,206696,206697,206698,206699 | First Floor | ELEMENT | 1D23 | 13-41 41 99: Other Healing Spaces | Other Healing Spaces | 19.186833 | New Construction | 2.800000 | 2.800000 | RoomTag | Circulation Zone 1D | Fire Alarm Zone 1D | Lighting Zone 1D | Historic Preservation Zone 1D | Ventilation Zone 1D | 13-41 41 99
762 | First Floor | [10 empty] | 123306 | 118305 | [5 empty] | 190819,190820,190821,190822,190823,190824,190825 |  |  | 0ztdC3L1HAzhbhMHypqc7L | 1 | 1E08 |  |  | 762 | [8 empty] | 0.000000 | [7 empty] | 9.864230 | [8 empty] | 25.483248 | [31 empty] | 209218 | [12 empty] | First Floor | [42 empty] | 13.058000 | [50 empty] | INTERNAL | Occupancy Zone 1E | SUPER | nan(snan) | 207039,207040,207041,207042,207043,207044,207045,207046,207047,207048 | First Floor | ELEMENT | 1E08 | 13-15 11 34 11: Office | Office | 9.864230 | New Construction | 2.800000 | 2.800000 | RoomTag | Circulation Zone 1E | Fire Alarm Zone 1E | Lighting Zone 1E | Historic Preservation Zone 1E | Ventilation Zone 1E | 13-15 11 34 11
763 | First Floor | [10 empty] | 123310 | 118314 | [5 empty] | 190882,190883,190884,190885,190886,190887,190888 |  |  | 0ztdC3L1HAzhbhMHypqc7q | 1 | 1E18 |  |  | 763 | [8 empty] | 0.000000 | [7 empty] | 15.554278 | [8 empty] | 40.217330 | [31 empty] | 209218 | [12 empty] | First Floor | [42 empty] | 15.943500 | [50 empty] | INTERNAL | Occupancy Zone 1E | BIOMED MAINT. ADMIN. | nan(snan) | 207124,207125,207126,207127,207128,207129,207130,207131,207132,207133 | First Floor | ELEMENT | 1E18 | 13-15 11 34 11: Office | Office | 15.554278 | New Construction | 2.800000 | 2.800000 | RoomTag | Circulation Zone 1E | Fire Alarm Zone 1E | Lighting Zone 1E | Historic Preservation Zone 1E | Ventilation Zone 1E | 13-15 11 34 11
764 | First Floor | [10 empty] | 123318 | 118322 | [5 empty] | 190938,190939,190940,190941,190942,190943,190944 |  |  | 0ztdC3L1HAzhbhMHypqc7i | 1 | 1E26 |  |  | 764 | [8 empty] | 0.000000 | [7 empty] | 19.714305 | [8 empty] | 51.367730 | [31 empty] | 209218 | [12 empty] | First Floor | [42 empty] | 18.857000 | [50 empty] | INTERNAL | Occupancy Zone 1E | WORK ROOM | nan(snan) | 207210,207211,207212,207213,207214,207215,207216,207217,207218,207219 | First Floor | ELEMENT | 1E26 | 13-15 11 34 11: Office | Office | 19.714305 | New Construction | 2.800000 | 2.800000 | RoomTag | Circulation Zone 1E | Fire Alarm Zone 1E | Lighting Zone 1E | Historic Preservation Zone 1E | Ventilation Zone 1E | 13-15 11 34 11
765 | First Floor | [10 empty] | 123322 | 118327 | [5 empty] | 190973,190974,190975,190976,190977,190978,190979 |  |  | 0ztdC3L1HAzhbhMHypqc6V | 1 | 1E33 |  |  | 765 | [8 empty] | 0.000000 | [7 empty] | 13.354009 | [8 empty] | 34.876083 | [31 empty] | 209218 | [12 empty] | First Floor | [42 empty] | 15.028000 | [50 empty] | INTERNAL | Occupancy Zone 1E | ISOLATION INTERACTION STATION | nan(snan) | 207249,207250,207251,207252,207253,207254,207255,207256,207257,207258 | First Floor | ELEMENT | 1E33 | 13-41 41 99: Other Healing Spaces | Other Healing Spaces | 13.354009 | New Construction | 2.800000 | 2.800000 | RoomTag | Circulation Zone 1E | Fire Alarm Zone 1E | Lighting Zone 1E | Historic Preservation Zone 1E | Ventilation Zone 1E | 13-41 41 99
766 | First Floor | [10 empty] | 123328 | 118334 | [5 empty] | 191022,191023,191024,191025,191026,191027,191028 |  |  | 0ztdC3L1HAzhbhMHypqcOj | 1 | 1BC3 |  |  | 766 | [8 empty] | 0.000000 | [7 empty] | 13.439598 | [8 empty] | 34.789728 | [31 empty] | 209218 | [12 empty] | First Floor | [42 empty] | 18.033271 | [50 empty] | INTERNAL | Occupancy Zone 1B | CORRIDOR | nan(snan) | 204799,207365,207366,207367,207368,207369,207370,207371,207372,207373 | First Floor | ELEMENT | 1BC3 | 13-85 11 11: Corridor | Corridor | 13.439598 | New Construction | 2.800000 | 2.800000 | RoomTag | Circulation Zone 1B | Fire Alarm Zone 1B | Lighting Zone 1B | Historic Preservation Zone 1B | Ventilation Zone 1B | 13-85 11 11
767 | First Floor | [10 empty] | 123331 | 118338 | [5 empty] | 191050,191051,191052,191053,191054,191055,191056 |  |  | 0ztdC3L1HAzhbhMHypqcVO | 1 | 1B03 |  |  | 767 | [8 empty] | 0.000000 | [7 empty] | 9.680980 | [8 empty] | 24.939522 | [31 empty] | 209218 | [12 empty] | First Floor | [42 empty] | 12.732000 | [50 empty] | INTERNAL | Occupancy Zone 1B | BLOOD DRAW | nan(snan) | 207425,207426,207427,207428,207429,207430,207431,207432,207433,207434 | First Floor | ELEMENT | 1B03 | 13-41 41 99: Other Healing Spaces | Other Healing Spaces | 9.680980 | New Construction | 2.800000 | 2.800000 | RoomTag | Circulation Zone 1B | Fire Alarm Zone 1B | Lighting Zone 1B | Historic Preservation Zone 1B | Ventilation Zone 1B | 13-41 41 99
887 | First Floor | [10 empty] | 123264 | 118239 | [5 empty] | 190357,190358,190359,190360,190361,190362,190363 |  |  | 0ztdC3L1HAzhbhMHypqcB6 | 1 | 1C05 |  |  | 887 | [8 empty] | 0.000000 | [7 empty] | 11.344614 | [8 empty] | 28.292571 | [31 empty] | 209218 | [12 empty] | First Floor | [42 empty] | 14.538000 | [50 empty] | INTERNAL | Occupancy Zone 1C | VISUAL FIELD | nan(snan) | 206438,206439,206440,206441,206442,206443,206444,206445,206446 | First Floor | ELEMENT | 1C05 | 13-41 41 14: Physical Examination Room | Physical Examination Room | 11.344614 | New Construction | 2.800000 | 2.800000 | RoomTag | Circulation Zone 1C | Fire Alarm Zone 1C | Lighting Zone 1C | Historic Preservation Zone 1C | Ventilation Zone 1C | 13-41 41 14
888 | First Floor | [10 empty] | 123267 | 118242 | [5 empty] | 190378,190379,190380,190381,190382,190383,190384 |  |  | 0ztdC3L1HAzhbhMHypqcBF | 1 | 1C08 |  |  | 888 | [8 empty] | 0.000000 | [7 empty] | 9.817759 | [8 empty] | 25.476237 | [31 empty] | 209218 | [12 empty] | First Floor | [42 empty] | 13.352000 | [50 empty] | INTERNAL | Occupancy Zone 1C | SCREEN EYE TEST | nan(snan) | 206468,206469,206470,206471,206472,206473,206474,206475,206476 | First Floor | ELEMENT | 1C08 | 13-41 41 14: Physical Examination Room | Physical Examination Room | 9.817759 | New Construction | 2.800000 | 2.800000 | RoomTag | Circulation Zone 1C | Fire Alarm Zone 1C | Lighting Zone 1C | Historic Preservation Zone 1C | Ventilation Zone 1C | 13-41 41 14
889 | First Floor | [10 empty] | 123270 | 118245 | [5 empty] | 190399,190400,190401,190402,190403,190404,190405 |  |  | 0ztdC3L1HAzhbhMHypqcBw | 1 | 1D01 |  |  | 889 | [8 empty] | 0.000000 | [7 empty] | 2.001678 | [8 empty] | 4.654538 | [31 empty] | 209218 | [12 empty] | First Floor | [42 empty] | 6.192904 | [50 empty] | INTERNAL | Occupancy Zone 1D | SL. LIN. / TRASH | nan(snan) | 206499,206500,206501,206502,206503,206504,206505,206506,206507 | First Floor | ELEMENT | 1D01 | 13-75 41 14: Soiled Storage Room Space | Soiled Storage Room Space | 2.001678 | New Construction | 2.800000 | 2.800000 | RoomTag | Circulation Zone 1D | Fire Alarm Zone 1D | Lighting Zone 1D | Historic Preservation Zone 1D | Ventilation Zone 1D | 13-75 41 14
890 | First Floor | [10 empty] | 123272 | 118256 | [5 empty] | 190476,190477,190478,190479,190480,190481,190482 |  |  | 0ztdC3L1HAzhbhMHypqcA7 | 1 | 1D12 |  |  | 890 | [8 empty] | 0.000000 | [7 empty] | 10.210755 | [8 empty] | 26.397061 | [31 empty] | 209218 | [12 empty] | First Floor | [42 empty] | 13.172904 | [50 empty] | INTERNAL | Occupancy Zone 1D | SPECIMEN COLL. LAB | nan(snan) | 206581,206582,206583,206584,206585,206586,206587,206588,206589 | First Floor | ELEMENT | 1D12 | 13-15 11 24 11: Laboratory | Laboratory | 10.210755 | New Construction | 2.800000 | 2.800000 | RoomTag | Circulation Zone 1D | Fire Alarm Zone 1D | Lighting Zone 1D | Historic Preservation Zone 1D | Ventilation Zone 1D | 13-15 11 24 11
891 | First Floor | [10 empty] | 123276 | 118263 | [5 empty] | 190525,190526,190527,190528,190529,190530,190531 |  |  | 0ztdC3L1HAzhbhMHypqcAX | 1 | 1D19 |  |  | 891 | [8 empty] | 0.000000 | [7 empty] | 5.636617 | [8 empty] | 14.324285 | [31 empty] | 209218 | [12 empty] | First Floor | [42 empty] | 9.711000 | [50 empty] | INTERNAL | Occupancy Zone 1D | MDIS VIEW | nan(snan) | 206649,206650,206651,206652,206653,206654,206655,206656,206657 | First Floor | ELEMENT | 1D19 | 13-15 11 34 11: Office | Office | 5.636617 | New Construction | 2.800000 | 2.800000 | RoomTag | Circulation Zone 1D | Fire Alarm Zone 1D | Lighting Zone 1D | Historic Preservation Zone 1D | Ventilation Zone 1D | 13-15 11 34 11
892 | First Floor | [10 empty] | 123282 | 118271 | [5 empty] | 190581,190582,190583,190584,190585,190586,190587 |  |  | 0ztdC3L1HAzhbhMHypqc9P | 1 | 1D27 |  |  | 892 | [8 empty] | 0.000000 | [7 empty] | 10.749857 | [8 empty] | 27.883274 | [31 empty] | 209218 | [12 empty] | First Floor | [42 empty] | 13.412000 | [50 empty] | INTERNAL | Occupancy Zone 1D | ADMIN WORK STATN. | nan(snan) | 206730,206731,206732,206733,206734,206735,206736,206737,206738 | First Floor | ELEMENT | 1D27 | 13-15 11 34 11: Office | Office | 10.749857 | New Construction | 2.800000 | 2.800000 | RoomTag | Circulation Zone 1D | Fire Alarm Zone 1D | Lighting Zone 1D | Historic Preservation Zone 1D | Ventilation Zone 1D | 13-15 11 34 11
893 | First Floor | [10 empty] | 123284 | 118276 | [5 empty] | 190616,190617,190618,190619,190620,190621,190622 |  |  | 0ztdC3L1HAzhbhMHypqc9r | 1 | 1D33 |  |  | 893 | [8 empty] | 0.000000 | [7 empty] | 12.742345 | [8 empty] | 33.271202 | [31 empty] | 209218 | [12 empty] | First Floor | [42 empty] | 14.432000 | [50 empty] | INTERNAL | Occupancy Zone 1D | PEDIATRIC WAITING | nan(snan) | 206772,206773,206774,206775,206776,206777,206778,206779,206780 | First Floor | ELEMENT | 1D33 | 13-51 31 11: Waiting Room | Waiting Room | 12.742345 | New Construction | 2.800000 | 2.800000 | RoomTag | Circulation Zone 1D | Fire Alarm Zone 1D | Lighting Zone 1D | Historic Preservation Zone 1D | Ventilation Zone 1D | 13-51 31 11
894 | First Floor | [10 empty] | 123286 | 118282 | [5 empty] | 190658,190659,190660,190661,190662,190663,190664 |  |  | 0ztdC3L1HAzhbhMHypqc8Z | 1 | 1D39 |  |  | 894 | [8 empty] | 0.000000 | [7 empty] | 2.000668 | [8 empty] | 4.652019 | [31 empty] | 209218 | [12 empty] | First Floor | [42 empty] | 6.191999 | [50 empty] | INTERNAL | Occupancy Zone 1D | JAN. CL. | nan(snan) | 206813,206814,206815,206816,206817,206818,206819,206820,206821 | First Floor | ELEMENT | 1D39 | 13-75 11 11: Storage Room | Storage Room | 2.000668 | New Construction | 2.800000 | 2.800000 | RoomTag | Circulation Zone 1D | Fire Alarm Zone 1D | Lighting Zone 1D | Historic Preservation Zone 1D | Ventilation Zone 1D | 13-75 11 11
895 | First Floor | [10 empty] | 123294 | 118292 | [5 empty] | 190728,190729,190730,190731,190732,190733,190734 |  |  | 0ztdC3L1HAzhbhMHypqc0Q | 1 | 1C16 |  |  | 895 | [8 empty] | 0.000000 | [7 empty] | 10.007903 | [8 empty] | 25.301875 | [31 empty] | 209218 | [12 empty] | First Floor | [42 empty] | 13.668000 | [50 empty] | INTERNAL | Occupancy Zone 1C | ECG TEST | nan(snan) | 206911,206912,206913,206914,206915,206916,206917,206918,206919 | First Floor | ELEMENT | 1C16 | 13-41 41 31: Scanning/Imaging Room | Scanning/Imaging Room | 10.007903 | New Construction | 2.800000 | 2.800000 | RoomTag | Circulation Zone 1C | Fire Alarm Zone 1C | Lighting Zone 1C | Historic Preservation Zone 1C | Ventilation Zone 1C | 13-41 41 31
896 | First Floor | [10 empty] | 123312 | 118316 | [5 empty] | 190896,190897,190898,190899,190900,190901,190902 |  |  | 0ztdC3L1HAzhbhMHypqc7_ | 1 | 1E20 |  |  | 896 | [8 empty] | 0.000000 | [7 empty] | 8.954361 | [8 empty] | 22.055674 | [31 empty] | 209218 | [12 empty] | First Floor | [42 empty] | 12.604473 | [50 empty] | INTERNAL | Occupancy Zone 1E | TRASH | nan(snan) | 207146,207147,207148,207149,207150,207151,207152,207153,207154 | First Floor | ELEMENT | 1E20 | 13-75 41 14: Soiled Storage Room Space | Soiled Storage Room Space | 8.954361 | New Construction | 2.800000 | 2.800000 | RoomTag | Circulation Zone 1E | Fire Alarm Zone 1E | Lighting Zone 1E | Historic Preservation Zone 1E | Ventilation Zone 1E | 13-75 41 14
897 | First Floor | [10 empty] | 123317 | 118321 | [5 empty] | 190931,190932,190933,190934,190935,190936,190937 |  |  | 0ztdC3L1HAzhbhMHypqc7X | 1 | 1E25 |  |  | 897 | [8 empty] | 0.000000 | [7 empty] | 11.373376 | [8 empty] | 29.570465 | [31 empty] | 209218 | [12 empty] | First Floor | [42 empty] | 13.998800 | [50 empty] | INTERNAL | Occupancy Zone 1E | ADP EQUIP SPACE | nan(snan) | 207201,207202,207203,207204,207205,207206,207207,207208,207209 | First Floor | ELEMENT | 1E25 | 13-75 11 11: Storage Room | Storage Room | 11.373376 | New Construction | 2.800000 | 2.800000 | RoomTag | Circulation Zone 1E | Fire Alarm Zone 1E | Lighting Zone 1E | Historic Preservation Zone 1E | Ventilation Zone 1E | 13-75 11 11
898 | First Floor | [10 empty] | 123321 | 118325 | [5 empty] | 190959,190960,190961,190962,190963,190964,190965 |  |  | 0ztdC3L1HAzhbhMHypqc6L | 1 | 1E29 |  |  | 898 | [8 empty] | 0.000000 | [7 empty] | 11.030122 | [8 empty] | 27.858746 | [31 empty] | 209218 | [12 empty] | First Floor | [42 empty] | 13.468981 | [50 empty] | INTERNAL | Occupancy Zone 1E | HK. SUPV. OFFICE | nan(snan) | 207233,207234,207235,207236,207237,207238,207239,207240,207241 | First Floor | ELEMENT | 1E29 | 13-15 11 34 11: Office | Office | 11.030122 | New Construction | 2.800000 | 2.800000 | RoomTag | Circulation Zone 1E | Fire Alarm Zone 1E | Lighting Zone 1E | Historic Preservation Zone 1E | Ventilation Zone 1E | 13-15 11 34 11
899 | First Floor | [10 empty] | 123341 | 118352 | [5 empty] | 191148,191149,191150,191151,191152,191153,191154 |  |  | 0ztdC3L1HAzhbhMHypqcTB | 1 | 1B17 |  |  | 899 | [8 empty] | 0.000000 | [7 empty] | 24.043685 | [8 empty] | 64.502703 | [31 empty] | 209218 | [12 empty] | First Floor | [42 empty] | 20.058051 | [50 empty] | INTERNAL | Occupancy Zone 1B | TECH. WORK ROOM | nan(snan) | 204805,204806,207550,207551,207552,207553,207554,207555,207556 | First Floor | ELEMENT | 1B17 | 13-15 11 34 11: Office | Office | 24.043685 | New Construction | 2.800000 | 2.800000 | RoomTag | Circulation Zone 1B | Fire Alarm Zone 1B | Lighting Zone 1B | Historic Preservation Zone 1B | Ventilation Zone 1B | 13-15 11 34 11
1128 | First Floor | [10 empty] | 123243 | 118213 | [5 empty] | 190175,190176,190177,190178,190179,190180,190181 |  |  | 0ztdC3L1HAzhbhMHypqcZz | 1 | 1A01 |  |  | 1128 | [8 empty] | 0.000000 | [7 empty] | 19.767059 | [8 empty] | 53.247398 | [31 empty] | 209218 | [12 empty] | First Floor | [42 empty] | 19.072000 | [50 empty] | INTERNAL | Occupancy Zone 1A | PATIENT ADMIN. RECEPT. | nan(snan) | 204737,206109,206110,206111,206112,206113,206114,206115 | First Floor | ELEMENT | 1A01 | 13-11 11 31: Reception Space | Reception Space | 19.767059 | New Construction | 2.800000 | 2.800000 | RoomTag | Circulation Zone 1A | Fire Alarm Zone 1A | Lighting Zone 1A | Historic Preservation Zone 1A | Ventilation Zone 1A | 13-11 11 31
1129 | First Floor | [10 empty] | 123245 | 118215 | [5 empty] | 190189,190190,190191,190192,190193,190194,190195 |  |  | 0ztdC3L1HAzhbhMHypqcZZ | 1 | 1A03 |  |  | 1129 | [8 empty] | 0.000000 | [7 empty] | 8.873660 | [8 empty] | 22.843848 | [31 empty] | 209218 | [12 empty] | First Floor | [42 empty] | 11.957000 | [50 empty] | INTERNAL | Occupancy Zone 1A | TRICARE OFFICE | nan(snan) | 206130,206131,206132,206133,206134,206135,206136,206137 | First Floor | ELEMENT | 1A03 | 13-15 11 34 11: Office | Office | 8.873660 | New Construction | 2.800000 | 2.800000 | RoomTag | Circulation Zone 1A | Fire Alarm Zone 1A | Lighting Zone 1A | Historic Preservation Zone 1A | Ventilation Zone 1A | 13-15 11 34 11
1130 | First Floor | [10 empty] | 123247 | 118217 | [5 empty] | 190203,190204,190205,190206,190207,190208,190209 |  |  | 0ztdC3L1HAzhbhMHypqcZj | 1 | 1A05 |  |  | 1130 | [8 empty] | 0.000000 | [7 empty] | 8.999109 | [8 empty] | 23.233493 | [31 empty] | 209218 | [12 empty] | First Floor | [42 empty] | 12.192000 | [50 empty] | INTERNAL | Occupancy Zone 1A | TRICARE OFFICE | nan(snan) | 206144,206145,206146,206147,206148,206149,206150,206151 | First Floor | ELEMENT | 1A05 | 13-15 11 34 11: Office | Office | 8.999109 | New Construction | 2.800000 | 2.800000 | RoomTag | Circulation Zone 1A | Fire Alarm Zone 1A | Lighting Zone 1A | Historic Preservation Zone 1A | Ventilation Zone 1A | 13-15 11 34 11
1131 | First Floor | [10 empty] | 123248 | 118218 | [5 empty] | 190210,190211,190212,190213,190214,190215,190216 |  |  | 0ztdC3L1HAzhbhMHypqcZe | 1 | 1A06 |  |  | 1131 | [8 empty] | 0.000000 | [7 empty] | 10.492060 | [8 empty] | 26.117567 | [31 empty] | 209218 | [12 empty] | First Floor | [42 empty] | 13.026500 | [50 empty] | INTERNAL | Occupancy Zone 1A | TRICARE OFFICE | nan(snan) | 206152,206153,206154,206155,206156,206157,206158,206159 | First Floor | ELEMENT | 1A06 | 13-15 11 34 11: Office | Office | 10.492060 | New Construction | 2.800000 | 2.800000 | RoomTag | Circulation Zone 1A | Fire Alarm Zone 1A | Lighting Zone 1A | Historic Preservation Zone 1A | Ventilation Zone 1A | 13-15 11 34 11
1132 | First Floor | [10 empty] | 123260 | 118235 | [5 empty] | 190329,190330,190331,190332,190333,190334,190335 |  |  | 0ztdC3L1HAzhbhMHypqcqj | 1 | 1C01 |  |  | 1132 | [8 empty] | 0.000000 | [7 empty] | 11.859715 | [8 empty] | 32.582480 | [31 empty] | 209218 | [12 empty] | First Floor | [42 empty] | 13.510221 | [50 empty] | INTERNAL | Occupancy Zone 1C | WAITING | nan(snan) | 204767,204768,204769,204770,204771,206413,206414,206415 | First Floor | ELEMENT | 1C01 | 13-51 31 11: Waiting Room | Waiting Room | 11.859715 | New Construction | 2.800000 | 2.800000 | RoomTag | Circulation Zone 1C | Fire Alarm Zone 1C | Lighting Zone 1C | Historic Preservation Zone 1C | Ventilation Zone 1C | 13-51 31 11
1133 | First Floor | [10 empty] | 123263 | 118238 | [5 empty] | 190350,190351,190352,190353,190354,190355,190356 |  |  | 0ztdC3L1HAzhbhMHypqcBR | 1 | 1C04 |  |  | 1133 | [8 empty] | 0.000000 | [7 empty] | 10.118871 | [8 empty] | 25.733921 | [31 empty] | 209218 | [12 empty] | First Floor | [42 empty] | 12.622981 | [50 empty] | INTERNAL | Occupancy Zone 1C | FITTING / DISP. | nan(snan) | 206430,206431,206432,206433,206434,206435,206436,206437 | First Floor | ELEMENT | 1C04 | 13-41 41 99: Other Healing Spaces | Other Healing Spaces | 10.118871 | New Construction | 2.800000 | 2.800000 | RoomTag | Circulation Zone 1C | Fire Alarm Zone 1C | Lighting Zone 1C | Historic Preservation Zone 1C | Ventilation Zone 1C | 13-41 41 99
1134 | First Floor | [10 empty] | 123273 | 118259 | [5 empty] | 190497,190498,190499,190500,190501,190502,190503 |  |  | 0ztdC3L1HAzhbhMHypqcAC | 1 | 1D15 |  |  | 1134 | [8 empty] | 0.000000 | [7 empty] | 5.067690 | [8 empty] | 12.816374 | [31 empty] | 209218 | [12 empty] | First Floor | [42 empty] | 9.072904 | [50 empty] | INTERNAL | Occupancy Zone 1D | WTS & MEAS. ROOM | nan(snan) | 204774,206603,206604,206605,206606,206607,206608,206609 | First Floor | ELEMENT | 1D15 | 13-41 41 14: Physical Examination Room | Physical Examination Room | 5.067690 | New Construction | 2.800000 | 2.800000 | RoomTag | Circulation Zone 1D | Fire Alarm Zone 1D | Lighting Zone 1D | Historic Preservation Zone 1D | Ventilation Zone 1D | 13-41 41 14
1135 | First Floor | [10 empty] | 123277 | 118264 | [5 empty] | 190532,190533,190534,190535,190536,190537,190538 |  |  | 0ztdC3L1HAzhbhMHypqcAi | 1 | 1D20 |  |  | 1135 | [8 empty] | 0.000000 | [7 empty] | 11.790944 | [8 empty] | 30.672432 | [31 empty] | 209218 | [12 empty] | First Floor | [42 empty] | 13.740000 | [50 empty] | INTERNAL | Occupancy Zone 1D | APPMTS | nan(snan) | 206658,206659,206660,206661,206662,206663,206664,206665 | First Floor | ELEMENT | 1D20 | 13-15 11 34 11: Office | Office | 11.790944 | New Construction | 2.800000 | 2.800000 | RoomTag | Circulation Zone 1D | Fire Alarm Zone 1D | Lighting Zone 1D | Historic Preservation Zone 1D | Ventilation Zone 1D | 13-15 11 34 11
1136 | First Floor | [10 empty] | 123283 | 118273 | [5 empty] | 190595,190596,190597,190598,190599,190600,190601 |  |  | 0ztdC3L1HAzhbhMHypqc93 | 1 | 1D30 |  |  | 1136 | [8 empty] | 0.000000 | [7 empty] | 9.265340 | [8 empty] | 23.786146 | [31 empty] | 209218 | [12 empty] | First Floor | [42 empty] | 12.672000 | [50 empty] | INTERNAL | Occupancy Zone 1D | WTS & MEAS. ROOM | nan(snan) | 206745,206746,206747,206748,206749,206750,206751,206752 | First Floor | ELEMENT | 1D30 | 13-41 41 14: Physical Examination Room | Physical Examination Room | 9.265340 | New Construction | 2.800000 | 2.800000 | RoomTag | Circulation Zone 1D | Fire Alarm Zone 1D | Lighting Zone 1D | Historic Preservation Zone 1D | Ventilation Zone 1D | 13-41 41 14
1137 | First Floor | [10 empty] | 123291 | 118289 | [5 empty] | 190707,190708,190709,190710,190711,190712,190713 |  |  | 0ztdC3L1HAzhbhMHypqc0L | 1 | 1C13 |  |  | 1137 | [8 empty] | 0.000000 | [7 empty] | 11.897302 | [8 empty] | 30.981776 | [31 empty] | 209218 | [12 empty] | First Floor | [42 empty] | 14.159000 | [50 empty] | INTERNAL | Occupancy Zone 1C | COMM. ROOM | nan(snan) | 206892,206893,206894,206895,206896,206897,206898,206899 | First Floor | ELEMENT | 1C13 | 13-15 11 34 11: Office | Office | 11.897302 | New Construction | 2.800000 | 2.800000 | RoomTag | Circulation Zone 1C | Fire Alarm Zone 1C | Lighting Zone 1C | Historic Preservation Zone 1C | Ventilation Zone 1C | 13-15 11 34 11
1138 | First Floor | [10 empty] | 123325 | 118330 | [5 empty] | 190994,190995,190996,190997,190998,190999,191000 |  |  | 0ztdC3L1HAzhbhMHypqcPH | 1 | 1EC3 |  |  | 1138 | [8 empty] | 0.000000 | [7 empty] | 8.751848 | [8 empty] | 22.551480 | [31 empty] | 209218 | [12 empty] | First Floor | [42 empty] | 12.630442 | [50 empty] | INTERNAL | Occupancy Zone 1E | CORRIDOR | nan(snan) | 204795,207303,207304,207305,207306,207307,207308,207309 | First Floor | ELEMENT | 1EC3 | 13-85 11 11: Corridor | Corridor | 8.751848 | New Construction | 2.800000 | 2.800000 | RoomTag | Circulation Zone 1E | Fire Alarm Zone 1E | Lighting Zone 1E | Historic Preservation Zone 1E | Ventilation Zone 1E | 13-85 11 11
1139 | First Floor | [10 empty] | 123335 | 118344 | [5 empty] | 191092,191093,191094,191095,191096,191097,191098 |  |  | 0ztdC3L1HAzhbhMHypqcVs | 1 | 1B09 |  |  | 1139 | [8 empty] | 0.000000 | [7 empty] | 4.646070 | [8 empty] | 11.550747 | [31 empty] | 209218 | [12 empty] | First Floor | [42 empty] | 8.648050 | [50 empty] | INTERNAL | Occupancy Zone 1B | DRESS | nan(snan) | 207486,207487,207488,207489,207490,207491,207492,207493 | First Floor | ELEMENT | 1B09 | 13-41 11 41 11: Dressing Room | Dressing Room | 4.646070 | New Construction | 2.800000 | 2.800000 | RoomTag | Circulation Zone 1B | Fire Alarm Zone 1B | Lighting Zone 1B | Historic Preservation Zone 1B | Ventilation Zone 1B | 13-41 11 41 11
1140 | First Floor | [10 empty] | 123345 | 118356 | [5 empty] | 191176,191177,191178,191179,191180,191181,191182 |  |  | 0ztdC3L1HAzhbhMHypqcTW | 1 | 1BS2 |  |  | 1140 | [8 empty] | 0.000000 | [7 empty] | 16.031861 | [8 empty] | 41.524059 | [31 empty] | 209218 | [12 empty] | First Floor | [42 empty] | 18.161000 | [50 empty] | INTERNAL | Occupancy Zone 1E | STAIR | nan(snan) | 207582,207583,207584,207585,207586,207587,207588,207589 | First Floor | ELEMENT | 1BS2 | 13-85 21 11: Stairway | Stairway | 16.031861 | New Construction | 2.800000 | 2.800000 | RoomTag | Circulation Zone 1E | Fire Alarm Zone 1E | Lighting Zone 1E | Historic Preservation Zone 1E | Ventilation Zone 1E | 13-85 21 11
1554 | First Floor | [10 empty] | 123287 | 118284 | [5 empty] | 190672,190673,190674,190675,190676,190677,190678 |  |  | 0ztdC3L1HAzhbhMHypqc8e | 1 | 1DC5 |  |  | 1554 | [8 empty] | 0.000000 | [7 empty] | 6.612187 | [8 empty] | 17.005061 | [31 empty] | 209218 | [12 empty] | First Floor | [42 empty] | 10.278642 | [50 empty] | INTERNAL | Occupancy Zone 1D | CORRIDOR | nan(snan) | 204776,206834,206835,206836,206837,206838,206839 | First Floor | ELEMENT | 1DC5 | 13-85 11 11: Corridor | Corridor | 6.612187 | New Construction | 2.800000 | 2.800000 | RoomTag | Circulation Zone 1D | Fire Alarm Zone 1D | Lighting Zone 1D | Historic Preservation Zone 1D | Ventilation Zone 1D | 13-85 11 11
1555 | First Floor | [10 empty] | 123295 | 118293 | [5 empty] | 190735,190736,190737,190738,190739,190740,190741 |  |  | 0ztdC3L1HAzhbhMHypqc0P | 1 | 1C17 |  |  | 1555 | [8 empty] | 0.000000 | [7 empty] | 9.942238 | [8 empty] | 25.196780 | [31 empty] | 209218 | [12 empty] | First Floor | [42 empty] | 12.691000 | [50 empty] | INTERNAL | Occupancy Zone 1C | CHIEF AERO MED. | nan(snan) | 206920,206921,206922,206923,206924,206925,206926 | First Floor | ELEMENT | 1C17 | 13-15 11 34 11: Office | Office | 9.942238 | New Construction | 2.800000 | 2.800000 | RoomTag | Circulation Zone 1C | Fire Alarm Zone 1C | Lighting Zone 1C | Historic Preservation Zone 1C | Ventilation Zone 1C | 13-15 11 34 11
1556 | First Floor | [10 empty] | 123297 | 118295 | [5 empty] | 190749,190750,190751,190752,190753,190754,190755 |  |  | 0ztdC3L1HAzhbhMHypqc03 | 1 | 1C19 |  |  | 1556 | [8 empty] | 0.000000 | [7 empty] | 11.626775 | [8 empty] | 29.121798 | [31 empty] | 209218 | [12 empty] | First Floor | [42 empty] | 13.798000 | [50 empty] | INTERNAL | Occupancy Zone 1C | AUDIO | nan(snan) | 206957,206958,206959,206960,206961,206962,206963 | First Floor | ELEMENT | 1C19 | 13-81 21 11: Equipment Room | Equipment Room | 11.626775 | New Construction | 2.800000 | 2.800000 | RoomTag | Circulation Zone 1C | Fire Alarm Zone 1C | Lighting Zone 1C | Historic Preservation Zone 1C | Ventilation Zone 1C | 13-81 21 11
1557 | First Floor | [10 empty] | 123298 | 118296 | [5 empty] | 190756,190757,190758,190759,190760,190761,190762 |  |  | 0ztdC3L1HAzhbhMHypqc0D | 1 | 1C11 |  |  | 1557 | [8 empty] | 0.000000 | [7 empty] | 0.777824 | [8 empty] | 1.511327 | [31 empty] | 209218 | [12 empty] | First Floor | [42 empty] | 4.440000 | [50 empty] | INTERNAL | Occupancy Zone 1C | ELEC. CL. | nan(snan) | 206964,206965,206966,206967,206968,206969,206970 | First Floor | ELEMENT | 1C11 | 13-81 21 21: Electrical Room | Electrical Room | 0.777824 | New Construction | 2.800000 | 2.800000 | RoomTag | Circulation Zone 1C | Fire Alarm Zone 1C | Lighting Zone 1C | Historic Preservation Zone 1C | Ventilation Zone 1C | 13-81 21 21
1558 | First Floor | [10 empty] | 123300 | 118298 | [5 empty] | 190770,190771,190772,190773,190774,190775,190776 |  |  | 0ztdC3L1HAzhbhMHypqc0$ | 1 | 1E01 |  |  | 1558 | [8 empty] | 0.000000 | [7 empty] | 9.725240 | [8 empty] | 25.105114 | [31 empty] | 209218 | [12 empty] | First Floor | [42 empty] | 12.492000 | [50 empty] | INTERNAL | Occupancy Zone 1E | HK EQUIP. STORAGE | nan(snan) | 206985,206986,206987,206988,206989,206990,206991 | First Floor | ELEMENT | 1E01 | 13-75 11 11: Storage Room | Storage Room | 9.725240 | New Construction | 2.800000 | 2.800000 | RoomTag | Circulation Zone 1E | Fire Alarm Zone 1E | Lighting Zone 1E | Historic Preservation Zone 1E | Ventilation Zone 1E | 13-75 11 11
1559 | First Floor | [10 empty] | 123302 | 118300 | [5 empty] | 190784,190785,190786,190787,190788,190789,190790 |  |  | 0ztdC3L1HAzhbhMHypqc0Y | 1 | 1E03 |  |  | 1559 | [8 empty] | 0.000000 | [7 empty] | 3.969955 | [8 empty] | 9.710938 | [31 empty] | 209218 | [12 empty] | First Floor | [42 empty] | 8.652000 | [50 empty] | INTERNAL | Occupancy Zone 1E | JAN. CL. | nan(snan) | 206997,206998,206999,207000,207001,207002,207003 | First Floor | ELEMENT | 1E03 | 13-75 11 11: Storage Room | Storage Room | 3.969955 | New Construction | 2.800000 | 2.800000 | RoomTag | Circulation Zone 1E | Fire Alarm Zone 1E | Lighting Zone 1E | Historic Preservation Zone 1E | Ventilation Zone 1E | 13-75 11 11
1560 | First Floor | [10 empty] | 123303 | 118302 | [5 empty] | 190798,190799,190800,190801,190802,190803,190804 |  |  | 0ztdC3L1HAzhbhMHypqc0i | 1 | 1E05 |  |  | 1560 | [8 empty] | 0.000000 | [7 empty] | 9.938760 | [8 empty] | 25.679360 | [31 empty] | 209218 | [12 empty] | First Floor | [42 empty] | 12.628000 | [50 empty] | INTERNAL | Occupancy Zone 1E | CHIEF LOG OFFICE | nan(snan) | 207009,207010,207011,207012,207013,207014,207015 | First Floor | ELEMENT | 1E05 | 13-15 11 34 11: Office | Office | 9.938760 | New Construction | 2.800000 | 2.800000 | RoomTag | Circulation Zone 1E | Fire Alarm Zone 1E | Lighting Zone 1E | Historic Preservation Zone 1E | Ventilation Zone 1E | 13-15 11 34 11
1561 | First Floor | [10 empty] | 123305 | 118304 | [5 empty] | 190812,190813,190814,190815,190816,190817,190818 |  |  | 0ztdC3L1HAzhbhMHypqc7M | 1 | 1E07 |  |  | 1561 | [8 empty] | 0.000000 | [7 empty] | 11.630880 | [8 empty] | 30.239530 | [31 empty] | 209218 | [12 empty] | First Floor | [42 empty] | 13.652000 | [50 empty] | INTERNAL | Occupancy Zone 1E | CONF. LIBRARY | nan(snan) | 207032,207033,207034,207035,207036,207037,207038 | First Floor | ELEMENT | 1E07 | 13-11 21 17: Conference Room | Conference Room | 11.630880 | New Construction | 2.800000 | 2.800000 | RoomTag | Circulation Zone 1E | Fire Alarm Zone 1E | Lighting Zone 1E | Historic Preservation Zone 1E | Ventilation Zone 1E | 13-11 21 17
1562 | First Floor | [10 empty] | 123307 | 118310 | [5 empty] | 190854,190855,190856,190857,190858,190859,190860 |  |  | 0ztdC3L1HAzhbhMHypqc74 | 1 | 1E14 |  |  | 1562 | [8 empty] | 0.000000 | [7 empty] | 22.355256 | [8 empty] | 59.195427 | [31 empty] | 209218 | [12 empty] | First Floor | [42 empty] | 19.889000 | [50 empty] | INTERNAL | Occupancy Zone 1E | DISASTER STOR. | nan(snan) | 207076,207077,207078,207079,207080,207081,207082 | First Floor | ELEMENT | 1E14 | 13-75 11 11: Storage Room | Storage Room | 22.355256 | New Construction | 2.800000 | 2.800000 | RoomTag | Circulation Zone 1E | Fire Alarm Zone 1E | Lighting Zone 1E | Historic Preservation Zone 1E | Ventilation Zone 1E | 13-75 11 11
1563 | First Floor | [10 empty] | 123309 | 118313 | [5 empty] | 190875,190876,190877,190878,190879,190880,190881 |  |  | 0ztdC3L1HAzhbhMHypqc79 | 1 | 1E17 |  |  | 1563 | [8 empty] | 0.000000 | [7 empty] | 9.787134 | [8 empty] | 24.238404 | [31 empty] | 209218 | [12 empty] | First Floor | [42 empty] | 12.724000 | [50 empty] | INTERNAL | Occupancy Zone 1E | HAZ. STOR. | nan(snan) | 207117,207118,207119,207120,207121,207122,207123 | First Floor | ELEMENT | 1E17 | 13-75 41 24: Hazardous Material Storage Space | Hazardous Material Storage Space | 9.787134 | New Construction | 2.800000 | 2.800000 | RoomTag | Circulation Zone 1E | Fire Alarm Zone 1E | Lighting Zone 1E | Historic Preservation Zone 1E | Ventilation Zone 1E | 13-75 41 24
1564 | First Floor | [10 empty] | 123320 | 118324 | [5 empty] | 190952,190953,190954,190955,190956,190957,190958 |  |  | 0ztdC3L1HAzhbhMHypqc6M | 1 | 1E28 |  |  | 1564 | [8 empty] | 0.000000 | [7 empty] | 9.738287 | [8 empty] | 24.158092 | [31 empty] | 209218 | [12 empty] | First Floor | [42 empty] | 12.614000 | [50 empty] | INTERNAL | Occupancy Zone 1E | FAC. MGR. OFFICE | nan(snan) | 207226,207227,207228,207229,207230,207231,207232 | First Floor | ELEMENT | 1E28 | 13-15 11 34 11: Office | Office | 9.738287 | New Construction | 2.800000 | 2.800000 | RoomTag | Circulation Zone 1E | Fire Alarm Zone 1E | Lighting Zone 1E | Historic Preservation Zone 1E | Ventilation Zone 1E | 13-15 11 34 11
1565 | First Floor | [10 empty] | 123333 | 118342 | [5 empty] | 191078,191079,191080,191081,191082,191083,191084 |  |  | 0ztdC3L1HAzhbhMHypqcVC | 1 | 1B07 |  |  | 1565 | [8 empty] | 0.000000 | [7 empty] | 4.421376 | [8 empty] | 10.911891 | [31 empty] | 209218 | [12 empty] | First Floor | [42 empty] | 8.704000 | [50 empty] | INTERNAL | Occupancy Zone 1B | DRESS | nan(snan) | 207474,207475,207476,207477,207478,207479,207480 | First Floor | ELEMENT | 1B07 | 13-41 11 41 11: Dressing Room | Dressing Room | 4.421376 | New Construction | 2.800000 | 2.800000 | RoomTag | Circulation Zone 1B | Fire Alarm Zone 1B | Lighting Zone 1B | Historic Preservation Zone 1B | Ventilation Zone 1B | 13-41 11 41 11
1566 | First Floor | [10 empty] | 123338 | 118349 | [5 empty] | 191127,191128,191129,191130,191131,191132,191133 |  |  | 0ztdC3L1HAzhbhMHypqcT2 | 1 | 1B14 |  |  | 1566 | [8 empty] | 0.000000 | [7 empty] | 4.035810 | [8 empty] | 9.597347 | [31 empty] | 209218 | [12 empty] | First Floor | [42 empty] | 8.609000 | [50 empty] | INTERNAL | Occupancy Zone 1B | SOIL. UTL. | nan(snan) | 207531,207532,207533,207534,207535,207536,207537 | First Floor | ELEMENT | 1B14 | 13-75 41 14: Soiled Storage Room Space | Soiled Storage Room Space | 4.035810 | New Construction | 2.800000 | 2.800000 | RoomTag | Circulation Zone 1B | Fire Alarm Zone 1B | Lighting Zone 1B | Historic Preservation Zone 1B | Ventilation Zone 1B | 13-75 41 14
1567 | First Floor | [10 empty] | 123343 | 118354 | [5 empty] | 191162,191163,191164,191165,191166,191167,191168 |  |  | 0ztdC3L1HAzhbhMHypqcT_ | 1 | 1B21 |  |  | 1567 | [8 empty] | 0.000000 | [7 empty] | 9.802320 | [8 empty] | 25.230666 | [31 empty] | 209218 | [12 empty] | First Floor | [42 empty] | 13.012000 | [50 empty] | INTERNAL | Occupancy Zone 1B | COMM. ROOM | nan(snan) | 207568,207569,207570,207571,207572,207573,207574 | First Floor | ELEMENT | 1B21 | 13-15 11 34 11: Office | Office | 9.802320 | New Construction | 2.800000 | 2.800000 | RoomTag | Circulation Zone 1B | Fire Alarm Zone 1B | Lighting Zone 1B | Historic Preservation Zone 1B | Ventilation Zone 1B | 13-15 11 34 11
1568 | First Floor | [10 empty] | 123344 | 118355 | [5 empty] | 191169,191170,191171,191172,191173,191174,191175 |  |  | 0ztdC3L1HAzhbhMHypqcTv | 1 | 1B23 |  |  | 1568 | [8 empty] | 0.000000 | [7 empty] | 9.882973 | [8 empty] | 25.444678 | [31 empty] | 209218 | [12 empty] | First Floor | [42 empty] | 13.080061 | [50 empty] | INTERNAL | Occupancy Zone 1B | ELEC. ROOM | nan(snan) | 207575,207576,207577,207578,207579,207580,207581 | First Floor | ELEMENT | 1B23 | 13-81 21 21: Electrical Room | Electrical Room | 9.882973 | New Construction | 2.800000 | 2.800000 | RoomTag | Circulation Zone 1B | Fire Alarm Zone 1B | Lighting Zone 1B | Historic Preservation Zone 1B | Ventilation Zone 1B | 13-81 21 21
1569 | First Floor | [10 empty] | 123346 | 118358 | [5 empty] | 191190,191191,191192,191193,191194,191195,191196 |  |  | 0ztdC3L1HAzhbhMHypqdeT | 1 | 1AS1 |  |  | 1569 | [8 empty] | 0.000000 | [7 empty] | 14.057722 | [8 empty] | 38.014312 | [31 empty] | 209218 | [12 empty] | First Floor | [42 empty] | 15.646000 | [50 empty] | INTERNAL | Occupancy Zone 1A | STAIR | nan(snan) | 204812,204813,207618,207619,207620,207621,207622 | First Floor | ELEMENT | 1AS1 | 13-85 21 11: Stairway | Stairway | 14.057722 | New Construction | 2.800000 | 2.800000 | RoomTag | Circulation Zone 1A | Fire Alarm Zone 1A | Lighting Zone 1A | Historic Preservation Zone 1A | Ventilation Zone 1A | 13-85 21 11
1580 | First Floor | [10 empty] | 123428 | 118470 | [5 empty] | 191974,191975,191976,191977,191978,191979,191980 |  |  | 1NvbzFDrT8ePCfWUZHOCVS | 1 | 1F01 |  |  | 1580 | [8 empty] | -1.000000 | [7 empty] | 80.065217 | [8 empty] | 439.566798 | [31 empty] | 209218 | [12 empty] | First Floor | [42 empty] | 35.819476 | [50 empty] | INTERNAL | Occupancy Zone 1F | MECH. YARD | nan(snan) | 204893,204894,208771,208772,208773,208774,208775 | Second Floor | ELEMENT | 1F01 | 13-81 21 11: Equipment Room | Equipment Room | 80.065217 | New Construction | 0.000000 | 5.570000 | RoomTag | Circulation Zone 1F | Fire Alarm Zone 1F | Lighting Zone 1F | Historic Preservation Zone 1F | Ventilation Zone 1F | 13-81 21 11
1898 | First Floor | [10 empty] | 123246 | 118216 | [5 empty] | 190196,190197,190198,190199,190200,190201,190202 |  |  | 0ztdC3L1HAzhbhMHypqcZk | 1 | 1A04 |  |  | 1898 | [8 empty] | 0.000000 | [7 empty] | 9.544520 | [8 empty] | 24.052683 | [31 empty] | 209218 | [12 empty] | First Floor | [42 empty] | 12.369000 | [50 empty] | INTERNAL | Occupancy Zone 1A | TRICARE OFFICE | nan(snan) | 206138,206139,206140,206141,206142,206143 | First Floor | ELEMENT | 1A04 | 13-15 11 34 11: Office | Office | 9.544520 | New Construction | 2.800000 | 2.800000 | RoomTag | Circulation Zone 1A | Fire Alarm Zone 1A | Lighting Zone 1A | Historic Preservation Zone 1A | Ventilation Zone 1A | 13-15 11 34 11
1899 | First Floor | [10 empty] | 123250 | 118220 | [5 empty] | 190224,190225,190226,190227,190228,190229,190230 |  |  | 0ztdC3L1HAzhbhMHypqcYI | 1 | 1A08 |  |  | 1899 | [8 empty] | 0.000000 | [7 empty] | 10.449922 | [8 empty] | 26.629971 | [31 empty] | 209218 | [12 empty] | First Floor | [42 empty] | 12.989000 | [50 empty] | INTERNAL | Occupancy Zone 1A | PHARM. OFFICE | nan(snan) | 206171,206172,206173,206174,206175,206176 | First Floor | ELEMENT | 1A08 | 13-15 11 34 11: Office | Office | 10.449922 | New Construction | 2.800000 | 2.800000 | RoomTag | Circulation Zone 1A | Fire Alarm Zone 1A | Lighting Zone 1A | Historic Preservation Zone 1A | Ventilation Zone 1A | 13-15 11 34 11
1900 | First Floor | [10 empty] | 123265 | 118240 | [5 empty] | 190364,190365,190366,190367,190368,190369,190370 |  |  | 0ztdC3L1HAzhbhMHypqcB5 | 1 | 1C06 |  |  | 1900 | [8 empty] | 0.000000 | [7 empty] | 5.400435 | [8 empty] | 13.030927 | [31 empty] | 209218 | [12 empty] | First Floor | [42 empty] | 9.375800 | [50 empty] | INTERNAL | Occupancy Zone 1C | SOIL. UTL. / TRASH | nan(snan) | 206447,206448,206449,206450,206451,206452 | First Floor | ELEMENT | 1C06 | 13-75 41 14: Soiled Storage Room Space | Soiled Storage Room Space | 5.400435 | New Construction | 2.800000 | 2.800000 | RoomTag | Circulation Zone 1C | Fire Alarm Zone 1C | Lighting Zone 1C | Historic Preservation Zone 1C | Ventilation Zone 1C | 13-75 41 14
1901 | First Floor | [10 empty] | 123275 | 118261 | [5 empty] | 190511,190512,190513,190514,190515,190516,190517 |  |  | 0ztdC3L1HAzhbhMHypqcAd | 1 | 1D17 |  |  | 1901 | [8 empty] | 0.000000 | [7 empty] | 2.056705 | [8 empty] | 4.679524 | [31 empty] | 209218 | [12 empty] | First Floor | [42 empty] | 5.805800 | [50 empty] | INTERNAL | Occupancy Zone 1D | JAN. CL. | nan(snan) | 206633,206634,206635,206636,206637,206638 | First Floor | ELEMENT | 1D17 | 13-75 11 11: Storage Room | Storage Room | 2.056705 | New Construction | 2.800000 | 2.800000 | RoomTag | Circulation Zone 1D | Fire Alarm Zone 1D | Lighting Zone 1D | Historic Preservation Zone 1D | Ventilation Zone 1D | 13-75 11 11
1902 | First Floor | [10 empty] | 123280 | 118268 | [5 empty] | 190560,190561,190562,190563,190564,190565,190566 |  |  | 0ztdC3L1HAzhbhMHypqc9G | 1 | 1D24 |  |  | 1902 | [8 empty] | 0.000000 | [7 empty] | 11.777679 | [8 empty] | 30.672432 | [31 empty] | 209218 | [12 empty] | First Floor | [42 empty] | 13.705000 | [50 empty] | INTERNAL | Occupancy Zone 1D | RECORDS | nan(snan) | 206700,206701,206702,206703,206704,206705 | First Floor | ELEMENT | 1D24 | 13-75 11 11: Storage Room | Storage Room | 11.777679 | New Construction | 2.800000 | 2.800000 | RoomTag | Circulation Zone 1D | Fire Alarm Zone 1D | Lighting Zone 1D | Historic Preservation Zone 1D | Ventilation Zone 1D | 13-75 11 11
1903 | First Floor | [10 empty] | 123292 | 118290 | [5 empty] | 190714,190715,190716,190717,190718,190719,190720 |  |  | 0ztdC3L1HAzhbhMHypqc0G | 1 | 1C14 |  |  | 1903 | [8 empty] | 0.000000 | [7 empty] | 8.184165 | [8 empty] | 20.471063 | [31 empty] | 209218 | [12 empty] | First Floor | [42 empty] | 11.509000 | [50 empty] | INTERNAL | Occupancy Zone 1C | HIST. / INTV. | nan(snan) | 206900,206901,206902,206903,206904,206905 | First Floor | ELEMENT | 1C14 | 13-41 41 99: Other Healing Spaces | Other Healing Spaces | 8.184165 | New Construction | 2.800000 | 2.800000 | RoomTag | Circulation Zone 1C | Fire Alarm Zone 1C | Lighting Zone 1C | Historic Preservation Zone 1C | Ventilation Zone 1C | 13-41 41 99
1904 | First Floor | [10 empty] | 123319 | 118323 | [5 empty] | 190945,190946,190947,190948,190949,190950,190951 |  |  | 0ztdC3L1HAzhbhMHypqc7h | 1 | 1E27 |  |  | 1904 | [8 empty] | 0.000000 | [7 empty] | 9.512580 | [8 empty] | 23.944782 | [31 empty] | 209218 | [12 empty] | First Floor | [42 empty] | 12.337000 | [50 empty] | INTERNAL | Occupancy Zone 1E | BENCHSTOCK STORAGE | nan(snan) | 207220,207221,207222,207223,207224,207225 | First Floor | ELEMENT | 1E27 | 13-75 11 11: Storage Room | Storage Room | 9.512580 | New Construction | 2.800000 | 2.800000 | RoomTag | Circulation Zone 1E | Fire Alarm Zone 1E | Lighting Zone 1E | Historic Preservation Zone 1E | Ventilation Zone 1E | 13-75 11 11
1905 | First Floor | [10 empty] | 123324 | 118329 | [5 empty] | 190987,190988,190989,190990,190991,190992,190993 |  |  | 0ztdC3L1HAzhbhMHypqcPI | 1 | 1EC2 |  |  | 1905 | [8 empty] | 0.000000 | [7 empty] | 7.913710 | [8 empty] | 20.363364 | [31 empty] | 209218 | [12 empty] | First Floor | [42 empty] | 11.716442 | [50 empty] | INTERNAL | Occupancy Zone 1E | CORRIDOR | nan(snan) | 204794,207298,207299,207300,207301,207302 | First Floor | ELEMENT | 1EC2 | 13-85 11 11: Corridor | Corridor | 7.913710 | New Construction | 2.800000 | 2.800000 | RoomTag | Circulation Zone 1E | Fire Alarm Zone 1E | Lighting Zone 1E | Historic Preservation Zone 1E | Ventilation Zone 1E | 13-85 11 11
1906 | First Floor | [10 empty] | 123336 | 118347 | [5 empty] | 191113,191114,191115,191116,191117,191118,191119 |  |  | 0ztdC3L1HAzhbhMHypqcV$ | 1 | 1B12 |  |  | 1906 | [8 empty] | 0.000000 | [7 empty] | 3.901356 | [8 empty] | 9.246043 | [31 empty] | 209218 | [12 empty] | First Floor | [42 empty] | 8.517050 | [50 empty] | INTERNAL | Occupancy Zone 1B | CLEAN SUP. & EQUIP. | nan(snan) | 207512,207513,207514,207515,207516,207517 | First Floor | ELEMENT | 1B12 | 13-75 11 11: Storage Room | Storage Room | 3.901356 | New Construction | 2.800000 | 2.800000 | RoomTag | Circulation Zone 1B | Fire Alarm Zone 1B | Lighting Zone 1B | Historic Preservation Zone 1B | Ventilation Zone 1B | 13-75 11 11
1907 | First Floor | [10 empty] | 123339 | 118350 | [5 empty] | 191134,191135,191136,191137,191138,191139,191140 |  |  | 0ztdC3L1HAzhbhMHypqcT1 | 1 | 1B15 |  |  | 1907 | [8 empty] | 0.000000 | [7 empty] | 5.837055 | [8 empty] | 14.709136 | [31 empty] | 209218 | [12 empty] | First Floor | [42 empty] | 9.663999 | [50 empty] | INTERNAL | Occupancy Zone 1B | FILM VIEW | nan(snan) | 207538,207539,207540,207541,207542,207543 | First Floor | ELEMENT | 1B15 | 13-41 41 31: Scanning/Imaging Room | Scanning/Imaging Room | 5.837055 | New Construction | 2.800000 | 2.800000 | RoomTag | Circulation Zone 1B | Fire Alarm Zone 1B | Lighting Zone 1B | Historic Preservation Zone 1B | Ventilation Zone 1B | 13-41 41 31
1908 | First Floor | [10 empty] | 123340 | 118351 | [5 empty] | 191141,191142,191143,191144,191145,191146,191147 |  |  | 0ztdC3L1HAzhbhMHypqcTC | 1 | 1B16 |  |  | 1908 | [8 empty] | 0.000000 | [7 empty] | 4.035810 | [8 empty] | 9.597346 | [31 empty] | 209218 | [12 empty] | First Floor | [42 empty] | 8.609000 | [50 empty] | INTERNAL | Occupancy Zone 1B | JAN. CL. | nan(snan) | 207544,207545,207546,207547,207548,207549 | First Floor | ELEMENT | 1B16 | 13-75 11 11: Storage Room | Storage Room | 4.035810 | New Construction | 2.800000 | 2.800000 | RoomTag | Circulation Zone 1B | Fire Alarm Zone 1B | Lighting Zone 1B | Historic Preservation Zone 1B | Ventilation Zone 1B | 13-75 11 11
2066 | First Floor | [10 empty] | 123251 | 118223 | [5 empty] | 190245,190246,190247,190248,190249,190250,190251 |  |  | 0ztdC3L1HAzhbhMHypqcYR | 1 | 1A11 |  |  | 2066 | [8 empty] | 0.000000 | [7 empty] | 2.036610 | [8 empty] | 4.700142 | [31 empty] | 209218 | [12 empty] | First Floor | [42 empty] | 6.022000 | [50 empty] | INTERNAL | Occupancy Zone 1A | JAN. | nan(snan) | 206198,206199,206200,206201,206202 | First Floor | ELEMENT | 1A11 | 13-75 11 11: Storage Room | Storage Room | 2.036610 | New Construction | 2.800000 | 2.800000 | RoomTag | Circulation Zone 1A | Fire Alarm Zone 1A | Lighting Zone 1A | Historic Preservation Zone 1A | Ventilation Zone 1A | 13-75 11 11
2067 | First Floor | [10 empty] | 123252 | 118226 | [5 empty] | 190266,190267,190268,190269,190270,190271,190272 |  |  | 0ztdC3L1HAzhbhMHypqcY0 | 1 | 1A14 |  |  | 2067 | [8 empty] | 0.000000 | [7 empty] | 7.229882 | [8 empty] | 18.894848 | [31 empty] | 209218 | [12 empty] | First Floor | [42 empty] | 10.147442 | [50 empty] | INTERNAL | Occupancy Zone 1A | SUPER / NCOIC | nan(snan) | 204739,206219,206220,206221,206222 | First Floor | ELEMENT | 1A14 | 13-15 11 34 11: Office | Office | 7.229882 | New Construction | 2.800000 | 2.800000 | RoomTag | Circulation Zone 1A | Fire Alarm Zone 1A | Lighting Zone 1A | Historic Preservation Zone 1A | Ventilation Zone 1A | 13-15 11 34 11
2068 | First Floor | [10 empty] | 123262 | 118237 | [5 empty] | 190343,190344,190345,190346,190347,190348,190349 |  |  | 0ztdC3L1HAzhbhMHypqcBJ | 1 | 1C03 |  |  | 2068 | [8 empty] | 0.000000 | [7 empty] | 4.110600 | [8 empty] | 9.931085 | [31 empty] | 209218 | [12 empty] | First Floor | [42 empty] | 8.924000 | [50 empty] | INTERNAL | Occupancy Zone 1C | JAN. CL. | nan(snan) | 206425,206426,206427,206428,206429 | First Floor | ELEMENT | 1C03 | 13-75 11 11: Storage Room | Storage Room | 4.110600 | New Construction | 2.800000 | 2.800000 | RoomTag | Circulation Zone 1C | Fire Alarm Zone 1C | Lighting Zone 1C | Historic Preservation Zone 1C | Ventilation Zone 1C | 13-75 11 11
2069 | First Floor | [10 empty] | 123293 | 118291 | [5 empty] | 190721,190722,190723,190724,190725,190726,190727 |  |  | 0ztdC3L1HAzhbhMHypqc0V | 1 | 1C15 |  |  | 2069 | [8 empty] | 0.000000 | [7 empty] | 15.393150 | [8 empty] | 40.818389 | [31 empty] | 209218 | [12 empty] | First Floor | [42 empty] | 15.770000 | [50 empty] | INTERNAL | Occupancy Zone 1C | PES ADMIN. OFFICE | nan(snan) | 206906,206907,206908,206909,206910 | First Floor | ELEMENT | 1C15 | 13-15 11 34 11: Office | Office | 15.393150 | New Construction | 2.800000 | 2.800000 | RoomTag | Circulation Zone 1C | Fire Alarm Zone 1C | Lighting Zone 1C | Historic Preservation Zone 1C | Ventilation Zone 1C | 13-15 11 34 11
2070 | First Floor | [10 empty] | 123301 | 118299 | [5 empty] | 190777,190778,190779,190780,190781,190782,190783 |  |  | 0ztdC3L1HAzhbhMHypqc0d | 1 | 1E02 |  |  | 2070 | [8 empty] | 0.000000 | [7 empty] | 5.675520 | [8 empty] | 14.241562 | [31 empty] | 209218 | [12 empty] | First Floor | [42 empty] | 9.752000 | [50 empty] | INTERNAL | Occupancy Zone 1E | ELEV. EQUIP. | nan(snan) | 206992,206993,206994,206995,206996 | First Floor | ELEMENT | 1E02 | 13-81 21 11: Equipment Room | Equipment Room | 5.675520 | New Construction | 2.800000 | 2.800000 | RoomTag | Circulation Zone 1E | Fire Alarm Zone 1E | Lighting Zone 1E | Historic Preservation Zone 1E | Ventilation Zone 1E | 13-81 21 11
2071 | First Floor | [10 empty] | 123313 | 118317 | [5 empty] | 190903,190904,190905,190906,190907,190908,190909 |  |  | 0ztdC3L1HAzhbhMHypqc7z | 1 | 1E21 |  |  | 2071 | [8 empty] | 0.000000 | [7 empty] | 5.664511 | [8 empty] | 13.516539 | [31 empty] | 209218 | [12 empty] | First Floor | [42 empty] | 9.752181 | [50 empty] | INTERNAL | Occupancy Zone 1E | FLAMABLE STORAGE | nan(snan) | 207155,207156,207157,207158,207159 | First Floor | ELEMENT | 1E21 | 13-75 41 24: Hazardous Material Storage Space | Hazardous Material Storage Space | 5.664511 | New Construction | 2.800000 | 2.800000 | RoomTag | Circulation Zone 1E | Fire Alarm Zone 1E | Lighting Zone 1E | Historic Preservation Zone 1E | Ventilation Zone 1E | 13-75 41 24
2072 | First Floor | [10 empty] | 123314 | 118318 | [5 empty] | 190910,190911,190912,190913,190914,190915,190916 |  |  | 0ztdC3L1HAzhbhMHypqc7u | 1 | 1E22 |  |  | 2072 | [8 empty] | 0.000000 | [7 empty] | 6.272838 | [8 empty] | 15.797394 | [31 empty] | 209218 | [12 empty] | First Floor | [42 empty] | 10.424001 | [50 empty] | INTERNAL | Occupancy Zone 1E | SEC. STORAGE | nan(snan) | 207160,207161,207162,207163,207164 | First Floor | ELEMENT | 1E22 | 13-75 11 11: Storage Room | Storage Room | 6.272838 | New Construction | 2.800000 | 2.800000 | RoomTag | Circulation Zone 1E | Fire Alarm Zone 1E | Lighting Zone 1E | Historic Preservation Zone 1E | Ventilation Zone 1E | 13-75 11 11
2073 | First Floor | [10 empty] | 123332 | 118341 | [5 empty] | 191071,191072,191073,191074,191075,191076,191077 |  |  | 0ztdC3L1HAzhbhMHypqcV1 | 1 | 1B06 |  |  | 2073 | [8 empty] | 0.000000 | [7 empty] | 10.475480 | [8 empty] | 26.183121 | [31 empty] | 209218 | [12 empty] | First Floor | [42 empty] | 13.160950 | [50 empty] | INTERNAL | Occupancy Zone 1B | LAB OFFICE | nan(snan) | 207469,207470,207471,207472,207473 | First Floor | ELEMENT | 1B06 | 13-15 11 34 11: Office | Office | 10.475480 | New Construction | 2.800000 | 2.800000 | RoomTag | Circulation Zone 1B | Fire Alarm Zone 1B | Lighting Zone 1B | Historic Preservation Zone 1B | Ventilation Zone 1B | 13-15 11 34 11
2074 | First Floor | [10 empty] | 123334 | 118343 | [5 empty] | 191085,191086,191087,191088,191089,191090,191091 |  |  | 0ztdC3L1HAzhbhMHypqcVB | 1 | 1B08 |  |  | 2074 | [8 empty] | 0.000000 | [7 empty] | 9.767112 | [8 empty] | 25.022234 | [31 empty] | 209218 | [12 empty] | First Floor | [42 empty] | 12.796000 | [50 empty] | INTERNAL | Occupancy Zone 1B | CENT. STO. | nan(snan) | 207481,207482,207483,207484,207485 | First Floor | ELEMENT | 1B08 | 13-75 11 11: Storage Room | Storage Room | 9.767112 | New Construction | 2.800000 | 2.800000 | RoomTag | Circulation Zone 1B | Fire Alarm Zone 1B | Lighting Zone 1B | Historic Preservation Zone 1B | Ventilation Zone 1B | 13-75 11 11
2075 | First Floor | [10 empty] | 123347 | 118359 | [5 empty] | 191197,191198,191199,191200,191201,191202,191203 |  |  | 0ztdC3L1HAzhbhMHypqdl$ | 1 | 1E15-A |  |  | 2075 | [8 empty] | 0.000000 | [7 empty] | 2.289446 | [8 empty] | 4.641213 | [31 empty] | 209218 | [12 empty] | First Floor | [42 empty] | 7.300600 | [50 empty] | INTERNAL | Occupancy Zone 1E | GAS STORAGE | nan(snan) | 207623,207624,207625,207626,207627 | First Floor | ELEMENT | 1E15-A | 13-75 41 24: Hazardous Material Storage Space | Hazardous Material Storage Space | 2.289446 | New Construction | 2.800000 | 2.800000 | RoomTag | Circulation Zone 1E | Fire Alarm Zone 1E | Lighting Zone 1E | Historic Preservation Zone 1E | Ventilation Zone 1E | 13-75 41 24
2992 | First Floor | [10 empty] | 123271 | 118247 | [5 empty] | 190413,190414,190415,190416,190417,190418,190419 |  |  | 0ztdC3L1HAzhbhMHypqcBW | 1 | 1D03 |  |  | 2992 | [8 empty] | 0.000000 | [7 empty] | 2.350080 | [8 empty] | 5.847632 | [31 empty] | 209218 | [12 empty] | First Floor | [42 empty] | 6.093221 | [50 empty] | INTERNAL | Occupancy Zone 1D | CLEAN U. | nan(snan) | 204773,206517,206518,206519 | First Floor | ELEMENT | 1D03 | 13-15 21 11 21: Clean Room | Clean Room | 2.350080 | New Construction | 2.800000 | 2.800000 | RoomTag | Circulation Zone 1D | Fire Alarm Zone 1D | Lighting Zone 1D | Historic Preservation Zone 1D | Ventilation Zone 1D | 13-15 21 11 21
2993 | First Floor | [10 empty] | 123285 | 118280 | [5 empty] | 190644,190645,190646,190647,190648,190649,190650 |  |  | 0ztdC3L1HAzhbhMHypqc9v | 1 | 1D37 |  |  | 2993 | [8 empty] | 0.000000 | [7 empty] | 2.350079 | [8 empty] | 5.847631 | [31 empty] | 209218 | [12 empty] | First Floor | [42 empty] | 6.093220 | [50 empty] | INTERNAL | Occupancy Zone 1D | CLEAN U. | nan(snan) | 204775,206801,206802,206803 | First Floor | ELEMENT | 1D37 | 13-15 21 11 21: Clean Room | Clean Room | 2.350079 | New Construction | 2.800000 | 2.800000 | RoomTag | Circulation Zone 1D | Fire Alarm Zone 1D | Lighting Zone 1D | Historic Preservation Zone 1D | Ventilation Zone 1D | 13-15 21 11 21
98 | Second Floor | [10 empty] | 123429 | 118471 | [5 empty] | 191981,191982,191983,191984,191985,191986,191987 |  |  | 0_IXpwL5b29BZ7C0XgKBsS | 1 | 2R02 |  |  | 98 | [8 empty] | 0.000000 | [7 empty] | 589.755583 | [8 empty] | 2314.965999 | [31 empty] | 209216 | [12 empty] | Second Floor | [42 empty] | 194.084000 | [50 empty] | INTERNAL | Occupancy Zone 2R | ROOF | nan(snan) | 204895,204896,204897,204898,208776,208777,208778,208779,208780,208781,208782,208783,208784,208785,208786,208787,208788,208789,208790,208791,208792,208793,208794,208795,208796,208797,208798,208799,208800,208801,208802,208803,208804,208805,208806,208807,208808,208809,208810,208811,208812,208813,208814,208815,208816,208817,208818,208819,208820,208821,208822,208823,208824,208825,208826,208827,208828,208829 | Second Floor | ELEMENT | 2R02 | 13-81 11 99: Other General Facility Service Spaces | Other General Facility Service Spaces | 589.755583 | New Construction | 4.000000 | 4.000000 | RoomTag | Circulation Zone 2R | Fire Alarm Zone 2R | Lighting Zone 2R | Historic Preservation Zone 2R | Ventilation Zone 2R | 13-81 11 99
147 | Second Floor | [10 empty] | 123350 | 118363 | [5 empty] | 191225,191226,191227,191228,191229,191230,191231 |  |  | 0uLn6BSvvEB8kgChiujNr0 | 1 | 2AC3 |  |  | 147 | [8 empty] | 0.000000 | [7 empty] | 27.092972 | [8 empty] | 71.979396 | [31 empty] | 209216 | [12 empty] | Second Floor | [42 empty] | 33.537221 | [50 empty] | INTERNAL | Occupancy Zone 2A | CORRIDOR | nan(snan) | 204823,204824,204825,204826,204827,204828,204829,204830,204831,204832,204833,204834,204835,204836,207663,207664,207665,207666,207667,207668,207669,207670,207671,207672,207673,207674,207675,207676,207677,207678,207679,207680,207681,207682,207683,207684,207685,207686,207687,207688,207689 | Second Floor | ELEMENT | 2AC3 | 13-85 11 11: Corridor | Corridor | 27.092972 | New Construction | 2.800000 | 2.800000 | RoomTag | Circulation Zone 2A | Fire Alarm Zone 2A | Lighting Zone 2A | Historic Preservation Zone 2A | Ventilation Zone 2A | 13-85 11 11
193 | Second Floor | [10 empty] | 123395 | 118433 | [5 empty] | 191715,191716,191717,191718,191719,191720,191721 |  |  | 0ClPCUC7jCQRnj1dhupMRn | 1 | 2BC3 |  |  | 193 | [8 empty] | 0.000000 | [7 empty] | 26.799968 | [8 empty] | 69.784529 | [31 empty] | 209216 | [12 empty] | Second Floor | [42 empty] | 32.883877 | [50 empty] | INTERNAL | Occupancy Zone 2B | CORRIDOR | nan(snan) | 204875,204876,204877,208416,208417,208418,208419,208420,208421,208422,208423,208424,208425,208426,208427,208428,208429,208430,208431,208432,208433,208434,208435,208436,208437,208438,208439,208440 | Second Floor | ELEMENT | 2BC3 | 13-85 11 11: Corridor | Corridor | 26.799968 | New Construction | 2.800000 | 2.800000 | RoomTag | Circulation Zone 2B | Fire Alarm Zone 2B | Lighting Zone 2B | Historic Preservation Zone 2B | Ventilation Zone 2B | 13-85 11 11
194 | Second Floor | [10 empty] | 123397 | 118435 | [5 empty] | 191729,191730,191731,191732,191733,191734,191735 |  |  | 0ClPCUC7jCQRnj1dhupMRt | 1 | 2BC5 |  |  | 194 | [8 empty] | 0.000000 | [7 empty] | 22.737616 | [8 empty] | 58.636687 | [31 empty] | 209216 | [12 empty] | Second Floor | [42 empty] | 29.214800 | [50 empty] | INTERNAL | Occupancy Zone 2B | CORRIDOR | nan(snan) | 208455,208456,208457,208458,208459,208460,208461,208462,208463,208464,208465,208466,208467,208468,208469,208470,208471,208472,208473,208474,208475,208476,208477,208478,208479,208480,208481,208482 | Second Floor | ELEMENT | 2BC5 | 13-85 11 11: Corridor | Corridor | 22.737616 | New Construction | 2.800000 | 2.800000 | RoomTag | Circulation Zone 2B | Fire Alarm Zone 2B | Lighting Zone 2B | Historic Preservation Zone 2B | Ventilation Zone 2B | 13-85 11 11
230 | Second Floor | [10 empty] | 123348 | 118361 | [5 empty] | 191211,191212,191213,191214,191215,191216,191217 |  |  | 1KgZQG_2r6VuMR28$3QMLM | 1 | 2AC1 |  |  | 230 | [8 empty] | 0.000000 | [7 empty] | 39.558294 | [8 empty] | 181.861787 | [31 empty] | 209216 | [12 empty] | Second Floor | [42 empty] | 31.382960 | [50 empty] | INTERNAL | Occupancy Zone 2A | CORRIDOR | nan(snan) | 204815,204816,204817,204818,204819,204820,204821,204822,207633,207634,207635,207636,207637,207638,207639,207640,207641,207642,207643,207644,207645,207646,207647,207648 | Roof - Main | ELEMENT | 2AC1 | 13-85 11 11: Corridor | Corridor | 39.558294 | New Construction | 0.000000 | 4.680000 | RoomTag | Circulation Zone 2A | Fire Alarm Zone 2A | Lighting Zone 2A | Historic Preservation Zone 2A | Ventilation Zone 2A | 13-85 11 11
246 | Second Floor | [10 empty] | 123394 | 118432 | [5 empty] | 191708,191709,191710,191711,191712,191713,191714 |  |  | 0ClPCUC7jCQRnj1dhupMRy | 1 | 2BC2 |  |  | 246 | [8 empty] | 0.000000 | [7 empty] | 29.512014 | [8 empty] | 77.255685 | [31 empty] | 209216 | [12 empty] | Second Floor | [42 empty] | 32.109858 | [50 empty] | INTERNAL | Occupancy Zone 2B | CORRIDOR | nan(snan) | 204872,204873,204874,208396,208397,208398,208399,208400,208401,208402,208403,208404,208405,208406,208407,208408,208409,208410,208411,208412,208413,208414,208415 | Second Floor | ELEMENT | 2BC2 | 13-85 11 11: Corridor | Corridor | 29.512014 | New Construction | 2.800000 | 2.800000 | RoomTag | Circulation Zone 2B | Fire Alarm Zone 2B | Lighting Zone 2B | Historic Preservation Zone 2B | Ventilation Zone 2B | 13-85 11 11
261 | Second Floor | [10 empty] | 123359 | 118377 | [5 empty] | 191323,191324,191325,191326,191327,191328,191329 |  |  | 0uLn6BSvvEB8kgChiujNHe | 1 | 2A11 |  |  | 261 | [8 empty] | 0.000000 | [7 empty] | 33.483401 | [8 empty] | 88.921459 | [31 empty] | 209216 | [12 empty] | Second Floor | [42 empty] | 29.051274 | [50 empty] | INTERNAL | Occupancy Zone 2A | DENTAL WAITING | nan(snan) | 207790,207791,207792,207793,207794,207795,207796,207797,207798,207799,207800,207801,207802,207803,207804,207805,207806,207807,207808,207809,207810,207811 | Second Floor | ELEMENT | 2A11 | 13-51 31 11: Waiting Room | Waiting Room | 33.483401 | New Construction | 2.800000 | 2.800000 | RoomTag | Circulation Zone 2A | Fire Alarm Zone 2A | Lighting Zone 2A | Historic Preservation Zone 2A | Ventilation Zone 2A | 13-51 31 11
267 | Second Floor | [10 empty] | 123371 | 118405 | [5 empty] | 191519,191520,191521,191522,191523,191524,191525 |  |  | 0ClPCUC7jCQRnj1dhupHdk | 1 | 2CC3 |  |  | 267 | [8 empty] | 0.000000 | [7 empty] | 17.250604 | [8 empty] | 45.035928 | [31 empty] | 209216 | [12 empty] | Second Floor | [42 empty] | 22.313221 | [50 empty] | INTERNAL | Occupancy Zone 2C | CORRIDOR | nan(snan) | 204855,204856,204857,204858,208073,208074,208075,208076,208077,208078,208079,208080,208081,208082,208083,208084,208085,208086,208087,208088,208089 | Second Floor | ELEMENT | 2CC3 | 13-85 11 11: Corridor | Corridor | 17.250604 | New Construction | 2.800000 | 2.800000 | RoomTag | Circulation Zone 2C | Fire Alarm Zone 2C | Lighting Zone 2C | Historic Preservation Zone 2C | Ventilation Zone 2C | 13-85 11 11
282 | Second Floor | [10 empty] | 123392 | 118430 | [5 empty] | 191694,191695,191696,191697,191698,191699,191700 |  |  | 0ClPCUC7jCQRnj1dhupMO2 | 1 | 2DC2 |  |  | 282 | [8 empty] | 0.000000 | [7 empty] | 30.113186 | [8 empty] | 79.452478 | [31 empty] | 209216 | [12 empty] | Second Floor | [42 empty] | 36.397848 | [50 empty] | INTERNAL | Occupancy Zone 2D | CORRIDOR | nan(snan) | 204869,204870,208370,208371,208372,208373,208374,208375,208376,208377,208378,208379,208380,208381,208382,208383,208384,208385,208386,208387 | Second Floor | ELEMENT | 2DC2 | 13-85 11 11: Corridor | Corridor | 30.113186 | New Construction | 2.800000 | 2.800000 | RoomTag | Circulation Zone 2D | Fire Alarm Zone 2D | Lighting Zone 2D | Historic Preservation Zone 2D | Ventilation Zone 2D | 13-85 11 11
295 | Second Floor | [10 empty] | 123373 | 118407 | [5 empty] | 191533,191534,191535,191536,191537,191538,191539 |  |  | 0ClPCUC7jCQRnj1dhupHcN | 1 | 2CC2 |  |  | 295 | [8 empty] | 0.000000 | [7 empty] | 13.373528 | [8 empty] | 34.776084 | [31 empty] | 209216 | [12 empty] | Second Floor | [42 empty] | 18.188405 | [50 empty] | INTERNAL | Occupancy Zone 2C | CORRIDOR | nan(snan) | 204861,204862,208104,208105,208106,208107,208108,208109,208110,208111,208112,208113,208114,208115,208116,208117,208118,208119,208120 | Second Floor | ELEMENT | 2CC2 | 13-85 11 11: Corridor | Corridor | 13.373528 | New Construction | 2.800000 | 2.800000 | RoomTag | Circulation Zone 2C | Fire Alarm Zone 2C | Lighting Zone 2C | Historic Preservation Zone 2C | Ventilation Zone 2C | 13-85 11 11
314 | Second Floor | [10 empty] | 123351 | 118364 | [5 empty] | 191232,191233,191234,191235,191236,191237,191238 |  |  | 0uLn6BSvvEB8kgChiujNGP | 1 | 2AC4 |  |  | 314 | [8 empty] | 0.000000 | [7 empty] | 14.323540 | [8 empty] | 37.550627 | [31 empty] | 209216 | [12 empty] | Second Floor | [42 empty] | 19.474000 | [50 empty] | INTERNAL | Occupancy Zone 2A | CORRIDOR | nan(snan) | 204837,204838,204839,204840,204841,204842,207690,207691,207692,207693,207694,207695,207696,207697,207698,207699,207700,207701 | Second Floor | ELEMENT | 2AC4 | 13-85 11 11: Corridor | Corridor | 14.323540 | New Construction | 2.800000 | 2.800000 | RoomTag | Circulation Zone 2A | Fire Alarm Zone 2A | Lighting Zone 2A | Historic Preservation Zone 2A | Ventilation Zone 2A | 13-85 11 11
315 | Second Floor | [10 empty] | 123401 | 118439 | [5 empty] | 191757,191758,191759,191760,191761,191762,191763 |  |  | 0ClPCUC7jCQRnj1dhupMRO | 1 | 2B3 |  |  | 315 | [8 empty] | 0.000000 | [7 empty] | 24.548186 | [8 empty] | 63.233698 | [31 empty] | 209216 | [12 empty] | Second Floor | [42 empty] | 28.947885 | [50 empty] | INTERNAL | Occupancy Zone 2B | CONF. / GROUP THERAPY | nan(snan) | 208506,208507,208508,208509,208510,208511,208512,208513,208514,208515,208516,208517,208518,208519,208520,208521,208522,208523 | Second Floor | ELEMENT | 2B3 | 13-11 21 17: Conference Room | Conference Room | 24.548186 | New Construction | 2.800000 | 2.800000 | RoomTag | Circulation Zone 2B | Fire Alarm Zone 2B | Lighting Zone 2B | Historic Preservation Zone 2B | Ventilation Zone 2B | 13-11 21 17
344 | Second Floor | [10 empty] | 123370 | 118404 | [5 empty] | 191512,191513,191514,191515,191516,191517,191518 |  |  | 0ClPCUC7jCQRnj1dhupHdj | 1 | 2CC1 |  |  | 344 | [8 empty] | 0.000000 | [7 empty] | 18.812971 | [8 empty] | 48.770931 | [31 empty] | 209216 | [12 empty] | Second Floor | [42 empty] | 23.582593 | [50 empty] | INTERNAL | Occupancy Zone 2C | CORRIDOR | nan(snan) | 204854,208057,208058,208059,208060,208061,208062,208063,208064,208065,208066,208067,208068,208069,208070,208071,208072 | Second Floor | ELEMENT | 2CC1 | 13-85 11 11: Corridor | Corridor | 18.812971 | New Construction | 2.800000 | 2.800000 | RoomTag | Circulation Zone 2C | Fire Alarm Zone 2C | Lighting Zone 2C | Historic Preservation Zone 2C | Ventilation Zone 2C | 13-85 11 11
345 | Second Floor | [10 empty] | 123422 | 118464 | [5 empty] | 191932,191933,191934,191935,191936,191937,191938 |  |  | 0ClPCUC7jCQRnj1dhupMQD | 1 | 2AC1-A |  |  | 345 | [8 empty] | 0.000000 | [7 empty] | 67.412332 | [8 empty] | 183.362511 | [31 empty] | 209216 | [12 empty] | Second Floor | [42 empty] | 37.770491 | [50 empty] | INTERNAL | Occupancy Zone 2A | OPEN TO BELOW | nan(snan) | 204885,204886,204887,208694,208695,208696,208697,208698,208699,208700,208701,208702,208703,208704,208705,208706,208707 | Second Floor | ELEMENT | 2AC1-A | 13-85 31 99: Other Transitional Circulation Spaces | Other Transitional Circulation Spaces | 67.412332 | New Construction | 2.800000 | 2.800000 | RoomTag | Circulation Zone 2A | Fire Alarm Zone 2A | Lighting Zone 2A | Historic Preservation Zone 2A | Ventilation Zone 2A | 13-85 31 99
367 | Second Floor | [10 empty] | 123372 | 118406 | [5 empty] | 191526,191527,191528,191529,191530,191531,191532 |  |  | 0ClPCUC7jCQRnj1dhupHdZ | 1 | 2CC4 |  |  | 367 | [8 empty] | 0.000000 | [7 empty] | 10.846048 | [8 empty] | 28.137480 | [31 empty] | 209216 | [12 empty] | Second Floor | [42 empty] | 14.567981 | [50 empty] | INTERNAL | Occupancy Zone 2C | CORRIDOR | nan(snan) | 204859,204860,208090,208091,208092,208093,208094,208095,208096,208097,208098,208099,208100,208101,208102,208103 | Second Floor | ELEMENT | 2CC4 | 13-85 11 11: Corridor | Corridor | 10.846048 | New Construction | 2.800000 | 2.800000 | RoomTag | Circulation Zone 2C | Fire Alarm Zone 2C | Lighting Zone 2C | Historic Preservation Zone 2C | Ventilation Zone 2C | 13-85 11 11
368 | Second Floor | [10 empty] | 123423 | 118465 | [5 empty] | 191939,191940,191941,191942,191943,191944,191945 |  |  | 0ClPCUC7jCQRnj1dhupMQE | 1 | 2AC1-B |  |  | 368 | [8 empty] | 0.000000 | [7 empty] | 75.806985 | [8 empty] | 348.031612 | [31 empty] | 209216 | [12 empty] | Second Floor | [42 empty] | 35.407005 | [50 empty] | INTERNAL | Occupancy Zone 2A | OPEN TO BELOW | nan(snan) | 204888,204889,204890,208708,208709,208710,208711,208712,208713,208714,208715,208716,208717,208718,208719,208720 | Roof - Main | ELEMENT | 2AC1-B | 13-85 31 99: Other Transitional Circulation Spaces | Other Transitional Circulation Spaces | 75.806985 | New Construction | 0.000000 | 4.680000 | RoomTag | Circulation Zone 2A | Fire Alarm Zone 2A | Lighting Zone 2A | Historic Preservation Zone 2A | Ventilation Zone 2A | 13-85 31 99
410 | Second Floor | [10 empty] | 123363 | 118384 | [5 empty] | 191372,191373,191374,191375,191376,191377,191378 |  |  | 0ClPCUC7jCQRnj1dhupHso | 1 | 2C03 |  |  | 410 | [8 empty] | 0.000000 | [7 empty] | 33.492579 | [8 empty] | 89.423291 | [31 empty] | 209216 | [12 empty] | Second Floor | [42 empty] | 28.436236 | [50 empty] | INTERNAL | Occupancy Zone 2C | CONSULT. | nan(snan) | 207865,207866,207867,207868,207869,207870,207871,207872,207873,207874,207875,207876,207877,207878,207879 | Second Floor | ELEMENT | 2C03 | 13-41 41 99: Other Healing Spaces | Other Healing Spaces | 33.492579 | New Construction | 2.800000 | 2.800000 | RoomTag | Circulation Zone 2C | Fire Alarm Zone 2C | Lighting Zone 2C | Historic Preservation Zone 2C | Ventilation Zone 2C | 13-41 41 99
411 | Second Floor | [10 empty] | 123377 | 118411 | [5 empty] | 191561,191562,191563,191564,191565,191566,191567 |  |  | 0ClPCUC7jCQRnj1dhupHXn | 1 | 2D04 |  |  | 411 | [8 empty] | 0.000000 | [7 empty] | 20.700733 | [8 empty] | 54.435279 | [31 empty] | 209216 | [12 empty] | Second Floor | [42 empty] | 19.951481 | [50 empty] | INTERNAL | Occupancy Zone 2D | SYS. ANALYST | nan(snan) | 208140,208141,208142,208143,208144,208145,208146,208147,208148,208149,208150,208151,208152,208153,208154 | Second Floor | ELEMENT | 2D04 | 13-15 11 34 11: Office | Office | 20.700733 | New Construction | 2.800000 | 2.800000 | RoomTag | Circulation Zone 2D | Fire Alarm Zone 2D | Lighting Zone 2D | Historic Preservation Zone 2D | Ventilation Zone 2D | 13-15 11 34 11
412 | Second Floor | [10 empty] | 123396 | 118434 | [5 empty] | 191722,191723,191724,191725,191726,191727,191728 |  |  | 0ClPCUC7jCQRnj1dhupMRo | 1 | 2BC4 |  |  | 412 | [8 empty] | 0.000000 | [7 empty] | 12.482471 | [8 empty] | 32.331449 | [31 empty] | 209216 | [12 empty] | Second Floor | [42 empty] | 16.680642 | [50 empty] | INTERNAL | Occupancy Zone 2B | CORRIDOR | nan(snan) | 204878,208441,208442,208443,208444,208445,208446,208447,208448,208449,208450,208451,208452,208453,208454 | Second Floor | ELEMENT | 2BC4 | 13-85 11 11: Corridor | Corridor | 12.482471 | New Construction | 2.800000 | 2.800000 | RoomTag | Circulation Zone 2B | Fire Alarm Zone 2B | Lighting Zone 2B | Historic Preservation Zone 2B | Ventilation Zone 2B | 13-85 11 11
461 | Second Floor | [10 empty] | 123349 | 118362 | [5 empty] | 191218,191219,191220,191221,191222,191223,191224 |  |  | 0uLn6BSvvEB8kgChiujNr3 | 1 | 2AC2 |  |  | 461 | [8 empty] | 0.000000 | [7 empty] | 15.017415 | [8 empty] | 38.992394 | [31 empty] | 209216 | [12 empty] | Second Floor | [42 empty] | 21.167000 | [50 empty] | INTERNAL | Occupancy Zone 2A | CORRIDOR | nan(snan) | 207649,207650,207651,207652,207653,207654,207655,207656,207657,207658,207659,207660,207661,207662 | Second Floor | ELEMENT | 2AC2 | 13-85 11 11: Corridor | Corridor | 15.017415 | New Construction | 2.800000 | 2.800000 | RoomTag | Circulation Zone 2A | Fire Alarm Zone 2A | Lighting Zone 2A | Historic Preservation Zone 2A | Ventilation Zone 2A | 13-85 11 11
462 | Second Floor | [10 empty] | 123354 | 118367 | [5 empty] | 191253,191254,191255,191256,191257,191258,191259 |  |  | 0uLn6BSvvEB8kgChiujNGA | 1 | 2A01 |  |  | 462 | [8 empty] | 0.000000 | [7 empty] | 26.330987 | [8 empty] | 69.791696 | [31 empty] | 209216 | [12 empty] | Second Floor | [42 empty] | 21.716377 | [50 empty] | INTERNAL | Occupancy Zone 2A | LIBRARY / CONF. ROOM | nan(snan) | 207710,207711,207712,207713,207714,207715,207716,207717,207718,207719,207720,207721,207722,207723 | Second Floor | ELEMENT | 2A01 | 13-11 21 17: Conference Room | Conference Room | 26.330987 | New Construction | 2.800000 | 2.800000 | RoomTag | Circulation Zone 2A | Fire Alarm Zone 2A | Lighting Zone 2A | Historic Preservation Zone 2A | Ventilation Zone 2A | 13-11 21 17
465 | Second Floor | [10 empty] | 123426 | 118468 | [5 empty] | 191960,191961,191962,191963,191964,191965,191966 |  |  | 1gvYwVnFXA491$ELl$CPOU | 1 | 2CC5 |  |  | 465 | [8 empty] | 0.000000 | [7 empty] | 8.128800 | [8 empty] | 29.670888 | [31 empty] | 209216 | [12 empty] | Second Floor | [42 empty] | 12.632000 | [50 empty] | INTERNAL | Occupancy Zone 2C | CORRIDOR | nan(snan) | 204891,208749,208750,208751,208752,208753,208754,208755,208756,208757,208758,208759,208760,208761 | Second Floor | ELEMENT | 2CC5 | 13-85 11 11: Corridor | Corridor | 8.128800 | New Construction | 4.000000 | 4.000000 | RoomTag | Circulation Zone 2C | Fire Alarm Zone 2C | Lighting Zone 2C | Historic Preservation Zone 2C | Ventilation Zone 2C | 13-85 11 11
497 | Second Floor | [10 empty] | 123361 | 118381 | [5 empty] | 191351,191352,191353,191354,191355,191356,191357 |  |  | 0uLn6BSvvEB8kgChiujNI6 | 1 | 2A14 |  |  | 497 | [8 empty] | 0.000000 | [7 empty] | 32.838416 | [8 empty] | 88.195562 | [31 empty] | 209216 | [12 empty] | Second Floor | [42 empty] | 24.789274 | [50 empty] | INTERNAL | Occupancy Zone 2A | ADMIN | nan(snan) | 207840,207841,207842,207843,207844,207845,207846,207847,207848,207849,207850,207851,207852 | Second Floor | ELEMENT | 2A14 | 13-15 11 34 11: Office | Office | 32.838416 | New Construction | 2.800000 | 2.800000 | RoomTag | Circulation Zone 2A | Fire Alarm Zone 2A | Lighting Zone 2A | Historic Preservation Zone 2A | Ventilation Zone 2A | 13-15 11 34 11
557 | Second Floor | [10 empty] | 123383 | 118418 | [5 empty] | 191610,191611,191612,191613,191614,191615,191616 |  |  | 0ClPCUC7jCQRnj1dhupHXa | 1 | 2D11 |  |  | 557 | [8 empty] | 0.000000 | [7 empty] | 15.855392 | [8 empty] | 40.559153 | [31 empty] | 209216 | [12 empty] | Second Floor | [42 empty] | 16.017877 | [50 empty] | INTERNAL | Occupancy Zone 2D | CMDR OFFICE | nan(snan) | 204863,204864,208240,208241,208242,208243,208244,208245,208246,208247,208248,208249 | Second Floor | ELEMENT | 2D11 | 13-15 11 34 11: Office | Office | 15.855392 | New Construction | 2.800000 | 2.800000 | RoomTag | Circulation Zone 2D | Fire Alarm Zone 2D | Lighting Zone 2D | Historic Preservation Zone 2D | Ventilation Zone 2D | 13-15 11 34 11
558 | Second Floor | [10 empty] | 123419 | 118461 | [5 empty] | 191911,191912,191913,191914,191915,191916,191917 |  |  | 0ClPCUC7jCQRnj1dhupMQQ | 1 | 2B25 |  |  | 558 | [8 empty] | 0.000000 | [7 empty] | 7.463694 | [8 empty] | 18.831400 | [31 empty] | 209216 | [12 empty] | Second Floor | [42 empty] | 13.210000 | [50 empty] | INTERNAL | Occupancy Zone 2B | SOIL. UTL. / TRASH | nan(snan) | 208667,208668,208669,208670,208671,208672,208673,208674,208675,208676,208677,208678 | Second Floor | ELEMENT | 2B25 | 13-75 41 14: Soiled Storage Room Space | Soiled Storage Room Space | 7.463694 | New Construction | 2.800000 | 2.800000 | RoomTag | Circulation Zone 2B | Fire Alarm Zone 2B | Lighting Zone 2B | Historic Preservation Zone 2B | Ventilation Zone 2B | 13-75 41 14
641 | Second Floor | [10 empty] | 123382 | 118417 | [5 empty] | 191603,191604,191605,191606,191607,191608,191609 |  |  | 0ClPCUC7jCQRnj1dhupHXZ | 1 | 2D10 |  |  | 641 | [8 empty] | 0.000000 | [7 empty] | 16.631963 | [8 empty] | 43.858528 | [31 empty] | 209216 | [12 empty] | Second Floor | [42 empty] | 17.017000 | [50 empty] | INTERNAL | Occupancy Zone 2D | SEC. WAIT | nan(snan) | 208229,208230,208231,208232,208233,208234,208235,208236,208237,208238,208239 | Second Floor | ELEMENT | 2D10 | 13-51 31 11: Waiting Room | Waiting Room | 16.631963 | New Construction | 2.800000 | 2.800000 | RoomTag | Circulation Zone 2D | Fire Alarm Zone 2D | Lighting Zone 2D | Historic Preservation Zone 2D | Ventilation Zone 2D | 13-51 31 11
642 | Second Floor | [10 empty] | 123387 | 118423 | [5 empty] | 191645,191646,191647,191648,191649,191650,191651 |  |  | 0ClPCUC7jCQRnj1dhupHXK | 1 | 2D16 |  |  | 642 | [8 empty] | 0.000000 | [7 empty] | 9.750538 | [8 empty] | 25.108384 | [31 empty] | 209216 | [12 empty] | Second Floor | [42 empty] | 13.189877 | [50 empty] | INTERNAL | Occupancy Zone 2D | RMO DIR. | nan(snan) | 208281,208282,208283,208284,208285,208286,208287,208288,208289,208290,208291 | Second Floor | ELEMENT | 2D16 | 13-15 11 34 11: Office | Office | 9.750538 | New Construction | 2.800000 | 2.800000 | RoomTag | Circulation Zone 2D | Fire Alarm Zone 2D | Lighting Zone 2D | Historic Preservation Zone 2D | Ventilation Zone 2D | 13-15 11 34 11
643 | Second Floor | [10 empty] | 123399 | 118437 | [5 empty] | 191743,191744,191745,191746,191747,191748,191749 |  |  | 0ClPCUC7jCQRnj1dhupMRk | 1 | 2B01 |  |  | 643 | [8 empty] | 0.000000 | [7 empty] | 9.362969 | [8 empty] | 24.073808 | [31 empty] | 209216 | [12 empty] | Second Floor | [42 empty] | 12.861000 | [50 empty] | INTERNAL | Occupancy Zone 2B | OFFICE | nan(snan) | 208490,208491,208492,208493,208494,208495,208496,208497,208498,208499,208500 | Second Floor | ELEMENT | 2B01 | 13-15 11 34 11: Office | Office | 9.362969 | New Construction | 2.800000 | 2.800000 | RoomTag | Circulation Zone 2B | Fire Alarm Zone 2B | Lighting Zone 2B | Historic Preservation Zone 2B | Ventilation Zone 2B | 13-15 11 34 11
644 | Second Floor | [10 empty] | 123407 | 118447 | [5 empty] | 191813,191814,191815,191816,191817,191818,191819 |  |  | 0ClPCUC7jCQRnj1dhupMR0 | 1 | 2B11 |  |  | 644 | [8 empty] | 0.000000 | [7 empty] | 10.106945 | [8 empty] | 26.669849 | [31 empty] | 209216 | [12 empty] | Second Floor | [42 empty] | 12.908050 | [50 empty] | INTERNAL | Occupancy Zone 2B | WAITING | nan(snan) | 204881,204882,204883,204884,208567,208568,208569,208570,208571,208572,208573 | Second Floor | ELEMENT | 2B11 | 13-51 31 11: Waiting Room | Waiting Room | 10.106945 | New Construction | 2.800000 | 2.800000 | RoomTag | Circulation Zone 2B | Fire Alarm Zone 2B | Lighting Zone 2B | Historic Preservation Zone 2B | Ventilation Zone 2B | 13-51 31 11
645 | Second Floor | [10 empty] | 123413 | 118454 | [5 empty] | 191862,191863,191864,191865,191866,191867,191868 |  |  | 0ClPCUC7jCQRnj1dhupMQt | 1 | 2B18 |  |  | 645 | [8 empty] | 0.000000 | [7 empty] | 9.524294 | [8 empty] | 24.248021 | [31 empty] | 209216 | [12 empty] | Second Floor | [42 empty] | 13.856877 | [50 empty] | INTERNAL | Occupancy Zone 2B | PH TECH | nan(snan) | 208617,208618,208619,208620,208621,208622,208623,208624,208625,208626,208627 | Second Floor | ELEMENT | 2B18 | 13-15 11 34 11: Office | Office | 9.524294 | New Construction | 2.800000 | 2.800000 | RoomTag | Circulation Zone 2B | Fire Alarm Zone 2B | Lighting Zone 2B | Historic Preservation Zone 2B | Ventilation Zone 2B | 13-15 11 34 11
646 | Second Floor | [10 empty] | 123430 | 118472 | [5 empty] | 191988,191989,191990,191991,191992,191993,191994 |  |  | 0_IXpwL5b29BZ7C0XgKBsG | 1 | 2R01 |  |  | 646 | [8 empty] | 0.000000 | [7 empty] | 52.872802 | [8 empty] | 203.630996 | [31 empty] | 209216 | [12 empty] | Second Floor | [42 empty] | 29.706000 | [50 empty] | INTERNAL | Occupancy Zone 2R | ROOF | nan(snan) | 204899,204900,208830,208831,208832,208833,208834,208835,208836,208837,208838 | Second Floor | ELEMENT | 2R01 | 13-81 11 99: Other General Facility Service Spaces | Other General Facility Service Spaces | 52.872802 | New Construction | 4.000000 | 4.000000 | RoomTag | Circulation Zone 2R | Fire Alarm Zone 2R | Lighting Zone 2R | Historic Preservation Zone 2R | Ventilation Zone 2R | 13-81 11 99
768 | Second Floor | [10 empty] | 123367 | 118396 | [5 empty] | 191456,191457,191458,191459,191460,191461,191462 |  |  | 0ClPCUC7jCQRnj1dhupHsM | 1 | 2C15 |  |  | 768 | [8 empty] | 0.000000 | [7 empty] | 9.580005 | [8 empty] | 24.705117 | [31 empty] | 209216 | [12 empty] | Second Floor | [42 empty] | 12.530000 | [50 empty] | INTERNAL | Occupancy Zone 2C | COMM. ROOM | nan(snan) | 207982,207983,207984,207985,207986,207987,207988,207989,207990,207991 | Second Floor | ELEMENT | 2C15 | 13-15 11 34 11: Office | Office | 9.580005 | New Construction | 2.800000 | 2.800000 | RoomTag | Circulation Zone 2C | Fire Alarm Zone 2C | Lighting Zone 2C | Historic Preservation Zone 2C | Ventilation Zone 2C | 13-15 11 34 11
769 | Second Floor | [10 empty] | 123390 | 118427 | [5 empty] | 191673,191674,191675,191676,191677,191678,191679 |  |  | 0ClPCUC7jCQRnj1dhupHX0 | 1 | 2D20 |  |  | 769 | [8 empty] | 0.000000 | [7 empty] | 30.712011 | [8 empty] | 82.194987 | [31 empty] | 209216 | [12 empty] | Second Floor | [42 empty] | 22.302375 | [50 empty] | INTERNAL | Occupancy Zone 2D | CONF. ROOM | nan(snan) | 204866,208341,208342,208343,208344,208345,208346,208347,208348,208349 | Second Floor | ELEMENT | 2D20 | 13-11 21 17: Conference Room | Conference Room | 30.712011 | New Construction | 2.800000 | 2.800000 | RoomTag | Circulation Zone 2D | Fire Alarm Zone 2D | Lighting Zone 2D | Historic Preservation Zone 2D | Ventilation Zone 2D | 13-11 21 17
770 | Second Floor | [10 empty] | 123427 | 118469 | [5 empty] | 191967,191968,191969,191970,191971,191972,191973 |  |  | 1gvYwVnFXA491$ELl$CPR0 | 1 | 2D21 |  |  | 770 | [8 empty] | 0.000000 | [7 empty] | 27.303389 | [8 empty] | 105.770145 | [31 empty] | 209216 | [12 empty] | Second Floor | [42 empty] | 21.280503 | [50 empty] | INTERNAL | Occupancy Zone 2D | LIBRARY / CLASSROOM | nan(snan) | 204892,208762,208763,208764,208765,208766,208767,208768,208769,208770 | Second Floor | ELEMENT | 2D21 | 13-11 11 17: Classroom | Classroom | 27.303389 | New Construction | 4.000000 | 4.000000 | RoomTag | Circulation Zone 2D | Fire Alarm Zone 2D | Lighting Zone 2D | Historic Preservation Zone 2D | Ventilation Zone 2D | 13-11 11 17
900 | Second Floor | [10 empty] | 123355 | 118368 | [5 empty] | 191260,191261,191262,191263,191264,191265,191266 |  |  | 0uLn6BSvvEB8kgChiujNHp | 1 | 2A02 |  |  | 900 | [8 empty] | 0.000000 | [7 empty] | 10.870753 | [8 empty] | 28.065386 | [31 empty] | 209216 | [12 empty] | Second Floor | [42 empty] | 14.101000 | [50 empty] | INTERNAL | Occupancy Zone 2A | SUPER OFFICE | nan(snan) | 207724,207725,207726,207727,207728,207729,207730,207731,207732 | Second Floor | ELEMENT | 2A02 | 13-15 11 34 11: Office | Office | 10.870753 | New Construction | 2.800000 | 2.800000 | RoomTag | Circulation Zone 2A | Fire Alarm Zone 2A | Lighting Zone 2A | Historic Preservation Zone 2A | Ventilation Zone 2A | 13-15 11 34 11
901 | Second Floor | [10 empty] | 123376 | 118410 | [5 empty] | 191554,191555,191556,191557,191558,191559,191560 |  |  | 0ClPCUC7jCQRnj1dhupHXy | 1 | 2D03 |  |  | 901 | [8 empty] | 0.000000 | [7 empty] | 9.411599 | [8 empty] | 24.426398 | [31 empty] | 209216 | [12 empty] | Second Floor | [42 empty] | 12.517500 | [50 empty] | INTERNAL | Occupancy Zone 2D | DIR. INFO MGR | nan(snan) | 208131,208132,208133,208134,208135,208136,208137,208138,208139 | Second Floor | ELEMENT | 2D03 | 13-15 11 34 11: Office | Office | 9.411599 | New Construction | 2.800000 | 2.800000 | RoomTag | Circulation Zone 2D | Fire Alarm Zone 2D | Lighting Zone 2D | Historic Preservation Zone 2D | Ventilation Zone 2D | 13-15 11 34 11
902 | Second Floor | [10 empty] | 123391 | 118428 | [5 empty] | 191680,191681,191682,191683,191684,191685,191686 |  |  | 0ClPCUC7jCQRnj1dhupHZb | 1 | 2D04A |  |  | 902 | [8 empty] | 0.000000 | [7 empty] | 33.547774 | [8 empty] | 89.825432 | [31 empty] | 209216 | [12 empty] | Second Floor | [42 empty] | 23.607500 | [50 empty] | INTERNAL | Occupancy Zone 2D | COMPUTER ROOM | nan(snan) | 208350,208351,208352,208353,208354,208355,208356,208357,208358 | Second Floor | ELEMENT | 2D04A | 13-15 11 34 11: Office | Office | 33.547774 | New Construction | 2.800000 | 2.800000 | RoomTag | Circulation Zone 2D | Fire Alarm Zone 2D | Lighting Zone 2D | Historic Preservation Zone 2D | Ventilation Zone 2D | 13-15 11 34 11
903 | Second Floor | [10 empty] | 123393 | 118431 | [5 empty] | 191701,191702,191703,191704,191705,191706,191707 |  |  | 0ClPCUC7jCQRnj1dhupMO7 | 1 | 2BC1 |  |  | 903 | [8 empty] | 0.000000 | [7 empty] | 12.824119 | [8 empty] | 34.021596 | [31 empty] | 209216 | [12 empty] | Second Floor | [42 empty] | 15.451221 | [50 empty] | INTERNAL | Occupancy Zone 2B | CORRIDOR | nan(snan) | 204871,208388,208389,208390,208391,208392,208393,208394,208395 | Second Floor | ELEMENT | 2BC1 | 13-85 11 11: Corridor | Corridor | 12.824119 | New Construction | 2.800000 | 2.800000 | RoomTag | Circulation Zone 2B | Fire Alarm Zone 2B | Lighting Zone 2B | Historic Preservation Zone 2B | Ventilation Zone 2B | 13-85 11 11
904 | Second Floor | [10 empty] | 123398 | 118436 | [5 empty] | 191736,191737,191738,191739,191740,191741,191742 |  |  | 0ClPCUC7jCQRnj1dhupMRe | 1 | 2BC6 |  |  | 904 | [8 empty] | 0.000000 | [7 empty] | 8.575079 | [8 empty] | 22.311552 | [31 empty] | 209216 | [12 empty] | Second Floor | [42 empty] | 12.724364 | [50 empty] | INTERNAL | Occupancy Zone 2B | CORRIDOR | nan(snan) | 204879,204880,208483,208484,208485,208486,208487,208488,208489 | Second Floor | ELEMENT | 2BC6 | 13-85 11 11: Corridor | Corridor | 8.575079 | New Construction | 2.800000 | 2.800000 | RoomTag | Circulation Zone 2B | Fire Alarm Zone 2B | Lighting Zone 2B | Historic Preservation Zone 2B | Ventilation Zone 2B | 13-85 11 11
905 | Second Floor | [10 empty] | 123406 | 118446 | [5 empty] | 191806,191807,191808,191809,191810,191811,191812 |  |  | 0ClPCUC7jCQRnj1dhupMRF | 1 | 2B10 |  |  | 905 | [8 empty] | 0.000000 | [7 empty] | 15.173764 | [8 empty] | 39.708077 | [31 empty] | 209216 | [12 empty] | Second Floor | [42 empty] | 16.625000 | [50 empty] | INTERNAL | Occupancy Zone 2B | RECEPTION | nan(snan) | 208558,208559,208560,208561,208562,208563,208564,208565,208566 | Second Floor | ELEMENT | 2B10 | 13-11 11 31: Reception Space | Reception Space | 15.173764 | New Construction | 2.800000 | 2.800000 | RoomTag | Circulation Zone 2B | Fire Alarm Zone 2B | Lighting Zone 2B | Historic Preservation Zone 2B | Ventilation Zone 2B | 13-11 11 31
906 | Second Floor | [10 empty] | 123409 | 118449 | [5 empty] | 191827,191828,191829,191830,191831,191832,191833 |  |  | 0ClPCUC7jCQRnj1dhupMR6 | 1 | 2B13 |  |  | 906 | [8 empty] | 0.000000 | [7 empty] | 9.685871 | [8 empty] | 24.932142 | [31 empty] | 209216 | [12 empty] | Second Floor | [42 empty] | 12.977031 | [50 empty] | INTERNAL | Occupancy Zone 2B | ELECTRICAL | nan(snan) | 208581,208582,208583,208584,208585,208586,208587,208588,208589 | Second Floor | ELEMENT | 2B13 | 13-81 21 21: Electrical Room | Electrical Room | 9.685871 | New Construction | 2.800000 | 2.800000 | RoomTag | Circulation Zone 2B | Fire Alarm Zone 2B | Lighting Zone 2B | Historic Preservation Zone 2B | Ventilation Zone 2B | 13-81 21 21
907 | Second Floor | [10 empty] | 123410 | 118450 | [5 empty] | 191834,191835,191836,191837,191838,191839,191840 |  |  | 0ClPCUC7jCQRnj1dhupMQx | 1 | 2B14 |  |  | 907 | [8 empty] | 0.000000 | [7 empty] | 10.546645 | [8 empty] | 27.318533 | [31 empty] | 209216 | [12 empty] | Second Floor | [42 empty] | 13.604000 | [50 empty] | INTERNAL | Occupancy Zone 2B | RECS / FORMS STORAGE | nan(snan) | 208590,208591,208592,208593,208594,208595,208596,208597,208598 | Second Floor | ELEMENT | 2B14 | 13-75 11 11: Storage Room | Storage Room | 10.546645 | New Construction | 2.800000 | 2.800000 | RoomTag | Circulation Zone 2B | Fire Alarm Zone 2B | Lighting Zone 2B | Historic Preservation Zone 2B | Ventilation Zone 2B | 13-75 11 11
908 | Second Floor | [10 empty] | 123421 | 118463 | [5 empty] | 191925,191926,191927,191928,191929,191930,191931 |  |  | 0ClPCUC7jCQRnj1dhupMQK | 1 | 2CS3 |  |  | 908 | [8 empty] | 0.000000 | [7 empty] | 15.265911 | [8 empty] | 39.772519 | [31 empty] | 209216 | [12 empty] | Second Floor | [42 empty] | 17.367996 | [50 empty] | INTERNAL | Occupancy Zone 2C | STAIR | nan(snan) | 208685,208686,208687,208688,208689,208690,208691,208692,208693 | Second Floor | ELEMENT | 2CS3 | 13-85 21 11: Stairway | Stairway | 15.265911 | New Construction | 2.800000 | 2.800000 | RoomTag | Circulation Zone 2C | Fire Alarm Zone 2C | Lighting Zone 2C | Historic Preservation Zone 2C | Ventilation Zone 2C | 13-85 21 11
1141 | Second Floor | [10 empty] | 123356 | 118369 | [5 empty] | 191267,191268,191269,191270,191271,191272,191273 |  |  | 0uLn6BSvvEB8kgChiujNHm | 1 | 2A03 |  |  | 1141 | [8 empty] | 0.000000 | [7 empty] | 16.009473 | [8 empty] | 41.380444 | [31 empty] | 209216 | [12 empty] | Second Floor | [42 empty] | 16.097000 | [50 empty] | INTERNAL | Occupancy Zone 2A | SEC. OFFICE | nan(snan) | 207733,207734,207735,207736,207737,207738,207739,207740 | Second Floor | ELEMENT | 2A03 | 13-15 11 34 11: Office | Office | 16.009473 | New Construction | 2.800000 | 2.800000 | RoomTag | Circulation Zone 2A | Fire Alarm Zone 2A | Lighting Zone 2A | Historic Preservation Zone 2A | Ventilation Zone 2A | 13-15 11 34 11
1142 | Second Floor | [10 empty] | 123364 | 118386 | [5 empty] | 191386,191387,191388,191389,191390,191391,191392 |  |  | 0ClPCUC7jCQRnj1dhupHse | 1 | 2C05 |  |  | 1142 | [8 empty] | 0.000000 | [7 empty] | 3.692535 | [8 empty] | 9.063846 | [31 empty] | 209216 | [12 empty] | Second Floor | [42 empty] | 8.264000 | [50 empty] | INTERNAL | Occupancy Zone 2C | JAN. CL. | nan(snan) | 207888,207889,207890,207891,207892,207893,207894,207895 | Second Floor | ELEMENT | 2C05 | 13-75 11 11: Storage Room | Storage Room | 3.692535 | New Construction | 2.800000 | 2.800000 | RoomTag | Circulation Zone 2C | Fire Alarm Zone 2C | Lighting Zone 2C | Historic Preservation Zone 2C | Ventilation Zone 2C | 13-75 11 11
1143 | Second Floor | [10 empty] | 123366 | 118394 | [5 empty] | 191442,191443,191444,191445,191446,191447,191448 |  |  | 0ClPCUC7jCQRnj1dhupHsG | 1 | 2C13 |  |  | 1143 | [8 empty] | 0.000000 | [7 empty] | 5.539530 | [8 empty] | 13.968618 | [31 empty] | 209216 | [12 empty] | Second Floor | [42 empty] | 10.182000 | [50 empty] | INTERNAL | Occupancy Zone 2C | TRASH | nan(snan) | 207966,207967,207968,207969,207970,207971,207972,207973 | Second Floor | ELEMENT | 2C13 | 13-75 41 14: Soiled Storage Room Space | Soiled Storage Room Space | 5.539530 | New Construction | 2.800000 | 2.800000 | RoomTag | Circulation Zone 2C | Fire Alarm Zone 2C | Lighting Zone 2C | Historic Preservation Zone 2C | Ventilation Zone 2C | 13-75 41 14
1144 | Second Floor | [10 empty] | 123378 | 118413 | [5 empty] | 191575,191576,191577,191578,191579,191580,191581 |  |  | 0ClPCUC7jCQRnj1dhupHXt | 1 | 2D06 |  |  | 1144 | [8 empty] | 0.000000 | [7 empty] | 11.977669 | [8 empty] | 31.234560 | [31 empty] | 209216 | [12 empty] | Second Floor | [42 empty] | 14.020000 | [50 empty] | INTERNAL | Occupancy Zone 2D | COPY / FILE | nan(snan) | 208200,208201,208202,208203,208204,208205,208206,208207 | Second Floor | ELEMENT | 2D06 | 13-15 11 34 27: Copy Room | Copy Room | 11.977669 | New Construction | 2.800000 | 2.800000 | RoomTag | Circulation Zone 2D | Fire Alarm Zone 2D | Lighting Zone 2D | Historic Preservation Zone 2D | Ventilation Zone 2D | 13-15 11 34 27
1145 | Second Floor | [10 empty] | 123381 | 118416 | [5 empty] | 191596,191597,191598,191599,191600,191601,191602 |  |  | 0ClPCUC7jCQRnj1dhupHXk | 1 | 2D09 |  |  | 1145 | [8 empty] | 0.000000 | [7 empty] | 14.393212 | [8 empty] | 37.282616 | [31 empty] | 209216 | [12 empty] | Second Floor | [42 empty] | 15.445000 | [50 empty] | INTERNAL | Occupancy Zone 2D | ADMIN OFFICE | nan(snan) | 208221,208222,208223,208224,208225,208226,208227,208228 | Second Floor | ELEMENT | 2D09 | 13-15 11 34 11: Office | Office | 14.393212 | New Construction | 2.800000 | 2.800000 | RoomTag | Circulation Zone 2D | Fire Alarm Zone 2D | Lighting Zone 2D | Historic Preservation Zone 2D | Ventilation Zone 2D | 13-15 11 34 11
1146 | Second Floor | [10 empty] | 123385 | 118421 | [5 empty] | 191631,191632,191633,191634,191635,191636,191637 |  |  | 0ClPCUC7jCQRnj1dhupHXU | 1 | 2D14 |  |  | 1146 | [8 empty] | 0.000000 | [7 empty] | 13.600055 | [8 empty] | 35.601959 | [31 empty] | 209216 | [12 empty] | Second Floor | [42 empty] | 15.442781 | [50 empty] | INTERNAL | Occupancy Zone 2D | OPS SQUAD CMDR | nan(snan) | 208265,208266,208267,208268,208269,208270,208271,208272 | Second Floor | ELEMENT | 2D14 | 13-15 11 34 11: Office | Office | 13.600055 | New Construction | 2.800000 | 2.800000 | RoomTag | Circulation Zone 2D | Fire Alarm Zone 2D | Lighting Zone 2D | Historic Preservation Zone 2D | Ventilation Zone 2D | 13-15 11 34 11
1147 | Second Floor | [10 empty] | 123386 | 118422 | [5 empty] | 191638,191639,191640,191641,191642,191643,191644 |  |  | 0ClPCUC7jCQRnj1dhupHXJ | 1 | 2D15 |  |  | 1147 | [8 empty] | 0.000000 | [7 empty] | 10.829680 | [8 empty] | 27.791123 | [31 empty] | 209216 | [12 empty] | Second Floor | [42 empty] | 13.587974 | [50 empty] | INTERNAL | Occupancy Zone 2D | 1ST SGT | nan(snan) | 208273,208274,208275,208276,208277,208278,208279,208280 | Second Floor | ELEMENT | 2D15 | 13-15 11 34 11: Office | Office | 10.829680 | New Construction | 2.800000 | 2.800000 | RoomTag | Circulation Zone 2D | Fire Alarm Zone 2D | Lighting Zone 2D | Historic Preservation Zone 2D | Ventilation Zone 2D | 13-15 11 34 11
1148 | Second Floor | [10 empty] | 123414 | 118455 | [5 empty] | 191869,191870,191871,191872,191873,191874,191875 |  |  | 0ClPCUC7jCQRnj1dhupMQe | 1 | 2B19 |  |  | 1148 | [8 empty] | 0.000000 | [7 empty] | 8.875776 | [8 empty] | 22.793971 | [31 empty] | 209216 | [12 empty] | Second Floor | [42 empty] | 12.104000 | [50 empty] | INTERNAL | Occupancy Zone 2B | OFFICE | nan(snan) | 208628,208629,208630,208631,208632,208633,208634,208635 | Second Floor | ELEMENT | 2B19 | 13-15 11 34 11: Office | Office | 8.875776 | New Construction | 2.800000 | 2.800000 | RoomTag | Circulation Zone 2B | Fire Alarm Zone 2B | Lighting Zone 2B | Historic Preservation Zone 2B | Ventilation Zone 2B | 13-15 11 34 11
1570 | Second Floor | [10 empty] | 123358 | 118376 | [5 empty] | 191316,191317,191318,191319,191320,191321,191322 |  |  | 0uLn6BSvvEB8kgChiujNHh | 1 | 2A10 |  |  | 1570 | [8 empty] | 0.000000 | [7 empty] | 7.856860 | [8 empty] | 20.453745 | [31 empty] | 209216 | [12 empty] | Second Floor | [42 empty] | 10.874097 | [50 empty] | INTERNAL | Occupancy Zone 2A | DENTAL WAITING | nan(snan) | 204850,207784,207785,207786,207787,207788,207789 | Second Floor | ELEMENT | 2A10 | 13-51 31 11: Waiting Room | Waiting Room | 7.856860 | New Construction | 2.800000 | 2.800000 | RoomTag | Circulation Zone 2A | Fire Alarm Zone 2A | Lighting Zone 2A | Historic Preservation Zone 2A | Ventilation Zone 2A | 13-51 31 11
1571 | Second Floor | [10 empty] | 123360 | 118380 | [5 empty] | 191344,191345,191346,191347,191348,191349,191350 |  |  | 0uLn6BSvvEB8kgChiujNHV | 1 | 2A12-A |  |  | 1571 | [8 empty] | 0.000000 | [7 empty] | 2.286988 | [8 empty] | 5.587619 | [31 empty] | 209216 | [12 empty] | Second Floor | [42 empty] | 5.627741 | [50 empty] | INTERNAL | Occupancy Zone 2A | X-RAY ALCOVE | nan(snan) | 204851,207834,207835,207836,207837,207838,207839 | Second Floor | ELEMENT | 2A12-A | 13-41 41 31: Scanning/Imaging Room | Scanning/Imaging Room | 2.286988 | New Construction | 2.800000 | 2.800000 | RoomTag | Circulation Zone 2A | Fire Alarm Zone 2A | Lighting Zone 2A | Historic Preservation Zone 2A | Ventilation Zone 2A | 13-41 41 31
1572 | Second Floor | [10 empty] | 123365 | 118392 | [5 empty] | 191428,191429,191430,191431,191432,191433,191434 |  |  | 0ClPCUC7jCQRnj1dhupHsQ | 1 | 2C11 |  |  | 1572 | [8 empty] | 0.000000 | [7 empty] | 5.092200 | [8 empty] | 12.802317 | [31 empty] | 209216 | [12 empty] | Second Floor | [42 empty] | 9.490000 | [50 empty] | INTERNAL | Occupancy Zone 2C | HK | nan(snan) | 207947,207948,207949,207950,207951,207952,207953 | Second Floor | ELEMENT | 2C11 | 13-41 41 99: Other Healing Spaces | Other Healing Spaces | 5.092200 | New Construction | 2.800000 | 2.800000 | RoomTag | Circulation Zone 2C | Fire Alarm Zone 2C | Lighting Zone 2C | Historic Preservation Zone 2C | Ventilation Zone 2C | 13-41 41 99
1573 | Second Floor | [10 empty] | 123380 | 118415 | [5 empty] | 191589,191590,191591,191592,191593,191594,191595 |  |  | 0ClPCUC7jCQRnj1dhupHXj | 1 | 2D08 |  |  | 1573 | [8 empty] | 0.000000 | [7 empty] | 8.983964 | [8 empty] | 23.192613 | [31 empty] | 209216 | [12 empty] | Second Floor | [42 empty] | 12.282000 | [50 empty] | INTERNAL | Occupancy Zone 2D | QA / HRD DIRECTOR | nan(snan) | 208214,208215,208216,208217,208218,208219,208220 | Second Floor | ELEMENT | 2D08 | 13-15 11 34 11: Office | Office | 8.983964 | New Construction | 2.800000 | 2.800000 | RoomTag | Circulation Zone 2D | Fire Alarm Zone 2D | Lighting Zone 2D | Historic Preservation Zone 2D | Ventilation Zone 2D | 13-15 11 34 11
1574 | Second Floor | [10 empty] | 123384 | 118419 | [5 empty] | 191617,191618,191619,191620,191621,191622,191623 |  |  | 0ClPCUC7jCQRnj1dhupHXP | 1 | 2D12 |  |  | 1574 | [8 empty] | 0.000000 | [7 empty] | 2.796776 | [8 empty] | 6.515387 | [31 empty] | 209216 | [12 empty] | Second Floor | [42 empty] | 6.502098 | [50 empty] | INTERNAL | Occupancy Zone 2D | VEST. | nan(snan) | 204865,208250,208251,208252,208253,208254,208255 | Second Floor | ELEMENT | 2D12 | 13-85 31 11: Entry Vestibule | Entry Vestibule | 2.796776 | New Construction | 2.800000 | 2.800000 | RoomTag | Circulation Zone 2D | Fire Alarm Zone 2D | Lighting Zone 2D | Historic Preservation Zone 2D | Ventilation Zone 2D | 13-85 31 11
1575 | Second Floor | [10 empty] | 123388 | 118424 | [5 empty] | 191652,191653,191654,191655,191656,191657,191658 |  |  | 0ClPCUC7jCQRnj1dhupHX9 | 1 | 2D17 |  |  | 1575 | [8 empty] | 0.000000 | [7 empty] | 9.645385 | [8 empty] | 24.353682 | [31 empty] | 209216 | [12 empty] | Second Floor | [42 empty] | 12.757877 | [50 empty] | INTERNAL | Occupancy Zone 2D | CREDENTIALS MGR | nan(snan) | 208292,208293,208294,208295,208296,208297,208298 | Second Floor | ELEMENT | 2D17 | 13-15 11 34 11: Office | Office | 9.645385 | New Construction | 2.800000 | 2.800000 | RoomTag | Circulation Zone 2D | Fire Alarm Zone 2D | Lighting Zone 2D | Historic Preservation Zone 2D | Ventilation Zone 2D | 13-15 11 34 11
1576 | Second Floor | [10 empty] | 123389 | 118426 | [5 empty] | 191666,191667,191668,191669,191670,191671,191672 |  |  | 0ClPCUC7jCQRnj1dhupHXF | 1 | 2D19 |  |  | 1576 | [8 empty] | 0.000000 | [7 empty] | 10.907810 | [8 empty] | 27.906109 | [31 empty] | 209216 | [12 empty] | Second Floor | [42 empty] | 13.527877 | [50 empty] | INTERNAL | Occupancy Zone 2D | READINESS NCOIC OFFICE | nan(snan) | 208334,208335,208336,208337,208338,208339,208340 | Second Floor | ELEMENT | 2D19 | 13-15 11 34 11: Office | Office | 10.907810 | New Construction | 2.800000 | 2.800000 | RoomTag | Circulation Zone 2D | Fire Alarm Zone 2D | Lighting Zone 2D | Historic Preservation Zone 2D | Ventilation Zone 2D | 13-15 11 34 11
1577 | Second Floor | [10 empty] | 123404 | 118444 | [5 empty] | 191792,191793,191794,191795,191796,191797,191798 |  |  | 0ClPCUC7jCQRnj1dhupMR9 | 1 | 2B8 |  |  | 1577 | [8 empty] | 0.000000 | [7 empty] | 12.640500 | [8 empty] | 32.860229 | [31 empty] | 209216 | [12 empty] | Second Floor | [42 empty] | 14.840000 | [50 empty] | INTERNAL | Occupancy Zone 2B | OFFICE / EXAM | nan(snan) | 208546,208547,208548,208549,208550,208551,208552 | Second Floor | ELEMENT | 2B8 | 13-15 11 34 11: Office | Office | 12.640500 | New Construction | 2.800000 | 2.800000 | RoomTag | Circulation Zone 2B | Fire Alarm Zone 2B | Lighting Zone 2B | Historic Preservation Zone 2B | Ventilation Zone 2B | 13-15 11 34 11
1578 | Second Floor | [10 empty] | 123408 | 118448 | [5 empty] | 191820,191821,191822,191823,191824,191825,191826 |  |  | 0ClPCUC7jCQRnj1dhupMR5 | 1 | 2B12 |  |  | 1578 | [8 empty] | 0.000000 | [7 empty] | 9.924839 | [8 empty] | 25.570164 | [31 empty] | 209216 | [12 empty] | Second Floor | [42 empty] | 13.084969 | [50 empty] | INTERNAL | Occupancy Zone 2B | COMM. ROOM | nan(snan) | 208574,208575,208576,208577,208578,208579,208580 | Second Floor | ELEMENT | 2B12 | 13-15 11 34 11: Office | Office | 9.924839 | New Construction | 2.800000 | 2.800000 | RoomTag | Circulation Zone 2B | Fire Alarm Zone 2B | Lighting Zone 2B | Historic Preservation Zone 2B | Ventilation Zone 2B | 13-15 11 34 11
1579 | Second Floor | [10 empty] | 123416 | 118457 | [5 empty] | 191883,191884,191885,191886,191887,191888,191889 |  |  | 0ClPCUC7jCQRnj1dhupMQk | 1 | 2B21 |  |  | 1579 | [8 empty] | 0.000000 | [7 empty] | 9.250860 | [8 empty] | 23.626796 | [31 empty] | 209216 | [12 empty] | Second Floor | [42 empty] | 12.536561 | [50 empty] | INTERNAL | Occupancy Zone 2B | PH SUPER | nan(snan) | 208641,208642,208643,208644,208645,208646,208647 | Second Floor | ELEMENT | 2B21 | 13-15 11 34 11: Office | Office | 9.250860 | New Construction | 2.800000 | 2.800000 | RoomTag | Circulation Zone 2B | Fire Alarm Zone 2B | Lighting Zone 2B | Historic Preservation Zone 2B | Ventilation Zone 2B | 13-15 11 34 11
1909 | Second Floor | [10 empty] | 123352 | 118365 | [5 empty] | 191239,191240,191241,191242,191243,191244,191245 |  |  | 0uLn6BSvvEB8kgChiujNG6 | 1 | 2AC5 |  |  | 1909 | [8 empty] | 0.000000 | [7 empty] | 9.102142 | [8 empty] | 23.465988 | [31 empty] | 209216 | [12 empty] | Second Floor | [42 empty] | 13.012442 | [50 empty] | INTERNAL | Occupancy Zone 2A | CORRIDOR | nan(snan) | 204843,207702,207703,207704,207705,207706 | Second Floor | ELEMENT | 2AC5 | 13-85 11 11: Corridor | Corridor | 9.102142 | New Construction | 2.800000 | 2.800000 | RoomTag | Circulation Zone 2A | Fire Alarm Zone 2A | Lighting Zone 2A | Historic Preservation Zone 2A | Ventilation Zone 2A | 13-85 11 11
1910 | Second Floor | [10 empty] | 123357 | 118370 | [5 empty] | 191274,191275,191276,191277,191278,191279,191280 |  |  | 0uLn6BSvvEB8kgChiujNHz | 1 | 2A04 |  |  | 1910 | [8 empty] | 0.000000 | [7 empty] | 16.013927 | [8 empty] | 41.809751 | [31 empty] | 209216 | [12 empty] | Second Floor | [42 empty] | 16.099000 | [50 empty] | INTERNAL | Occupancy Zone 2A | DENTAL SURGEON OFFICE | nan(snan) | 207741,207742,207743,207744,207745,207746 | Second Floor | ELEMENT | 2A04 | 13-15 11 34 11: Office | Office | 16.013927 | New Construction | 2.800000 | 2.800000 | RoomTag | Circulation Zone 2A | Fire Alarm Zone 2A | Lighting Zone 2A | Historic Preservation Zone 2A | Ventilation Zone 2A | 13-15 11 34 11
1911 | Second Floor | [10 empty] | 123368 | 118399 | [5 empty] | 191477,191478,191479,191480,191481,191482,191483 |  |  | 0ClPCUC7jCQRnj1dhupHs1 | 1 | 2C18 |  |  | 1911 | [8 empty] | 0.000000 | [7 empty] | 9.840000 | [8 empty] | 25.414637 | [31 empty] | 209216 | [12 empty] | Second Floor | [42 empty] | 12.560000 | [50 empty] | INTERNAL | Occupancy Zone 2C | ELECTRICAL | nan(snan) | 208019,208020,208021,208022,208023,208024 | Second Floor | ELEMENT | 2C18 | 13-81 21 21: Electrical Room | Electrical Room | 9.840000 | New Construction | 2.800000 | 2.800000 | RoomTag | Circulation Zone 2C | Fire Alarm Zone 2C | Lighting Zone 2C | Historic Preservation Zone 2C | Ventilation Zone 2C | 13-81 21 21
1912 | Second Floor | [10 empty] | 123369 | 118400 | [5 empty] | 191484,191485,191486,191487,191488,191489,191490 |  |  | 0ClPCUC7jCQRnj1dhupHs2 | 1 | 2C19 |  |  | 1912 | [8 empty] | 0.000000 | [7 empty] | 21.038640 | [8 empty] | 55.445914 | [31 empty] | 209216 | [12 empty] | Second Floor | [42 empty] | 19.885981 | [50 empty] | INTERNAL | Occupancy Zone 2C | CENTRAL ISSUE | nan(snan) | 208025,208026,208027,208028,208029,208030 | Second Floor | ELEMENT | 2C19 | 13-75 11 11: Storage Room | Storage Room | 21.038640 | New Construction | 2.800000 | 2.800000 | RoomTag | Circulation Zone 2C | Fire Alarm Zone 2C | Lighting Zone 2C | Historic Preservation Zone 2C | Ventilation Zone 2C | 13-75 11 11
1913 | Second Floor | [10 empty] | 123379 | 118414 | [5 empty] | 191582,191583,191584,191585,191586,191587,191588 |  |  | 0ClPCUC7jCQRnj1dhupHXe | 1 | 2D07 |  |  | 1913 | [8 empty] | 0.000000 | [7 empty] | 9.215415 | [8 empty] | 23.788481 | [31 empty] | 209216 | [12 empty] | Second Floor | [42 empty] | 12.135000 | [50 empty] | INTERNAL | Occupancy Zone 2D | SUPER | nan(snan) | 208208,208209,208210,208211,208212,208213 | Second Floor | ELEMENT | 2D07 | 13-15 11 34 11: Office | Office | 9.215415 | New Construction | 2.800000 | 2.800000 | RoomTag | Circulation Zone 2D | Fire Alarm Zone 2D | Lighting Zone 2D | Historic Preservation Zone 2D | Ventilation Zone 2D | 13-15 11 34 11
1914 | Second Floor | [10 empty] | 123403 | 118443 | [5 empty] | 191785,191786,191787,191788,191789,191790,191791 |  |  | 0ClPCUC7jCQRnj1dhupMRK | 1 | 2B7 |  |  | 1914 | [8 empty] | 0.000000 | [7 empty] | 9.930804 | [8 empty] | 25.862861 | [31 empty] | 209216 | [12 empty] | Second Floor | [42 empty] | 12.685000 | [50 empty] | INTERNAL | Occupancy Zone 2B | TECH OFFICE | nan(snan) | 208540,208541,208542,208543,208544,208545 | Second Floor | ELEMENT | 2B7 | 13-15 11 34 11: Office | Office | 9.930804 | New Construction | 2.800000 | 2.800000 | RoomTag | Circulation Zone 2B | Fire Alarm Zone 2B | Lighting Zone 2B | Historic Preservation Zone 2B | Ventilation Zone 2B | 13-15 11 34 11
1915 | Second Floor | [10 empty] | 123411 | 118451 | [5 empty] | 191841,191842,191843,191844,191845,191846,191847 |  |  | 0ClPCUC7jCQRnj1dhupMQy | 1 | 2B15 |  |  | 1915 | [8 empty] | 0.000000 | [7 empty] | 9.117584 | [8 empty] | 23.447424 | [31 empty] | 209216 | [12 empty] | Second Floor | [42 empty] | 12.240000 | [50 empty] | INTERNAL | Occupancy Zone 2B | WAIT / ERGOM | nan(snan) | 208599,208600,208601,208602,208603,208604 | Second Floor | ELEMENT | 2B15 | 13-51 31 11: Waiting Room | Waiting Room | 9.117584 | New Construction | 2.800000 | 2.800000 | RoomTag | Circulation Zone 2B | Fire Alarm Zone 2B | Lighting Zone 2B | Historic Preservation Zone 2B | Ventilation Zone 2B | 13-51 31 11
1916 | Second Floor | [10 empty] | 123412 | 118452 | [5 empty] | 191848,191849,191850,191851,191852,191853,191854 |  |  | 0ClPCUC7jCQRnj1dhupMQn | 1 | 2B16 |  |  | 1916 | [8 empty] | 0.000000 | [7 empty] | 9.516323 | [8 empty] | 23.916955 | [31 empty] | 209216 | [12 empty] | Second Floor | [42 empty] | 12.357000 | [50 empty] | INTERNAL | Occupancy Zone 2B | PH TECH | nan(snan) | 208605,208606,208607,208608,208609,208610 | Second Floor | ELEMENT | 2B16 | 13-15 11 34 11: Office | Office | 9.516323 | New Construction | 2.800000 | 2.800000 | RoomTag | Circulation Zone 2B | Fire Alarm Zone 2B | Lighting Zone 2B | Historic Preservation Zone 2B | Ventilation Zone 2B | 13-15 11 34 11
1917 | Second Floor | [10 empty] | 123417 | 118459 | [5 empty] | 191897,191898,191899,191900,191901,191902,191903 |  |  | 0ClPCUC7jCQRnj1dhupMQa | 1 | 2B23 |  |  | 1917 | [8 empty] | 0.000000 | [7 empty] | 10.797518 | [8 empty] | 27.757549 | [31 empty] | 209216 | [12 empty] | Second Floor | [42 empty] | 13.226000 | [50 empty] | INTERNAL | Occupancy Zone 2B | BEE TECH | nan(snan) | 208655,208656,208657,208658,208659,208660 | Second Floor | ELEMENT | 2B23 | 13-15 11 34 11: Office | Office | 10.797518 | New Construction | 2.800000 | 2.800000 | RoomTag | Circulation Zone 2B | Fire Alarm Zone 2B | Lighting Zone 2B | Historic Preservation Zone 2B | Ventilation Zone 2B | 13-15 11 34 11
1918 | Second Floor | [10 empty] | 123418 | 118460 | [5 empty] | 191904,191905,191906,191907,191908,191909,191910 |  |  | 0ClPCUC7jCQRnj1dhupMQP | 1 | 2B24 |  |  | 1918 | [8 empty] | 0.000000 | [7 empty] | 9.776007 | [8 empty] | 24.708554 | [31 empty] | 209216 | [12 empty] | Second Floor | [42 empty] | 12.670000 | [50 empty] | INTERNAL | Occupancy Zone 2B | BEE TECH | nan(snan) | 208661,208662,208663,208664,208665,208666 | Second Floor | ELEMENT | 2B24 | 13-15 11 34 11: Office | Office | 9.776007 | New Construction | 2.800000 | 2.800000 | RoomTag | Circulation Zone 2B | Fire Alarm Zone 2B | Lighting Zone 2B | Historic Preservation Zone 2B | Ventilation Zone 2B | 13-15 11 34 11
1919 | Second Floor | [10 empty] | 123420 | 118462 | [5 empty] | 191918,191919,191920,191921,191922,191923,191924 |  |  | 0ClPCUC7jCQRnj1dhupMQV | 1 | 2BS2 |  |  | 1919 | [8 empty] | 0.000000 | [7 empty] | 15.451561 | [8 empty] | 40.298589 | [31 empty] | 209216 | [12 empty] | Second Floor | [42 empty] | 17.332001 | [50 empty] | INTERNAL | Occupancy Zone 2B | STAIR | nan(snan) | 208679,208680,208681,208682,208683,208684 | Second Floor | ELEMENT | 2BS2 | 13-85 21 11: Stairway | Stairway | 15.451561 | New Construction | 2.800000 | 2.800000 | RoomTag | Circulation Zone 2B | Fire Alarm Zone 2B | Lighting Zone 2B | Historic Preservation Zone 2B | Ventilation Zone 2B | 13-85 21 11
2076 | Second Floor | [10 empty] | 123362 | 118382 | [5 empty] | 191358,191359,191360,191361,191362,191363,191364 |  |  | 0ClPCUC7jCQRnj1dhupHsu | 1 | 2C01 |  |  | 2076 | [8 empty] | 0.000000 | [7 empty] | 8.725050 | [8 empty] | 22.723232 | [31 empty] | 209216 | [12 empty] | Second Floor | [42 empty] | 11.958000 | [50 empty] | INTERNAL | Occupancy Zone 2C | DTR SUPPORT | nan(snan) | 207853,207854,207855,207856,207857 | Second Floor | ELEMENT | 2C01 | 13-15 11 34 11: Office | Office | 8.725050 | New Construction | 2.800000 | 2.800000 | RoomTag | Circulation Zone 2C | Fire Alarm Zone 2C | Lighting Zone 2C | Historic Preservation Zone 2C | Ventilation Zone 2C | 13-15 11 34 11
2077 | Second Floor | [10 empty] | 123374 | 118408 | [5 empty] | 191540,191541,191542,191543,191544,191545,191546 |  |  | 0ClPCUC7jCQRnj1dhupHc2 | 1 | 2D01 |  |  | 2077 | [8 empty] | 0.000000 | [7 empty] | 8.924220 | [8 empty] | 23.100398 | [31 empty] | 209216 | [12 empty] | Second Floor | [42 empty] | 12.352000 | [50 empty] | INTERNAL | Occupancy Zone 2D | PARTS STORAGE | nan(snan) | 208121,208122,208123,208124,208125 | Second Floor | ELEMENT | 2D01 | 13-75 11 11: Storage Room | Storage Room | 8.924220 | New Construction | 2.800000 | 2.800000 | RoomTag | Circulation Zone 2D | Fire Alarm Zone 2D | Lighting Zone 2D | Historic Preservation Zone 2D | Ventilation Zone 2D | 13-75 11 11
2078 | Second Floor | [10 empty] | 123375 | 118409 | [5 empty] | 191547,191548,191549,191550,191551,191552,191553 |  |  | 0ClPCUC7jCQRnj1dhupHXx | 1 | 2D02 |  |  | 2078 | [8 empty] | 0.000000 | [7 empty] | 9.922680 | [8 empty] | 25.831792 | [31 empty] | 209216 | [12 empty] | Second Floor | [42 empty] | 12.868000 | [50 empty] | INTERNAL | Occupancy Zone 2D | DATA / ARCHIVE STORAGE | nan(snan) | 208126,208127,208128,208129,208130 | Second Floor | ELEMENT | 2D02 | 13-75 11 11: Storage Room | Storage Room | 9.922680 | New Construction | 2.800000 | 2.800000 | RoomTag | Circulation Zone 2D | Fire Alarm Zone 2D | Lighting Zone 2D | Historic Preservation Zone 2D | Ventilation Zone 2D | 13-75 11 11
2079 | Second Floor | [10 empty] | 123400 | 118438 | [5 empty] | 191750,191751,191752,191753,191754,191755,191756 |  |  | 0ClPCUC7jCQRnj1dhupMRd | 1 | 2B2 |  |  | 2079 | [8 empty] | 0.000000 | [7 empty] | 2.200080 | [8 empty] | 5.299840 | [31 empty] | 209216 | [12 empty] | Second Floor | [42 empty] | 5.938000 | [50 empty] | INTERNAL | Occupancy Zone 2B | JAN. CL. | nan(snan) | 208501,208502,208503,208504,208505 | Second Floor | ELEMENT | 2B2 | 13-75 11 11: Storage Room | Storage Room | 2.200080 | New Construction | 2.800000 | 2.800000 | RoomTag | Circulation Zone 2B | Fire Alarm Zone 2B | Lighting Zone 2B | Historic Preservation Zone 2B | Ventilation Zone 2B | 13-75 11 11
2080 | Second Floor | [10 empty] | 123402 | 118440 | [5 empty] | 191764,191765,191766,191767,191768,191769,191770 |  |  | 0ClPCUC7jCQRnj1dhupMRT | 1 | 2B4 |  |  | 2080 | [8 empty] | 0.000000 | [7 empty] | 9.840600 | [8 empty] | 25.673805 | [31 empty] | 209216 | [12 empty] | Second Floor | [42 empty] | 12.610000 | [50 empty] | INTERNAL | Occupancy Zone 2B | PSYCH TEST | nan(snan) | 208524,208525,208526,208527,208528 | Second Floor | ELEMENT | 2B4 | 13-15 11 34 11: Office | Office | 9.840600 | New Construction | 2.800000 | 2.800000 | RoomTag | Circulation Zone 2B | Fire Alarm Zone 2B | Lighting Zone 2B | Historic Preservation Zone 2B | Ventilation Zone 2B | 13-15 11 34 11
2081 | Second Floor | [10 empty] | 123405 | 118445 | [5 empty] | 191799,191800,191801,191802,191803,191804,191805 |  |  | 0ClPCUC7jCQRnj1dhupMRA | 1 | 2B9 |  |  | 2081 | [8 empty] | 0.000000 | [7 empty] | 9.940000 | [8 empty] | 25.673805 | [31 empty] | 209216 | [12 empty] | Second Floor | [42 empty] | 12.680000 | [50 empty] | INTERNAL | Occupancy Zone 2B | TECH OFFICE | nan(snan) | 208553,208554,208555,208556,208557 | Second Floor | ELEMENT | 2B9 | 13-15 11 34 11: Office | Office | 9.940000 | New Construction | 2.800000 | 2.800000 | RoomTag | Circulation Zone 2B | Fire Alarm Zone 2B | Lighting Zone 2B | Historic Preservation Zone 2B | Ventilation Zone 2B | 13-15 11 34 11
2082 | Second Floor | [10 empty] | 123415 | 118456 | [5 empty] | 191876,191877,191878,191879,191880,191881,191882 |  |  | 0ClPCUC7jCQRnj1dhupMQj | 1 | 2B20 |  |  | 2082 | [8 empty] | 0.000000 | [7 empty] | 3.236184 | [8 empty] | 7.914415 | [31 empty] | 209216 | [12 empty] | Second Floor | [42 empty] | 7.533123 | [50 empty] | INTERNAL | Occupancy Zone 2B | JAN. CL. | nan(snan) | 208636,208637,208638,208639,208640 | Second Floor | ELEMENT | 2B20 | 13-75 11 11: Storage Room | Storage Room | 3.236184 | New Construction | 2.800000 | 2.800000 | RoomTag | Circulation Zone 2B | Fire Alarm Zone 2B | Lighting Zone 2B | Historic Preservation Zone 2B | Ventilation Zone 2B | 13-75 11 11
2994 | Second Floor | [10 empty] | 123353 | 118366 | [5 empty] | 191246,191247,191248,191249,191250,191251,191252 |  |  | 0uLn6BSvvEB8kgChiujNG3 | 1 | 2AS1 |  |  | 2994 | [8 empty] | 0.000000 | [7 empty] | 14.448266 | [8 empty] | 38.203183 | [31 empty] | 209216 | [12 empty] | Second Floor | [42 empty] | 15.323566 | [50 empty] | INTERNAL | Occupancy Zone 2A | STAIR | nan(snan) | 204844,207707,207708,207709 | Second Floor | ELEMENT | 2AS1 | 13-85 21 11: Stairway | Stairway | 14.448266 | New Construction | 2.800000 | 2.800000 | RoomTag | Circulation Zone 2A | Fire Alarm Zone 2A | Lighting Zone 2A | Historic Preservation Zone 2A | Ventilation Zone 2A | 13-85 21 11
139 | Roof - Main | [10 empty] | 123431 | 118473 | [5 empty] | 191995,191996,191997,191998,191999,192000,192001 |  |  | 0_IXpwL5b29BZ7C0XgKBd3 | 1 | 3R01 |  |  | 139 | [8 empty] | 0.000000 | [7 empty] | 1568.118276 | [8 empty] | 6257.343492 | [31 empty] | 209030 | [12 empty] | Roof - Main | [42 empty] | 277.050672 | [50 empty] | INTERNAL | Occupancy Zone 3R | ROOF | nan(snan) | 204901,204902,204903,204904,204905,204906,204907,204908,204909,204910,204911,204912,204913,204914,204915,208839,208840,208841,208842,208843,208844,208845,208846,208847,208848,208849,208850,208851,208852,208853,208854,208855,208856,208857,208858,208859,208860,208861,208862,208863,208864,208865,208866,208867,208868,208869,208870,208871 | Roof - Main | ELEMENT | 3R01 | 13-81 11 99: Other General Facility Service Spaces | Other General Facility Service Spaces | 1568.118276 | New Construction | 4.000000 | 4.000000 | RoomTag | Circulation Zone 3R | Fire Alarm Zone 3R | Lighting Zone 3R | Historic Preservation Zone 3R | Ventilation Zone 3R | 13-81 11 99
463 | Roof - Main | [10 empty] | 123424 | 118466 | [5 empty] | 191946,191947,191948,191949,191950,191951,191952 |  |  | 0ClPCUC7jCQRnj1dhupMDV | 1 | 3D01 |  |  | 463 | [8 empty] | 0.000000 | [7 empty] | 64.832243 | [8 empty] | 206.555224 | [31 empty] | 209030 | [12 empty] | Roof - Main | [42 empty] | 35.336461 | [50 empty] | INTERNAL | Occupancy Zone 2D | MECH. PENTHOUSE | nan(snan) | 208721,208722,208723,208724,208725,208726,208727,208728,208729,208730,208731,208732,208733,208734 | Roof - Main | ELEMENT | 3D01 | 13-81 21 17: Mechanical Room | Mechanical Room | 64.832243 | New Construction | 3.400000 | 3.400000 | RoomTag | Circulation Zone 2D | Fire Alarm Zone 2D | Lighting Zone 2D | Historic Preservation Zone 2D | Ventilation Zone 2D | 13-81 21 17
464 | Roof - Main | [10 empty] | 123425 | 118467 | [5 empty] | 191953,191954,191955,191956,191957,191958,191959 |  |  | 0ClPCUC7jCQRnj1dhupMDM | 1 | 3AC1 |  |  | 464 | [8 empty] | 0.000000 | [7 empty] | 99.159451 | [8 empty] | 324.615921 | [31 empty] | 209030 | [12 empty] | Roof - Main | [42 empty] | 40.483801 | [50 empty] | INTERNAL | Occupancy Zone 2D | OPEN TO BELOW | nan(snan) | 208735,208736,208737,208738,208739,208740,208741,208742,208743,208744,208745,208746,208747,208748 | Roof - Main | ELEMENT | 3AC1 | 13-85 31 99: Other Transitional Circulation Spaces | Other Transitional Circulation Spaces | 99.159451 | New Construction | 3.400000 | 3.400000 | RoomTag | Circulation Zone 2D | Fire Alarm Zone 2D | Lighting Zone 2D | Historic Preservation Zone 2D | Ventilation Zone 2D | 13-85 31 99
909 | Roof - Main | [10 empty] | 123432 | 118474 | [5 empty] | 192002,192003,192004,192005,192006,192007,192008 |  |  | 0_IXpwL5b29BZ7C0XgKBd4 | 1 | 3R02 |  |  | 909 | [8 empty] | -1.200000 | [7 empty] | 15.169908 | [8 empty] | 77.071379 | [31 empty] | 209030 | [12 empty] | Roof - Main | [42 empty] | 32.146427 | [50 empty] | INTERNAL | Occupancy Zone 3R | ROOF | nan(snan) | 204916,204917,204918,204919,204920,204921,208872,208873,208874 | Roof - Main | ELEMENT | 3R02 | 13-81 11 99: Other General Facility Service Spaces | Other General Facility Service Spaces | 15.169908 | New Construction | 4.000000 | 5.200000 | RoomTag | Circulation Zone 3R | Fire Alarm Zone 3R | Lighting Zone 3R | Historic Preservation Zone 3R | Ventilation Zone 3R | 13-81 11 99
910 | Roof - Main | [10 empty] | 123433 | 118475 | [5 empty] | 192009,192010,192011,192012,192013,192014,192015 |  |  | 0_IXpwL5b29BZ7C0XgKBdO | 1 | 3R04 |  |  | 910 | [8 empty] | -1.200000 | [7 empty] | 15.162236 | [8 empty] | 77.031834 | [31 empty] | 209030 | [12 empty] | Roof - Main | [42 empty] | 32.145427 | [50 empty] | INTERNAL | Occupancy Zone 3R | ROOF | nan(snan) | 204922,204923,204924,204925,204926,204927,208875,208876,208877 | Roof - Main | ELEMENT | 3R04 | 13-81 11 99: Other General Facility Service Spaces | Other General Facility Service Spaces | 15.162236 | New Construction | 4.000000 | 5.200000 | RoomTag | Circulation Zone 3R | Fire Alarm Zone 3R | Lighting Zone 3R | Historic Preservation Zone 3R | Ventilation Zone 3R | 13-81 11 99
1149 | Roof - Main | [10 empty] | 123434 | 118476 | [5 empty] | 192016,192017,192018,192019,192020,192021,192022 |  |  | 0_IXpwL5b29BZ7C0XgKBf4 | 1 | 3R03 |  |  | 1149 | [8 empty] | -2.486879 | [7 empty] | 58.085125 | [8 empty] | 376.328720 | [31 empty] | 209030 | [12 empty] | Roof - Main | [42 empty] | 30.378809 | [50 empty] | INTERNAL | Occupancy Zone 3R | ROOF | nan(snan) | 204928,204929,204930,204931,204932,208878,208879,208880 | Roof - Main | ELEMENT | 3R03 | 13-81 11 99: Other General Facility Service Spaces | Other General Facility Service Spaces | 58.085125 | New Construction | 4.000000 | 6.486879 | RoomTag | Circulation Zone 3R | Fire Alarm Zone 3R | Lighting Zone 3R | Historic Preservation Zone 3R | Ventilation Zone 3R | 13-81 11 99
2281 | 1A16 |  |  |  | 359594 |  | New Construction |  |  |  | 205354 | 125127 | 119537 | Reference |  | 600mm Depth | Size |  | 200770,200771,200772,200773,200774,204347,209110,209111,209112,209113,209114 | Manufacturer |  | 0tIhQ6hmz02e5gznEed5Jr | 1 | M_Counter Top:600mm Depth:600mm Depth:359594 |  | InstallationDate | 2281 | WarrantyGuarantorLabor |  | ModelLabel |  | WarrantyDescription |  |  | ProductionYear | [6 empty] | Finish |  | Area | SerialNumber | WarrantyStartDate | BarCode | AssetIdentifier | Features | TagNumber |  | 0.920000 |  |  |  |  | WarrantyDurationParts | AccessibilityPerformance | CodePerformance | Color | Constituents | Grade | Material | ModelReference | NominalHeight | NominalLength | Shape | SustainabilityPerformance | WarrantyDurationLabor | FIXED | WarrantyGuarantorParts | ExpectedLife | ReplacementCost | NominalWidth | [14 empty] | 0.000000 |  |  | 0.900000 | Construction Type |  |  |  |  | First Floor | [6 empty] | 23.40.35.17.47.11 |  |  |  | Kitchen Casework | [34 empty] | 0.600000 | [13 empty] | Level : First Floor | [26 empty] | F | [27 empty] | F | 0.040000
2282 | 1A16 |  |  |  | 360318 |  | New Construction |  |  |  | 205354 | 125128 | 119538 | Reference |  | 600mm Depth | Size |  | 200775,200776,200777,200778,200779,204348,209110,209111,209112,209113,209114 | Manufacturer |  | 0tIhQ6hmz02e5gznEed5SX | 1 | M_Counter Top:600mm Depth:600mm Depth:360318 |  | InstallationDate | 2282 | WarrantyGuarantorLabor |  | ModelLabel |  | WarrantyDescription |  |  | ProductionYear | [6 empty] | Finish |  | Area | SerialNumber | WarrantyStartDate | BarCode | AssetIdentifier | Features | TagNumber |  | 0.920000 |  |  |  |  | WarrantyDurationParts | AccessibilityPerformance | CodePerformance | Color | Constituents | Grade | Material | ModelReference | NominalHeight | NominalLength | Shape | SustainabilityPerformance | WarrantyDurationLabor | FIXED | WarrantyGuarantorParts | ExpectedLife | ReplacementCost | NominalWidth | [14 empty] | 0.000000 |  |  | 0.900000 | Construction Type |  |  |  |  | First Floor | [6 empty] | 23.40.35.17.47.11 |  |  |  | Kitchen Casework | [34 empty] | 0.600000 | [13 empty] | Level : First Floor | [26 empty] | F | [27 empty] | F | 0.040000
2300 | 1B04 |  |  |  | 424493 | 205284 | New Construction |  |  |  | 208947 | 125763 | 134236 | Reference |  | 600mm Depth | Size |  | 204405,205749,205750,205751,205752,209206,209207,209208,209209,209210 | Manufacturer |  | 2DTT9YtR97ouE$uc7qP6T5 | 1 | M_Counter Top w Sink Hole:600mm Depth:600mm Depth:424493 |  | InstallationDate | 2300 | WarrantyGuarantorLabor |  | ModelLabel |  | WarrantyDescription |  |  | ProductionYear | [6 empty] | Finish |  | Area | SerialNumber | WarrantyStartDate | BarCode | AssetIdentifier | Features | TagNumber |  | 2.500000 |  |  |  |  | WarrantyDurationParts | AccessibilityPerformance | CodePerformance | Color | Constituents | Grade | Material | ModelReference | NominalHeight | NominalLength | Shape | SustainabilityPerformance | WarrantyDurationLabor | FIXED | WarrantyGuarantorParts | ExpectedLife | ReplacementCost | NominalWidth | [14 empty] | 0.000000 |  |  | 0.900000 | Construction Type |  |  |  |  | First Floor | [6 empty] | 23.40.35.17.47.11 |  |  |  | Kitchen Casework | [34 empty] | 0.625000 | [13 empty] | Level : First Floor | [26 empty] | F | [28 empty] | 0.040000 | 0.587000 | 0.378000 | 1.628000 | 0.100000
2301 | 1B04 |  |  |  | 424614 | 205285 | New Construction |  |  |  | 208947 | 125765 | 134237 | Reference |  | 600mm Depth | Size |  | 204406,205753,205754,205755,205756,209206,209207,209208,209209,209210 | Manufacturer |  | 2DTT9YtR97ouE$uc7qP6VE | 1 | M_Counter Top w Sink Hole:600mm Depth:600mm Depth:424614 |  | InstallationDate | 2301 | WarrantyGuarantorLabor |  | ModelLabel |  | WarrantyDescription |  |  | ProductionYear | [6 empty] | Finish |  | Area | SerialNumber | WarrantyStartDate | BarCode | AssetIdentifier | Features | TagNumber |  | 4.357106 |  |  |  |  | WarrantyDurationParts | AccessibilityPerformance | CodePerformance | Color | Constituents | Grade | Material | ModelReference | NominalHeight | NominalLength | Shape | SustainabilityPerformance | WarrantyDurationLabor | FIXED | WarrantyGuarantorParts | ExpectedLife | ReplacementCost | NominalWidth | [14 empty] | 0.000000 |  |  | 0.900000 | Construction Type |  |  |  |  | First Floor | [6 empty] | 23.40.35.17.47.11 |  |  |  | Kitchen Casework | [34 empty] | 0.625000 | [13 empty] | Level : First Floor | [26 empty] | F | [28 empty] | 0.040000 | 0.587000 | 0.378000 | 0.751909 | 0.100000
2302 | 1B04 |  |  |  | 424797 | 205286 | New Construction |  |  |  | 208947 | 125767 | 134238 | Reference |  | 600mm Depth | Size |  | 204407,205757,205758,205759,205760,209206,209207,209208,209209,209210 | Manufacturer |  | 2DTT9YtR97ouE$uc7qP6Or | 1 | M_Counter Top w Sink Hole:600mm Depth:600mm Depth:424797 |  | InstallationDate | 2302 | WarrantyGuarantorLabor |  | ModelLabel |  | WarrantyDescription |  |  | ProductionYear | [6 empty] | Finish |  | Area | SerialNumber | WarrantyStartDate | BarCode | AssetIdentifier | Features | TagNumber |  | 2.570894 |  |  |  |  | WarrantyDurationParts | AccessibilityPerformance | CodePerformance | Color | Constituents | Grade | Material | ModelReference | NominalHeight | NominalLength | Shape | SustainabilityPerformance | WarrantyDurationLabor | FIXED | WarrantyGuarantorParts | ExpectedLife | ReplacementCost | NominalWidth | [14 empty] | 0.000000 |  |  | 0.900000 | Construction Type |  |  |  |  | First Floor | [6 empty] | 23.40.35.17.47.11 |  |  |  | Kitchen Casework | [34 empty] | 0.625000 | [13 empty] | Level : First Floor | [26 empty] | F | [28 empty] | 0.040000 | 0.587000 | 0.378000 | 1.000000 | 0.100000
2269 | 1E16 |  |  |  | 330800 | 205233 | New Construction |  |  |  | 205352 | 124919 | 133723 | Reference |  | 600mm Depth | Size |  | 204316,205595,205596,205597,205598,209206,209207,209208,209209,209210 | Manufacturer |  | 3bkZ8t9ef5YvmFg77LM98x | 1 | M_Counter Top w Sink Hole:600mm Depth:600mm Depth:330800 |  | InstallationDate | 2269 | WarrantyGuarantorLabor |  | ModelLabel |  | WarrantyDescription |  |  | ProductionYear | [6 empty] | Finish |  | Area | SerialNumber | WarrantyStartDate | BarCode | AssetIdentifier | Features | TagNumber |  | 1.210000 |  |  |  |  | WarrantyDurationParts | AccessibilityPerformance | CodePerformance | Color | Constituents | Grade | Material | ModelReference | NominalHeight | NominalLength | Shape | SustainabilityPerformance | WarrantyDurationLabor | FIXED | WarrantyGuarantorParts | ExpectedLife | ReplacementCost | NominalWidth | [14 empty] | 0.000000 |  |  | 0.900000 | Construction Type |  |  |  |  | First Floor | [6 empty] | 23.40.35.17.47.11 |  |  |  | Kitchen Casework | [34 empty] | 0.625000 | [13 empty] | Level : First Floor | [26 empty] | F | [28 empty] | 0.040000 | 0.482600 | 0.403931 | 0.908082 | 0.113000
3728 | 1E16 |  |  |  | 330509 |  | New Construction |  |  |  | 205352 | 124918 | 119477 | Reference |  | 1200mm | Size |  | 199754,199755,199756,209121,209144,209145,209146,209147,209148 | Manufacturer |  | 3bkZ8t9ef5YvmFg77LM9K6 | 1 | M_Base Cabinet-Double Door & 2 Drawer:1200mm:1200mm:330509 |  | InstallationDate | 3728 | WarrantyGuarantorLabor |  | ModelLabel |  | WarrantyDescription |  |  | ProductionYear | [6 empty] | Finish |  | Area | SerialNumber | WarrantyStartDate | BarCode | AssetIdentifier | Features | TagNumber |  |  |  |  | 1.200000 |  | WarrantyDurationParts | AccessibilityPerformance | CodePerformance | Color | Constituents | Grade | Material | ModelReference | NominalHeight | NominalLength | Shape | SustainabilityPerformance | WarrantyDurationLabor | FIXED | WarrantyGuarantorParts | ExpectedLife | ReplacementCost | NominalWidth | [14 empty] | 0.000000 |  |  | 0.860000 | Construction Type |  |  |  |  | First Floor | [6 empty] | 23.40.35.17.47.11 |  |  |  | Kitchen Casework | [34 empty] | 0.600000 | [13 empty] | Level : First Floor | [26 empty] | F | [33 empty] | Cabinets - Handles | 0.035000 | 0.100000
2280 | 1D22 |  |  |  | 357065 | 205241 | New Construction |  |  |  | 190123 | 125097 | 133851 | Reference |  | 600mm Depth | Size |  | 204346,205619,205620,205621,205622,209206,209207,209208,209209,209210 | Manufacturer |  | 0tIhQ6hmz02e5gznEed5gM | 1 | M_Counter Top w Sink Hole:600mm Depth:600mm Depth:357065 |  | InstallationDate | 2280 | WarrantyGuarantorLabor |  | ModelLabel |  | WarrantyDescription |  |  | ProductionYear | [6 empty] | Finish |  | Area | SerialNumber | WarrantyStartDate | BarCode | AssetIdentifier | Features | TagNumber |  | 3.050000 |  |  |  |  | WarrantyDurationParts | AccessibilityPerformance | CodePerformance | Color | Constituents | Grade | Material | ModelReference | NominalHeight | NominalLength | Shape | SustainabilityPerformance | WarrantyDurationLabor | FIXED | WarrantyGuarantorParts | ExpectedLife | ReplacementCost | NominalWidth | [14 empty] | 0.000000 |  |  | 0.900000 | Construction Type |  |  |  |  | First Floor | [6 empty] | 23.40.35.17.47.11 |  |  |  | Kitchen Casework | [34 empty] | 0.625000 | [13 empty] | Level : First Floor | [26 empty] | F | [28 empty] | 0.040000 | 0.482600 | 0.417956 | 2.725453 | 0.122044
2265 | 1D40 |  |  |  | 327273 |  | New Construction |  |  |  | 208882 | 124905 | 133717 | Reference |  | 600mm Depth | Size |  | 199715,199716,199717,199718,199719,204312,209110,209111,209112,209113,209114 | Manufacturer |  | 3bkZ8t9ef5YvmFg77LMM1Y | 1 | M_Counter Top:600mm Depth:600mm Depth:327273 |  | InstallationDate | 2265 | WarrantyGuarantorLabor |  | ModelLabel |  | WarrantyDescription |  |  | ProductionYear | [6 empty] | Finish |  | Area | SerialNumber | WarrantyStartDate | BarCode | AssetIdentifier | Features | TagNumber |  | 0.610000 |  |  |  |  | WarrantyDurationParts | AccessibilityPerformance | CodePerformance | Color | Constituents | Grade | Material | ModelReference | NominalHeight | NominalLength | Shape | SustainabilityPerformance | WarrantyDurationLabor | FIXED | WarrantyGuarantorParts | ExpectedLife | ReplacementCost | NominalWidth | [14 empty] | 0.000000 |  |  | 0.900000 | Construction Type |  |  |  |  | First Floor | [6 empty] | 23.40.35.17.47.11 |  |  |  | Kitchen Casework | [34 empty] | 0.600000 | [13 empty] | Level : First Floor | [26 empty] | F | [27 empty] | T | 0.040000
3718 | 1D40 |  |  |  | 326852 |  | New Construction |  |  |  | 208882 | 124903 | 133716 | Reference |  | 610mm | Size |  | 199709,199710,199711,204311,205819,205820,205821,205822,205823 | Manufacturer |  | 3bkZ8t9ef5YvmFg77LMMBF | 1 | M_Upper Cabinet-Single Door-Wall:610mm:610mm:326852 |  | InstallationDate | 3718 | WarrantyGuarantorLabor |  | ModelLabel |  | WarrantyDescription |  |  | ProductionYear | [6 empty] | Finish |  | Area | SerialNumber | WarrantyStartDate | BarCode | AssetIdentifier | Features | TagNumber |  |  |  |  | 0.610000 |  | WarrantyDurationParts | AccessibilityPerformance | CodePerformance | Color | Constituents | Grade | Material | ModelReference | NominalHeight | NominalLength | Shape | SustainabilityPerformance | WarrantyDurationLabor | FIXED | WarrantyGuarantorParts | ExpectedLife | ReplacementCost | NominalWidth | [17 empty] | 0.600000 | Construction Type |  |  |  |  | First Floor | [6 empty] | 23.40.35.17.47.11 |  |  |  | Kitchen Casework | [33 empty] | 1.400000 | 0.300000 | [74 empty] | Cabinets - Handles |  |  | 2.000000
3719 | 1D40 |  |  |  | 327015 |  | New Construction |  |  |  | 208882 | 124904 | 119469 | Reference |  | 600mm | Size |  | 199712,199713,199714,209103,209115,209116,209117,209118,209119 | Manufacturer |  | 3bkZ8t9ef5YvmFg77LMMDi | 1 | M_Base Cabinet-Double Door & 2 Drawer:600mm:600mm:327015 |  | InstallationDate | 3719 | WarrantyGuarantorLabor |  | ModelLabel |  | WarrantyDescription |  |  | ProductionYear | [6 empty] | Finish |  | Area | SerialNumber | WarrantyStartDate | BarCode | AssetIdentifier | Features | TagNumber |  |  |  |  | 0.600000 |  | WarrantyDurationParts | AccessibilityPerformance | CodePerformance | Color | Constituents | Grade | Material | ModelReference | NominalHeight | NominalLength | Shape | SustainabilityPerformance | WarrantyDurationLabor | FIXED | WarrantyGuarantorParts | ExpectedLife | ReplacementCost | NominalWidth | [14 empty] | 0.000000 |  |  | 0.860000 | Construction Type |  |  |  |  | First Floor | [6 empty] | 23.40.35.17.47.11 |  |  |  | Kitchen Casework | [34 empty] | 0.600000 | [13 empty] | Level : First Floor | [26 empty] | F | [33 empty] | Cabinets - Handles | 0.035000 | 0.100000
2271 | 1A10 |  |  |  | 332580 |  | New Construction |  |  |  | 208881 | 124928 | 133727 | Reference |  | 600mm Depth | Size |  | 199772,199773,199774,199775,199776,204319,209110,209111,209112,209113,209114 | Manufacturer |  | 3bkZ8t9ef5YvmFg77LM8ql | 1 | M_Counter Top:600mm Depth:600mm Depth:332580 |  | InstallationDate | 2271 | WarrantyGuarantorLabor |  | ModelLabel |  | WarrantyDescription |  |  | ProductionYear | [6 empty] | Finish |  | Area | SerialNumber | WarrantyStartDate | BarCode | AssetIdentifier | Features | TagNumber |  | 1.200000 |  |  |  |  | WarrantyDurationParts | AccessibilityPerformance | CodePerformance | Color | Constituents | Grade | Material | ModelReference | NominalHeight | NominalLength | Shape | SustainabilityPerformance | WarrantyDurationLabor | FIXED | WarrantyGuarantorParts | ExpectedLife | ReplacementCost | NominalWidth | [14 empty] | 0.000000 |  |  | 0.900000 | Construction Type |  |  |  |  | First Floor | [6 empty] | 23.40.35.17.47.11 |  |  |  | Kitchen Casework | [34 empty] | 0.600000 | [13 empty] | Level : First Floor | [26 empty] | F | [27 empty] | T | 0.040000
3732 | 1A10 |  |  |  | 332134 |  | New Construction |  |  |  | 208881 | 124926 | 119482 | Reference |  | 1200mm | Size |  | 199766,199767,199768,209121,209144,209145,209146,209147,209148 | Manufacturer |  | 3bkZ8t9ef5YvmFg77LM8zj | 1 | M_Base Cabinet-Double Door & 2 Drawer:1200mm:1200mm:332134 |  | InstallationDate | 3732 | WarrantyGuarantorLabor |  | ModelLabel |  | WarrantyDescription |  |  | ProductionYear | [6 empty] | Finish |  | Area | SerialNumber | WarrantyStartDate | BarCode | AssetIdentifier | Features | TagNumber |  |  |  |  | 1.200000 |  | WarrantyDurationParts | AccessibilityPerformance | CodePerformance | Color | Constituents | Grade | Material | ModelReference | NominalHeight | NominalLength | Shape | SustainabilityPerformance | WarrantyDurationLabor | FIXED | WarrantyGuarantorParts | ExpectedLife | ReplacementCost | NominalWidth | [14 empty] | 0.000000 |  |  | 0.860000 | Construction Type |  |  |  |  | First Floor | [6 empty] | 23.40.35.17.47.11 |  |  |  | Kitchen Casework | [34 empty] | 0.600000 | [13 empty] | Level : First Floor | [26 empty] | F | [33 empty] | Cabinets - Handles | 0.035000 | 0.100000
3733 | 1A10 |  |  |  | 332323 |  | New Construction |  |  |  | 208881 | 124927 | 133726 | Reference |  | 610mm | Size |  | 199769,199770,199771,204318,205819,205820,205821,205822,205823 | Manufacturer |  | 3bkZ8t9ef5YvmFg77LM8me | 1 | M_Upper Cabinet-Single Door-Wall:610mm:610mm:332323 |  | InstallationDate | 3733 | WarrantyGuarantorLabor |  | ModelLabel |  | WarrantyDescription |  |  | ProductionYear | [6 empty] | Finish |  | Area | SerialNumber | WarrantyStartDate | BarCode | AssetIdentifier | Features | TagNumber |  |  |  |  | 0.610000 |  | WarrantyDurationParts | AccessibilityPerformance | CodePerformance | Color | Constituents | Grade | Material | ModelReference | NominalHeight | NominalLength | Shape | SustainabilityPerformance | WarrantyDurationLabor | FIXED | WarrantyGuarantorParts | ExpectedLife | ReplacementCost | NominalWidth | [17 empty] | 0.600000 | Construction Type |  |  |  |  | First Floor | [6 empty] | 23.40.35.17.47.11 |  |  |  | Kitchen Casework | [33 empty] | 1.400000 | 0.300000 | [74 empty] | Cabinets - Handles |  |  | 2.000000
2270 | 1B10 |  |  |  | 331805 | 205234 | New Construction |  |  |  | 208949 | 124924 | 133725 | Reference |  | 600mm Depth | Size |  | 204317,205599,205600,205601,205602,209206,209207,209208,209209,209210 | Manufacturer |  | 3bkZ8t9ef5YvmFg77LM8uM | 1 | M_Counter Top w Sink Hole:600mm Depth:600mm Depth:331805 |  | InstallationDate | 2270 | WarrantyGuarantorLabor |  | ModelLabel |  | WarrantyDescription |  |  | ProductionYear | [6 empty] | Finish |  | Area | SerialNumber | WarrantyStartDate | BarCode | AssetIdentifier | Features | TagNumber |  | 1.810000 |  |  |  |  | WarrantyDurationParts | AccessibilityPerformance | CodePerformance | Color | Constituents | Grade | Material | ModelReference | NominalHeight | NominalLength | Shape | SustainabilityPerformance | WarrantyDurationLabor | FIXED | WarrantyGuarantorParts | ExpectedLife | ReplacementCost | NominalWidth | [14 empty] | 0.000000 |  |  | 0.900000 | Construction Type |  |  |  |  | First Floor | [6 empty] | 23.40.35.17.47.11 |  |  |  | Kitchen Casework | [34 empty] | 0.625000 | [13 empty] | Level : First Floor | [26 empty] | F | [28 empty] | 0.040000 | 0.315150 | 0.378000 | 0.263836 | 0.100000
3729 | 1B10 |  |  |  | 331196 |  | New Construction |  |  |  | 208949 | 124921 | 119479 | Reference |  | 600mm | Size |  | 199757,199758,199759,209103,209115,209116,209117,209118,209119 | Manufacturer |  | 3bkZ8t9ef5YvmFg77LM9Et | 1 | M_Base Cabinet-Double Door & 2 Drawer:600mm:600mm:331196 |  | InstallationDate | 3729 | WarrantyGuarantorLabor |  | ModelLabel |  | WarrantyDescription |  |  | ProductionYear | [6 empty] | Finish |  | Area | SerialNumber | WarrantyStartDate | BarCode | AssetIdentifier | Features | TagNumber |  |  |  |  | 0.600000 |  | WarrantyDurationParts | AccessibilityPerformance | CodePerformance | Color | Constituents | Grade | Material | ModelReference | NominalHeight | NominalLength | Shape | SustainabilityPerformance | WarrantyDurationLabor | FIXED | WarrantyGuarantorParts | ExpectedLife | ReplacementCost | NominalWidth | [14 empty] | 0.000000 |  |  | 0.860000 | Construction Type |  |  |  |  | First Floor | [6 empty] | 23.40.35.17.47.11 |  |  |  | Kitchen Casework | [34 empty] | 0.600000 | [13 empty] | Level : First Floor | [26 empty] | F | [33 empty] | Cabinets - Handles | 0.035000 | 0.100000
3730 | 1B10 |  |  |  | 331445 |  | New Construction |  |  |  | 208949 | 124922 | 119480 | Reference |  | 1200mm | Size |  | 199760,199761,199762,209121,209144,209145,209146,209147,209148 | Manufacturer |  | 3bkZ8t9ef5YvmFg77LM92_ | 1 | M_Base Cabinet-Double Door & 2 Drawer:1200mm:1200mm:331445 |  | InstallationDate | 3730 | WarrantyGuarantorLabor |  | ModelLabel |  | WarrantyDescription |  |  | ProductionYear | [6 empty] | Finish |  | Area | SerialNumber | WarrantyStartDate | BarCode | AssetIdentifier | Features | TagNumber |  |  |  |  | 1.200000 |  | WarrantyDurationParts | AccessibilityPerformance | CodePerformance | Color | Constituents | Grade | Material | ModelReference | NominalHeight | NominalLength | Shape | SustainabilityPerformance | WarrantyDurationLabor | FIXED | WarrantyGuarantorParts | ExpectedLife | ReplacementCost | NominalWidth | [14 empty] | 0.000000 |  |  | 0.860000 | Construction Type |  |  |  |  | First Floor | [6 empty] | 23.40.35.17.47.11 |  |  |  | Kitchen Casework | [34 empty] | 0.600000 | [13 empty] | Level : First Floor | [26 empty] | F | [33 empty] | Cabinets - Handles | 0.035000 | 0.100000
3731 | 1B10 |  |  |  | 331680 |  | New Construction |  |  |  | 208949 | 124923 | 133724 | Reference |  | 915mm | Size |  | 199763,199764,199765,208971,208972,208973,208974,208975,208995 | Manufacturer |  | 3bkZ8t9ef5YvmFg77LM96h | 1 | M_Upper Cabinet-Double Door-Wall:915mm:915mm:331680 |  | InstallationDate | 3731 | WarrantyGuarantorLabor |  | ModelLabel |  | WarrantyDescription |  |  | ProductionYear | [6 empty] | Finish |  | Area | SerialNumber | WarrantyStartDate | BarCode | AssetIdentifier | Features | TagNumber |  |  |  |  | 0.915000 |  | WarrantyDurationParts | AccessibilityPerformance | CodePerformance | Color | Constituents | Grade | Material | ModelReference | NominalHeight | NominalLength | Shape | SustainabilityPerformance | WarrantyDurationLabor | FIXED | WarrantyGuarantorParts | ExpectedLife | ReplacementCost | NominalWidth | [17 empty] | 0.600000 | Construction Type |  |  |  |  | First Floor | [6 empty] | 23.40.35.17.47.11 |  |  |  | Kitchen Casework | [33 empty] | 1.400000 | 0.305000 | [74 empty] | Cabinets - Handles |  |  | 2.000000
2288 | 1D11 |  |  |  | 422741 | 205272 | New Construction |  |  |  | 205343 | 125727 | 134224 | Reference |  | 600mm Depth | Size |  | 204392,205701,205702,205703,205704,209206,209207,209208,209209,209210 | Manufacturer |  | 2DTT9YtR97ouE$uc7qP6uz | 1 | M_Counter Top w Sink Hole:600mm Depth:600mm Depth:422741 |  | InstallationDate | 2288 | WarrantyGuarantorLabor |  | ModelLabel |  | WarrantyDescription |  |  | ProductionYear | [6 empty] | Finish |  | Area | SerialNumber | WarrantyStartDate | BarCode | AssetIdentifier | Features | TagNumber |  | 1.200000 |  |  |  |  | WarrantyDurationParts | AccessibilityPerformance | CodePerformance | Color | Constituents | Grade | Material | ModelReference | NominalHeight | NominalLength | Shape | SustainabilityPerformance | WarrantyDurationLabor | FIXED | WarrantyGuarantorParts | ExpectedLife | ReplacementCost | NominalWidth | [14 empty] | 0.000000 |  |  | 0.900000 | Construction Type |  |  |  |  | First Floor | [6 empty] | 23.40.35.17.47.11 |  |  |  | Kitchen Casework | [34 empty] | 0.625000 | [13 empty] | Level : First Floor | [26 empty] | F | [28 empty] | 0.040000 | 0.587000 | 0.391258 | 0.600000 | 0.169730
3768 | 1D11 |  |  |  | 422740 |  | New Construction |  |  |  | 205343 | 125726 | 119822 | Reference |  | 1200mm | Size |  | 203614,203615,203616,209121,209144,209145,209146,209147,209148 | Manufacturer |  | 2DTT9YtR97ouE$uc7qP6uy | 1 | M_Base Cabinet-Double Door & 2 Drawer:1200mm:1200mm:422740 |  | InstallationDate | 3768 | WarrantyGuarantorLabor |  | ModelLabel |  | WarrantyDescription |  |  | ProductionYear | [6 empty] | Finish |  | Area | SerialNumber | WarrantyStartDate | BarCode | AssetIdentifier | Features | TagNumber |  |  |  |  | 1.200000 |  | WarrantyDurationParts | AccessibilityPerformance | CodePerformance | Color | Constituents | Grade | Material | ModelReference | NominalHeight | NominalLength | Shape | SustainabilityPerformance | WarrantyDurationLabor | FIXED | WarrantyGuarantorParts | ExpectedLife | ReplacementCost | NominalWidth | [14 empty] | 0.000000 |  |  | 0.860000 | Construction Type |  |  |  |  | First Floor | [6 empty] | 23.40.35.17.47.11 |  |  |  | Kitchen Casework | [34 empty] | 0.600000 | [13 empty] | Level : First Floor | [26 empty] | F | [33 empty] | Cabinets - Handles | 0.035000 | 0.100000
2267 | 1E11 |  |  |  | 329412 |  | New Construction |  |  |  | 208944 | 124914 | 133721 | Reference |  | 600mm Depth | Size |  | 199746,199747,199748,199749,199750,204314,209110,209111,209112,209113,209114 | Manufacturer |  | 3bkZ8t9ef5YvmFg77LM9ZF | 1 | M_Counter Top:600mm Depth:600mm Depth:329412 |  | InstallationDate | 2267 | WarrantyGuarantorLabor |  | ModelLabel |  | WarrantyDescription |  |  | ProductionYear | [6 empty] | Finish |  | Area | SerialNumber | WarrantyStartDate | BarCode | AssetIdentifier | Features | TagNumber |  | 1.525000 |  |  |  |  | WarrantyDurationParts | AccessibilityPerformance | CodePerformance | Color | Constituents | Grade | Material | ModelReference | NominalHeight | NominalLength | Shape | SustainabilityPerformance | WarrantyDurationLabor | FIXED | WarrantyGuarantorParts | ExpectedLife | ReplacementCost | NominalWidth | [14 empty] | 0.000000 |  |  | 0.900000 | Construction Type |  |  |  |  | First Floor | [6 empty] | 23.40.35.17.47.11 |  |  |  | Kitchen Casework | [34 empty] | 0.600000 | [13 empty] | Level : First Floor | [26 empty] | F | [27 empty] | T | 0.040000
3721 | 1E11 |  |  |  | 328134 |  | New Construction |  |  |  | 208944 | 124907 | 119471 | Reference |  | 900mm | Size |  | 199723,199724,199725,208996,209056,209057,209058,209059,209060 | Manufacturer |  | 3bkZ8t9ef5YvmFg77LM9$D | 1 | M_Base Cabinet-Double Door & 2 Drawer:900mm:900mm:328134 |  | InstallationDate | 3721 | WarrantyGuarantorLabor |  | ModelLabel |  | WarrantyDescription |  |  | ProductionYear | [6 empty] | Finish |  | Area | SerialNumber | WarrantyStartDate | BarCode | AssetIdentifier | Features | TagNumber |  |  |  |  | 0.900000 |  | WarrantyDurationParts | AccessibilityPerformance | CodePerformance | Color | Constituents | Grade | Material | ModelReference | NominalHeight | NominalLength | Shape | SustainabilityPerformance | WarrantyDurationLabor | FIXED | WarrantyGuarantorParts | ExpectedLife | ReplacementCost | NominalWidth | [14 empty] | 0.000000 |  |  | 0.860000 | Construction Type |  |  |  |  | First Floor | [6 empty] | 23.40.35.17.47.11 |  |  |  | Kitchen Casework | [34 empty] | 0.600000 | [13 empty] | Level : First Floor | [26 empty] | F | [33 empty] | Cabinets - Handles | 0.035000 | 0.100000
3722 | 1E11 |  |  |  | 328330 |  | New Construction |  |  |  | 208944 | 124908 | 119472 | Reference |  | 600mm | Size |  | 199726,199727,199728,209103,209115,209116,209117,209118,209119 | Manufacturer |  | 3bkZ8t9ef5YvmFg77LM9o1 | 1 | M_Base Cabinet-Double Door & 2 Drawer:600mm:600mm:328330 |  | InstallationDate | 3722 | WarrantyGuarantorLabor |  | ModelLabel |  | WarrantyDescription |  |  | ProductionYear | [6 empty] | Finish |  | Area | SerialNumber | WarrantyStartDate | BarCode | AssetIdentifier | Features | TagNumber |  |  |  |  | 0.600000 |  | WarrantyDurationParts | AccessibilityPerformance | CodePerformance | Color | Constituents | Grade | Material | ModelReference | NominalHeight | NominalLength | Shape | SustainabilityPerformance | WarrantyDurationLabor | FIXED | WarrantyGuarantorParts | ExpectedLife | ReplacementCost | NominalWidth | [14 empty] | 0.000000 |  |  | 0.860000 | Construction Type |  |  |  |  | First Floor | [6 empty] | 23.40.35.17.47.11 |  |  |  | Kitchen Casework | [34 empty] | 0.600000 | [13 empty] | Level : First Floor | [26 empty] | F | [33 empty] | Cabinets - Handles | 0.035000 | 0.100000
3723 | 1E11 |  |  |  | 328573 |  | New Construction |  |  |  | 208944 | 124909 | 133718 | Reference |  | 915mm | Size |  | 199729,199730,199731,208971,208972,208973,208974,208975,208995 | Manufacturer |  | 3bkZ8t9ef5YvmFg77LM9rs | 1 | M_Upper Cabinet-Double Door-Wall:915mm:915mm:328573 |  | InstallationDate | 3723 | WarrantyGuarantorLabor |  | ModelLabel |  | WarrantyDescription |  |  | ProductionYear | [6 empty] | Finish |  | Area | SerialNumber | WarrantyStartDate | BarCode | AssetIdentifier | Features | TagNumber |  |  |  |  | 0.915000 |  | WarrantyDurationParts | AccessibilityPerformance | CodePerformance | Color | Constituents | Grade | Material | ModelReference | NominalHeight | NominalLength | Shape | SustainabilityPerformance | WarrantyDurationLabor | FIXED | WarrantyGuarantorParts | ExpectedLife | ReplacementCost | NominalWidth | [17 empty] | 0.600000 | Construction Type |  |  |  |  | First Floor | [6 empty] | 23.40.35.17.47.11 |  |  |  | Kitchen Casework | [33 empty] | 1.400000 | 0.305000 | [74 empty] | Cabinets - Handles |  |  | 2.000000
2290 | 1D07 |  |  |  | 422834 | 205274 | New Construction |  |  |  | 205339 | 125733 | 134226 | Reference |  | 600mm Depth | Size |  | 204394,205709,205710,205711,205712,209206,209207,209208,209209,209210 | Manufacturer |  | 2DTT9YtR97ouE$uc7qP6xQ | 1 | M_Counter Top w Sink Hole:600mm Depth:600mm Depth:422834 |  | InstallationDate | 2290 | WarrantyGuarantorLabor |  | ModelLabel |  | WarrantyDescription |  |  | ProductionYear | [6 empty] | Finish |  | Area | SerialNumber | WarrantyStartDate | BarCode | AssetIdentifier | Features | TagNumber |  | 1.200000 |  |  |  |  | WarrantyDurationParts | AccessibilityPerformance | CodePerformance | Color | Constituents | Grade | Material | ModelReference | NominalHeight | NominalLength | Shape | SustainabilityPerformance | WarrantyDurationLabor | FIXED | WarrantyGuarantorParts | ExpectedLife | ReplacementCost | NominalWidth | [14 empty] | 0.000000 |  |  | 0.900000 | Construction Type |  |  |  |  | First Floor | [6 empty] | 23.40.35.17.47.11 |  |  |  | Kitchen Casework | [34 empty] | 0.625000 | [13 empty] | Level : First Floor | [26 empty] | F | [28 empty] | 0.040000 | 0.587000 | 0.391258 | 0.600000 | 0.169730
3770 | 1D07 |  |  |  | 422833 |  | New Construction |  |  |  | 205339 | 125732 | 119826 | Reference |  | 1200mm | Size |  | 203620,203621,203622,209121,209144,209145,209146,209147,209148 | Manufacturer |  | 2DTT9YtR97ouE$uc7qP6xP | 1 | M_Base Cabinet-Double Door & 2 Drawer:1200mm:1200mm:422833 |  | InstallationDate | 3770 | WarrantyGuarantorLabor |  | ModelLabel |  | WarrantyDescription |  |  | ProductionYear | [6 empty] | Finish |  | Area | SerialNumber | WarrantyStartDate | BarCode | AssetIdentifier | Features | TagNumber |  |  |  |  | 1.200000 |  | WarrantyDurationParts | AccessibilityPerformance | CodePerformance | Color | Constituents | Grade | Material | ModelReference | NominalHeight | NominalLength | Shape | SustainabilityPerformance | WarrantyDurationLabor | FIXED | WarrantyGuarantorParts | ExpectedLife | ReplacementCost | NominalWidth | [14 empty] | 0.000000 |  |  | 0.860000 | Construction Type |  |  |  |  | First Floor | [6 empty] | 23.40.35.17.47.11 |  |  |  | Kitchen Casework | [34 empty] | 0.600000 | [13 empty] | Level : First Floor | [26 empty] | F | [33 empty] | Cabinets - Handles | 0.035000 | 0.100000
2294 | 1D32 |  |  |  | 424045 | 205278 | New Construction |  |  |  | 205347 | 125747 | 134230 | Reference |  | 600mm Depth | Size |  | 204399,205725,205726,205727,205728,209206,209207,209208,209209,209210 | Manufacturer |  | 2DTT9YtR97ouE$uc7qP6K5 | 1 | M_Counter Top w Sink Hole:600mm Depth:600mm Depth:424045 |  | InstallationDate | 2294 | WarrantyGuarantorLabor |  | ModelLabel |  | WarrantyDescription |  |  | ProductionYear | [6 empty] | Finish |  | Area | SerialNumber | WarrantyStartDate | BarCode | AssetIdentifier | Features | TagNumber |  | 1.200000 |  |  |  |  | WarrantyDurationParts | AccessibilityPerformance | CodePerformance | Color | Constituents | Grade | Material | ModelReference | NominalHeight | NominalLength | Shape | SustainabilityPerformance | WarrantyDurationLabor | FIXED | WarrantyGuarantorParts | ExpectedLife | ReplacementCost | NominalWidth | [14 empty] | 0.000000 |  |  | 0.900000 | Construction Type |  |  |  |  | First Floor | [6 empty] | 23.40.35.17.47.11 |  |  |  | Kitchen Casework | [34 empty] | 0.625000 | [13 empty] | Level : First Floor | [26 empty] | F | [28 empty] | 0.040000 | 0.587000 | 0.391258 | 0.600000 | 0.169730
3776 | 1D32 |  |  |  | 424044 |  | New Construction |  |  |  | 205347 | 125746 | 119836 | Reference |  | 1200mm | Size |  | 203638,203639,203640,209121,209144,209145,209146,209147,209148 | Manufacturer |  | 2DTT9YtR97ouE$uc7qP6K4 | 1 | M_Base Cabinet-Double Door & 2 Drawer:1200mm:1200mm:424044 |  | InstallationDate | 3776 | WarrantyGuarantorLabor |  | ModelLabel |  | WarrantyDescription |  |  | ProductionYear | [6 empty] | Finish |  | Area | SerialNumber | WarrantyStartDate | BarCode | AssetIdentifier | Features | TagNumber |  |  |  |  | 1.200000 |  | WarrantyDurationParts | AccessibilityPerformance | CodePerformance | Color | Constituents | Grade | Material | ModelReference | NominalHeight | NominalLength | Shape | SustainabilityPerformance | WarrantyDurationLabor | FIXED | WarrantyGuarantorParts | ExpectedLife | ReplacementCost | NominalWidth | [14 empty] | 0.000000 |  |  | 0.860000 | Construction Type |  |  |  |  | First Floor | [6 empty] | 23.40.35.17.47.11 |  |  |  | Kitchen Casework | [34 empty] | 0.600000 | [13 empty] | Level : First Floor | [26 empty] | F | [33 empty] | Cabinets - Handles | 0.035000 | 0.100000
2285 | 1D02 |  |  |  | 422054 | 205269 | New Construction |  |  |  | 205338 | 125718 | 134221 | Reference |  | 600mm Depth | Size |  | 204389,205689,205690,205691,205692,209206,209207,209208,209209,209210 | Manufacturer |  | 2DTT9YtR97ouE$uc7qP6tE | 1 | M_Counter Top w Sink Hole:600mm Depth:600mm Depth:422054 |  | InstallationDate | 2285 | WarrantyGuarantorLabor |  | ModelLabel |  | WarrantyDescription |  |  | ProductionYear | [6 empty] | Finish |  | Area | SerialNumber | WarrantyStartDate | BarCode | AssetIdentifier | Features | TagNumber |  | 1.200000 |  |  |  |  | WarrantyDurationParts | AccessibilityPerformance | CodePerformance | Color | Constituents | Grade | Material | ModelReference | NominalHeight | NominalLength | Shape | SustainabilityPerformance | WarrantyDurationLabor | FIXED | WarrantyGuarantorParts | ExpectedLife | ReplacementCost | NominalWidth | [14 empty] | 0.000000 |  |  | 0.900000 | Construction Type |  |  |  |  | First Floor | [6 empty] | 23.40.35.17.47.11 |  |  |  | Kitchen Casework | [34 empty] | 0.625000 | [13 empty] | Level : First Floor | [26 empty] | F | [28 empty] | 0.040000 | 0.587000 | 0.391258 | 0.600000 | 0.169730
3765 | 1D02 |  |  |  | 421917 |  | New Construction |  |  |  | 205338 | 125717 | 119816 | Reference |  | 1200mm | Size |  | 203605,203606,203607,209121,209144,209145,209146,209147,209148 | Manufacturer |  | 2DTT9YtR97ouE$uc7qP6rr | 1 | M_Base Cabinet-Double Door & 2 Drawer:1200mm:1200mm:421917 |  | InstallationDate | 3765 | WarrantyGuarantorLabor |  | ModelLabel |  | WarrantyDescription |  |  | ProductionYear | [6 empty] | Finish |  | Area | SerialNumber | WarrantyStartDate | BarCode | AssetIdentifier | Features | TagNumber |  |  |  |  | 1.200000 |  | WarrantyDurationParts | AccessibilityPerformance | CodePerformance | Color | Constituents | Grade | Material | ModelReference | NominalHeight | NominalLength | Shape | SustainabilityPerformance | WarrantyDurationLabor | FIXED | WarrantyGuarantorParts | ExpectedLife | ReplacementCost | NominalWidth | [14 empty] | 0.000000 |  |  | 0.860000 | Construction Type |  |  |  |  | First Floor | [6 empty] | 23.40.35.17.47.11 |  |  |  | Kitchen Casework | [34 empty] | 0.600000 | [13 empty] | Level : First Floor | [26 empty] | F | [33 empty] | Cabinets - Handles | 0.035000 | 0.100000
2292 | 1D05 |  |  |  | 422863 | 205276 | New Construction |  |  |  | 208936 | 125739 | 134228 | Reference |  | 600mm Depth | Size |  | 204396,205717,205718,205719,205720,209206,209207,209208,209209,209210 | Manufacturer |  | 2DTT9YtR97ouE$uc7qP6wd | 1 | M_Counter Top w Sink Hole:600mm Depth:600mm Depth:422863 |  | InstallationDate | 2292 | WarrantyGuarantorLabor |  | ModelLabel |  | WarrantyDescription |  |  | ProductionYear | [6 empty] | Finish |  | Area | SerialNumber | WarrantyStartDate | BarCode | AssetIdentifier | Features | TagNumber |  | 2.410000 |  |  |  |  | WarrantyDurationParts | AccessibilityPerformance | CodePerformance | Color | Constituents | Grade | Material | ModelReference | NominalHeight | NominalLength | Shape | SustainabilityPerformance | WarrantyDurationLabor | FIXED | WarrantyGuarantorParts | ExpectedLife | ReplacementCost | NominalWidth | [14 empty] | 0.000000 |  |  | 0.900000 | Construction Type |  |  |  |  | First Floor | [6 empty] | 23.40.35.17.47.11 |  |  |  | Kitchen Casework | [34 empty] | 0.625000 | [13 empty] | Level : First Floor | [26 empty] | F | [28 empty] | 0.040000 | 0.587000 | 0.406400 | 1.205000 | 0.137017
3772 | 1D05 |  |  |  | 422862 |  | New Construction |  |  |  | 208936 | 125738 | 119830 | Reference |  | 900mm | Size |  | 203626,203627,203628,208914,209056,209057,209058,209059,209060 | Manufacturer |  | 2DTT9YtR97ouE$uc7qP6wc | 1 | M_Base Cabinet-Double Door & 2 Drawer:900mm:900mm:422862 |  | InstallationDate | 3772 | WarrantyGuarantorLabor |  | ModelLabel |  | WarrantyDescription |  |  | ProductionYear | [6 empty] | Finish |  | Area | SerialNumber | WarrantyStartDate | BarCode | AssetIdentifier | Features | TagNumber |  |  |  |  | 0.900000 |  | WarrantyDurationParts | AccessibilityPerformance | CodePerformance | Color | Constituents | Grade | Material | ModelReference | NominalHeight | NominalLength | Shape | SustainabilityPerformance | WarrantyDurationLabor | FIXED | WarrantyGuarantorParts | ExpectedLife | ReplacementCost | NominalWidth | [14 empty] | 0.000000 |  |  | 0.860000 | Construction Type |  |  |  |  | First Floor | [6 empty] | 23.40.35.17.47.11 |  |  |  | Kitchen Casework | [34 empty] | 0.600000 | [13 empty] | Level : First Floor | [26 empty] | F | [33 empty] | Cabinets - Handles | 0.035000 | 0.100000
3773 | 1D05 |  |  |  | 423176 |  | New Construction |  |  |  | 208936 | 125741 | 119832 | Reference |  | 900mm | Size |  | 203629,203630,203631,208914,209056,209057,209058,209059,209060 | Manufacturer |  | 2DTT9YtR97ouE$uc7qP6XW | 1 | M_Base Cabinet-Double Door & 2 Drawer:900mm:900mm:423176 |  | InstallationDate | 3773 | WarrantyGuarantorLabor |  | ModelLabel |  | WarrantyDescription |  |  | ProductionYear | [6 empty] | Finish |  | Area | SerialNumber | WarrantyStartDate | BarCode | AssetIdentifier | Features | TagNumber |  |  |  |  | 0.900000 |  | WarrantyDurationParts | AccessibilityPerformance | CodePerformance | Color | Constituents | Grade | Material | ModelReference | NominalHeight | NominalLength | Shape | SustainabilityPerformance | WarrantyDurationLabor | FIXED | WarrantyGuarantorParts | ExpectedLife | ReplacementCost | NominalWidth | [14 empty] | 0.000000 |  |  | 0.860000 | Construction Type |  |  |  |  | First Floor | [6 empty] | 23.40.35.17.47.11 |  |  |  | Kitchen Casework | [34 empty] | 0.600000 | [13 empty] | Level : First Floor | [26 empty] | F | [33 empty] | Cabinets - Handles | 0.035000 | 0.100000
3774 | 1D05 |  |  |  | 423249 |  | New Construction |  |  |  | 208936 | 125742 | 119833 | Reference |  | 600mm | Size |  | 203632,203633,203634,204397,209115,209116,209117,209118,209119 | Manufacturer |  | 2DTT9YtR97ouE$uc7qP6Wv | 1 | M_Base Cabinet-Double Door & 2 Drawer:600mm:600mm:423249 |  | InstallationDate | 3774 | WarrantyGuarantorLabor |  | ModelLabel |  | WarrantyDescription |  |  | ProductionYear | [6 empty] | Finish |  | Area | SerialNumber | WarrantyStartDate | BarCode | AssetIdentifier | Features | TagNumber |  |  |  |  | 0.600000 |  | WarrantyDurationParts | AccessibilityPerformance | CodePerformance | Color | Constituents | Grade | Material | ModelReference | NominalHeight | NominalLength | Shape | SustainabilityPerformance | WarrantyDurationLabor | FIXED | WarrantyGuarantorParts | ExpectedLife | ReplacementCost | NominalWidth | [14 empty] | 0.000000 |  |  | 0.860000 | Construction Type |  |  |  |  | First Floor | [6 empty] | 23.40.35.17.47.11 |  |  |  | Kitchen Casework | [34 empty] | 0.600000 | [13 empty] | Level : First Floor | [26 empty] | F | [33 empty] | Cabinets - Handles | 0.035000 | 0.100000
2297 | 1D38 |  |  |  | 424107 | 205281 | New Construction |  |  |  | 205351 | 125755 | 134233 | Reference |  | 600mm Depth | Size |  | 204402,205737,205738,205739,205740,209206,209207,209208,209209,209210 | Manufacturer |  | 2DTT9YtR97ouE$uc7qP6N3 | 1 | M_Counter Top w Sink Hole:600mm Depth:600mm Depth:424107 |  | InstallationDate | 2297 | WarrantyGuarantorLabor |  | ModelLabel |  | WarrantyDescription |  |  | ProductionYear | [6 empty] | Finish |  | Area | SerialNumber | WarrantyStartDate | BarCode | AssetIdentifier | Features | TagNumber |  | 1.200000 |  |  |  |  | WarrantyDurationParts | AccessibilityPerformance | CodePerformance | Color | Constituents | Grade | Material | ModelReference | NominalHeight | NominalLength | Shape | SustainabilityPerformance | WarrantyDurationLabor | FIXED | WarrantyGuarantorParts | ExpectedLife | ReplacementCost | NominalWidth | [14 empty] | 0.000000 |  |  | 0.900000 | Construction Type |  |  |  |  | First Floor | [6 empty] | 23.40.35.17.47.11 |  |  |  | Kitchen Casework | [34 empty] | 0.625000 | [13 empty] | Level : First Floor | [26 empty] | F | [28 empty] | 0.040000 | 0.587000 | 0.391258 | 0.842659 | 0.169730
3720 | 1D38 |  |  |  | 327512 |  | New Construction |  |  |  | 205351 | 124906 | 119470 | Reference |  | 1200mm | Size |  | 199720,199721,199722,209121,209144,209145,209146,209147,209148 | Manufacturer |  | 3bkZ8t9ef5YvmFg77LMM5J | 1 | M_Base Cabinet-Double Door & 2 Drawer:1200mm:1200mm:327512 |  | InstallationDate | 3720 | WarrantyGuarantorLabor |  | ModelLabel |  | WarrantyDescription |  |  | ProductionYear | [6 empty] | Finish |  | Area | SerialNumber | WarrantyStartDate | BarCode | AssetIdentifier | Features | TagNumber |  |  |  |  | 1.200000 |  | WarrantyDurationParts | AccessibilityPerformance | CodePerformance | Color | Constituents | Grade | Material | ModelReference | NominalHeight | NominalLength | Shape | SustainabilityPerformance | WarrantyDurationLabor | FIXED | WarrantyGuarantorParts | ExpectedLife | ReplacementCost | NominalWidth | [14 empty] | 0.000000 |  |  | 0.860000 | Construction Type |  |  |  |  | First Floor | [6 empty] | 23.40.35.17.47.11 |  |  |  | Kitchen Casework | [34 empty] | 0.600000 | [13 empty] | Level : First Floor | [26 empty] | F | [33 empty] | Cabinets - Handles | 0.035000 | 0.100000
2299 | 1D31 |  |  |  | 424255 | 205283 | New Construction |  |  |  | 205346 | 125761 | 134235 | Reference |  | 600mm Depth | Size |  | 204404,205745,205746,205747,205748,209206,209207,209208,209209,209210 | Manufacturer |  | 2DTT9YtR97ouE$uc7qP6HN | 1 | M_Counter Top w Sink Hole:600mm Depth:600mm Depth:424255 |  | InstallationDate | 2299 | WarrantyGuarantorLabor |  | ModelLabel |  | WarrantyDescription |  |  | ProductionYear | [6 empty] | Finish |  | Area | SerialNumber | WarrantyStartDate | BarCode | AssetIdentifier | Features | TagNumber |  | 1.200000 |  |  |  |  | WarrantyDurationParts | AccessibilityPerformance | CodePerformance | Color | Constituents | Grade | Material | ModelReference | NominalHeight | NominalLength | Shape | SustainabilityPerformance | WarrantyDurationLabor | FIXED | WarrantyGuarantorParts | ExpectedLife | ReplacementCost | NominalWidth | [14 empty] | 0.000000 |  |  | 0.900000 | Construction Type |  |  |  |  | First Floor | [6 empty] | 23.40.35.17.47.11 |  |  |  | Kitchen Casework | [34 empty] | 0.625000 | [13 empty] | Level : First Floor | [26 empty] | F | [28 empty] | 0.040000 | 0.587000 | 0.391258 | 0.600000 | 0.169730
3780 | 1D31 |  |  |  | 424254 |  | New Construction |  |  |  | 205346 | 125760 | 119845 | Reference |  | 1200mm | Size |  | 203650,203651,203652,209121,209144,209145,209146,209147,209148 | Manufacturer |  | 2DTT9YtR97ouE$uc7qP6HM | 1 | M_Base Cabinet-Double Door & 2 Drawer:1200mm:1200mm:424254 |  | InstallationDate | 3780 | WarrantyGuarantorLabor |  | ModelLabel |  | WarrantyDescription |  |  | ProductionYear | [6 empty] | Finish |  | Area | SerialNumber | WarrantyStartDate | BarCode | AssetIdentifier | Features | TagNumber |  |  |  |  | 1.200000 |  | WarrantyDurationParts | AccessibilityPerformance | CodePerformance | Color | Constituents | Grade | Material | ModelReference | NominalHeight | NominalLength | Shape | SustainabilityPerformance | WarrantyDurationLabor | FIXED | WarrantyGuarantorParts | ExpectedLife | ReplacementCost | NominalWidth | [14 empty] | 0.000000 |  |  | 0.860000 | Construction Type |  |  |  |  | First Floor | [6 empty] | 23.40.35.17.47.11 |  |  |  | Kitchen Casework | [34 empty] | 0.600000 | [13 empty] | Level : First Floor | [26 empty] | F | [33 empty] | Cabinets - Handles | 0.035000 | 0.100000
2264 | 1D06 |  |  |  | 326252 |  | New Construction |  |  |  | 208937 | 124902 | 133715 | Reference |  | 600mm Depth | Size |  | 199704,199705,199706,199707,199708,204310,209110,209111,209112,209113,209114 | Manufacturer |  | 3bkZ8t9ef5YvmFg77LMMHd | 1 | M_Counter Top:600mm Depth:600mm Depth:326252 |  | InstallationDate | 2264 | WarrantyGuarantorLabor |  | ModelLabel |  | WarrantyDescription |  |  | ProductionYear | [6 empty] | Finish |  | Area | SerialNumber | WarrantyStartDate | BarCode | AssetIdentifier | Features | TagNumber |  | 1.946001 |  |  |  |  | WarrantyDurationParts | AccessibilityPerformance | CodePerformance | Color | Constituents | Grade | Material | ModelReference | NominalHeight | NominalLength | Shape | SustainabilityPerformance | WarrantyDurationLabor | FIXED | WarrantyGuarantorParts | ExpectedLife | ReplacementCost | NominalWidth | [14 empty] | 0.000000 |  |  | 0.900000 | Construction Type |  |  |  |  | First Floor | [6 empty] | 23.40.35.17.47.11 |  |  |  | Kitchen Casework | [34 empty] | 0.600000 | [13 empty] | Level : First Floor | [26 empty] | F | [27 empty] | T | 0.040000
3715 | 1D06 |  |  |  | 324018 |  | New Construction |  |  |  | 208937 | 124899 | 133714 | Reference |  | 915mm | Size |  | 199695,199696,199697,208971,208972,208973,208974,208975,208995 | Manufacturer |  | 3bkZ8t9ef5YvmFg77LMM_v | 1 | M_Upper Cabinet-Double Door-Wall:915mm:915mm:324018 |  | InstallationDate | 3715 | WarrantyGuarantorLabor |  | ModelLabel |  | WarrantyDescription |  |  | ProductionYear | [6 empty] | Finish |  | Area | SerialNumber | WarrantyStartDate | BarCode | AssetIdentifier | Features | TagNumber |  |  |  |  | 0.915000 |  | WarrantyDurationParts | AccessibilityPerformance | CodePerformance | Color | Constituents | Grade | Material | ModelReference | NominalHeight | NominalLength | Shape | SustainabilityPerformance | WarrantyDurationLabor | FIXED | WarrantyGuarantorParts | ExpectedLife | ReplacementCost | NominalWidth | [17 empty] | 0.600000 | Construction Type |  |  |  |  | First Floor | [6 empty] | 23.40.35.17.47.11 |  |  |  | Kitchen Casework | [33 empty] | 1.400000 | 0.305000 | [74 empty] | Cabinets - Handles |  |  | 2.000000
3716 | 1D06 |  |  |  | 324205 |  | New Construction |  |  |  | 208937 | 124900 | 119467 | Reference |  | 900mm | Size |  | 199698,199699,199700,208914,209056,209057,209058,209059,209060 | Manufacturer |  | 3bkZ8t9ef5YvmFg77LMMnc | 1 | M_Base Cabinet-Double Door & 2 Drawer:900mm:900mm:324205 |  | InstallationDate | 3716 | WarrantyGuarantorLabor |  | ModelLabel |  | WarrantyDescription |  |  | ProductionYear | [6 empty] | Finish |  | Area | SerialNumber | WarrantyStartDate | BarCode | AssetIdentifier | Features | TagNumber |  |  |  |  | 0.900000 |  | WarrantyDurationParts | AccessibilityPerformance | CodePerformance | Color | Constituents | Grade | Material | ModelReference | NominalHeight | NominalLength | Shape | SustainabilityPerformance | WarrantyDurationLabor | FIXED | WarrantyGuarantorParts | ExpectedLife | ReplacementCost | NominalWidth | [14 empty] | 0.000000 |  |  | 0.860000 | Construction Type |  |  |  |  | First Floor | [6 empty] | 23.40.35.17.47.11 |  |  |  | Kitchen Casework | [34 empty] | 0.600000 | [13 empty] | Level : First Floor | [26 empty] | F | [33 empty] | Cabinets - Handles | 0.035000 | 0.100000
3717 | 1D06 |  |  |  | 324898 |  | New Construction |  |  |  | 208937 | 124901 | 119468 | Reference |  | 1030mm | Size |  | 199701,199702,199703,205834,205835,205836,205837,205838,205914 | Manufacturer |  | 3bkZ8t9ef5YvmFg77LMMif | 1 | M_Base Cabinet-Double Door & 2 Drawer:1030mm:1030mm:324898 |  | InstallationDate | 3717 | WarrantyGuarantorLabor |  | ModelLabel |  | WarrantyDescription |  |  | ProductionYear | [6 empty] | Finish |  | Area | SerialNumber | WarrantyStartDate | BarCode | AssetIdentifier | Features | TagNumber |  |  |  |  | 1.030000 |  | WarrantyDurationParts | AccessibilityPerformance | CodePerformance | Color | Constituents | Grade | Material | ModelReference | NominalHeight | NominalLength | Shape | SustainabilityPerformance | WarrantyDurationLabor | FIXED | WarrantyGuarantorParts | ExpectedLife | ReplacementCost | NominalWidth | [14 empty] | 0.000000 |  |  | 0.860000 | Construction Type |  |  |  |  | First Floor | [6 empty] | 23.40.35.17.47.11 |  |  |  | Kitchen Casework | [34 empty] | 0.600000 | [13 empty] | Level : First Floor | [26 empty] | F | [33 empty] | Cabinets - Handles | 0.035000 | 0.100000
2289 | 1D13 |  |  |  | 422814 | 205273 | New Construction |  |  |  | 205344 | 125730 | 134225 | Reference |  | 600mm Depth | Size |  | 204393,205705,205706,205707,205708,209206,209207,209208,209209,209210 | Manufacturer |  | 2DTT9YtR97ouE$uc7qP6xs | 1 | M_Counter Top w Sink Hole:600mm Depth:600mm Depth:422814 |  | InstallationDate | 2289 | WarrantyGuarantorLabor |  | ModelLabel |  | WarrantyDescription |  |  | ProductionYear | [6 empty] | Finish |  | Area | SerialNumber | WarrantyStartDate | BarCode | AssetIdentifier | Features | TagNumber |  | 1.200000 |  |  |  |  | WarrantyDurationParts | AccessibilityPerformance | CodePerformance | Color | Constituents | Grade | Material | ModelReference | NominalHeight | NominalLength | Shape | SustainabilityPerformance | WarrantyDurationLabor | FIXED | WarrantyGuarantorParts | ExpectedLife | ReplacementCost | NominalWidth | [14 empty] | 0.000000 |  |  | 0.900000 | Construction Type |  |  |  |  | First Floor | [6 empty] | 23.40.35.17.47.11 |  |  |  | Kitchen Casework | [34 empty] | 0.625000 | [13 empty] | Level : First Floor | [26 empty] | F | [28 empty] | 0.040000 | 0.587000 | 0.391258 | 0.600000 | 0.169730
3769 | 1D13 |  |  |  | 422813 |  | New Construction |  |  |  | 205344 | 125729 | 119824 | Reference |  | 1200mm | Size |  | 203617,203618,203619,209042,209144,209145,209146,209147,209148 | Manufacturer |  | 2DTT9YtR97ouE$uc7qP6xr | 1 | M_Base Cabinet-Double Door & 2 Drawer:1200mm:1200mm:422813 |  | InstallationDate | 3769 | WarrantyGuarantorLabor |  | ModelLabel |  | WarrantyDescription |  |  | ProductionYear | [6 empty] | Finish |  | Area | SerialNumber | WarrantyStartDate | BarCode | AssetIdentifier | Features | TagNumber |  |  |  |  | 1.200000 |  | WarrantyDurationParts | AccessibilityPerformance | CodePerformance | Color | Constituents | Grade | Material | ModelReference | NominalHeight | NominalLength | Shape | SustainabilityPerformance | WarrantyDurationLabor | FIXED | WarrantyGuarantorParts | ExpectedLife | ReplacementCost | NominalWidth | [14 empty] | 0.000000 |  |  | 0.860000 | Construction Type |  |  |  |  | First Floor | [6 empty] | 23.40.35.17.47.11 |  |  |  | Kitchen Casework | [34 empty] | 0.600000 | [13 empty] | Level : First Floor | [26 empty] | F | [33 empty] | Cabinets - Handles | 0.035000 | 0.100000
2296 | 1D36 |  |  |  | 424069 | 205280 | New Construction |  |  |  | 205350 | 125753 | 134232 | Reference |  | 600mm Depth | Size |  | 204401,205733,205734,205735,205736,209206,209207,209208,209209,209210 | Manufacturer |  | 2DTT9YtR97ouE$uc7qP6Nj | 1 | M_Counter Top w Sink Hole:600mm Depth:600mm Depth:424069 |  | InstallationDate | 2296 | WarrantyGuarantorLabor |  | ModelLabel |  | WarrantyDescription |  |  | ProductionYear | [6 empty] | Finish |  | Area | SerialNumber | WarrantyStartDate | BarCode | AssetIdentifier | Features | TagNumber |  | 1.200000 |  |  |  |  | WarrantyDurationParts | AccessibilityPerformance | CodePerformance | Color | Constituents | Grade | Material | ModelReference | NominalHeight | NominalLength | Shape | SustainabilityPerformance | WarrantyDurationLabor | FIXED | WarrantyGuarantorParts | ExpectedLife | ReplacementCost | NominalWidth | [14 empty] | 0.000000 |  |  | 0.900000 | Construction Type |  |  |  |  | First Floor | [6 empty] | 23.40.35.17.47.11 |  |  |  | Kitchen Casework | [34 empty] | 0.625000 | [13 empty] | Level : First Floor | [26 empty] | F | [28 empty] | 0.040000 | 0.587000 | 0.391258 | 0.600000 | 0.169730
3778 | 1D36 |  |  |  | 424068 |  | New Construction |  |  |  | 205350 | 125752 | 119840 | Reference |  | 1200mm | Size |  | 203644,203645,203646,209121,209144,209145,209146,209147,209148 | Manufacturer |  | 2DTT9YtR97ouE$uc7qP6Ni | 1 | M_Base Cabinet-Double Door & 2 Drawer:1200mm:1200mm:424068 |  | InstallationDate | 3778 | WarrantyGuarantorLabor |  | ModelLabel |  | WarrantyDescription |  |  | ProductionYear | [6 empty] | Finish |  | Area | SerialNumber | WarrantyStartDate | BarCode | AssetIdentifier | Features | TagNumber |  |  |  |  | 1.200000 |  | WarrantyDurationParts | AccessibilityPerformance | CodePerformance | Color | Constituents | Grade | Material | ModelReference | NominalHeight | NominalLength | Shape | SustainabilityPerformance | WarrantyDurationLabor | FIXED | WarrantyGuarantorParts | ExpectedLife | ReplacementCost | NominalWidth | [14 empty] | 0.000000 |  |  | 0.860000 | Construction Type |  |  |  |  | First Floor | [6 empty] | 23.40.35.17.47.11 |  |  |  | Kitchen Casework | [34 empty] | 0.600000 | [13 empty] | Level : First Floor | [26 empty] | F | [33 empty] | Cabinets - Handles | 0.035000 | 0.100000
2268 | 1E30 |  |  |  | 330055 | 205232 | New Construction |  |  |  | 205353 | 124916 | 133722 | Reference |  | 600mm Depth | Size |  | 204315,205591,205592,205593,205594,209206,209207,209208,209209,209210 | Manufacturer |  | 3bkZ8t9ef5YvmFg77LM9TC | 1 | M_Counter Top w Sink Hole:600mm Depth:600mm Depth:330055 |  | InstallationDate | 2268 | WarrantyGuarantorLabor |  | ModelLabel |  | WarrantyDescription |  |  | ProductionYear | [6 empty] | Finish |  | Area | SerialNumber | WarrantyStartDate | BarCode | AssetIdentifier | Features | TagNumber |  | 1.270000 |  |  |  |  | WarrantyDurationParts | AccessibilityPerformance | CodePerformance | Color | Constituents | Grade | Material | ModelReference | NominalHeight | NominalLength | Shape | SustainabilityPerformance | WarrantyDurationLabor | FIXED | WarrantyGuarantorParts | ExpectedLife | ReplacementCost | NominalWidth | [14 empty] | 0.000000 |  |  | 0.900000 | Construction Type |  |  |  |  | First Floor | [6 empty] | 23.40.35.17.47.11 |  |  |  | Kitchen Casework | [34 empty] | 0.625000 | [13 empty] | Level : First Floor | [26 empty] | F | [28 empty] | 0.040000 | 0.482600 | 0.378000 | 0.351918 | 0.100000
3727 | 1E30 |  |  |  | 329846 |  | New Construction |  |  |  | 205353 | 124915 | 119475 | Reference |  | 1270mm | Size |  | 199751,199752,199753,205844,205845,205846,205847,205848,205915 | Manufacturer |  | 3bkZ8t9ef5YvmFg77LM9Pz | 1 | M_Base Cabinet-Double Door & 2 Drawer:1270mm:1270mm:329846 |  | InstallationDate | 3727 | WarrantyGuarantorLabor |  | ModelLabel |  | WarrantyDescription |  |  | ProductionYear | [6 empty] | Finish |  | Area | SerialNumber | WarrantyStartDate | BarCode | AssetIdentifier | Features | TagNumber |  |  |  |  | 1.270000 |  | WarrantyDurationParts | AccessibilityPerformance | CodePerformance | Color | Constituents | Grade | Material | ModelReference | NominalHeight | NominalLength | Shape | SustainabilityPerformance | WarrantyDurationLabor | FIXED | WarrantyGuarantorParts | ExpectedLife | ReplacementCost | NominalWidth | [14 empty] | 0.000000 |  |  | 0.860000 | Construction Type |  |  |  |  | First Floor | [6 empty] | 23.40.35.17.47.11 |  |  |  | Kitchen Casework | [34 empty] | 0.600000 | [13 empty] | Level : First Floor | [26 empty] | F | [33 empty] | Cabinets - Handles | 0.035000 | 0.100000
2287 | 1D10 |  |  |  | 422728 | 205271 | New Construction |  |  |  | 205342 | 125724 | 134223 | Reference |  | 600mm Depth | Size |  | 204391,205697,205698,205699,205700,209206,209207,209208,209209,209210 | Manufacturer |  | 2DTT9YtR97ouE$uc7qP6uW | 1 | M_Counter Top w Sink Hole:600mm Depth:600mm Depth:422728 |  | InstallationDate | 2287 | WarrantyGuarantorLabor |  | ModelLabel |  | WarrantyDescription |  |  | ProductionYear | [6 empty] | Finish |  | Area | SerialNumber | WarrantyStartDate | BarCode | AssetIdentifier | Features | TagNumber |  | 1.200000 |  |  |  |  | WarrantyDurationParts | AccessibilityPerformance | CodePerformance | Color | Constituents | Grade | Material | ModelReference | NominalHeight | NominalLength | Shape | SustainabilityPerformance | WarrantyDurationLabor | FIXED | WarrantyGuarantorParts | ExpectedLife | ReplacementCost | NominalWidth | [14 empty] | 0.000000 |  |  | 0.900000 | Construction Type |  |  |  |  | First Floor | [6 empty] | 23.40.35.17.47.11 |  |  |  | Kitchen Casework | [34 empty] | 0.625000 | [13 empty] | Level : First Floor | [26 empty] | F | [28 empty] | 0.040000 | 0.587000 | 0.391258 | 0.600000 | 0.169730
3767 | 1D10 |  |  |  | 422727 |  | New Construction |  |  |  | 205342 | 125723 | 119820 | Reference |  | 1200mm | Size |  | 203611,203612,203613,209042,209144,209145,209146,209147,209148 | Manufacturer |  | 2DTT9YtR97ouE$uc7qP6ul | 1 | M_Base Cabinet-Double Door & 2 Drawer:1200mm:1200mm:422727 |  | InstallationDate | 3767 | WarrantyGuarantorLabor |  | ModelLabel |  | WarrantyDescription |  |  | ProductionYear | [6 empty] | Finish |  | Area | SerialNumber | WarrantyStartDate | BarCode | AssetIdentifier | Features | TagNumber |  |  |  |  | 1.200000 |  | WarrantyDurationParts | AccessibilityPerformance | CodePerformance | Color | Constituents | Grade | Material | ModelReference | NominalHeight | NominalLength | Shape | SustainabilityPerformance | WarrantyDurationLabor | FIXED | WarrantyGuarantorParts | ExpectedLife | ReplacementCost | NominalWidth | [14 empty] | 0.000000 |  |  | 0.860000 | Construction Type |  |  |  |  | First Floor | [6 empty] | 23.40.35.17.47.11 |  |  |  | Kitchen Casework | [34 empty] | 0.600000 | [13 empty] | Level : First Floor | [26 empty] | F | [33 empty] | Cabinets - Handles | 0.035000 | 0.100000
2286 | 1D08 |  |  |  | 422552 | 205270 | New Construction |  |  |  | 205340 | 125721 | 134222 | Reference |  | 600mm Depth | Size |  | 204390,205693,205694,205695,205696,209206,209207,209208,209209,209210 | Manufacturer |  | 2DTT9YtR97ouE$uc7qP6$m | 1 | M_Counter Top w Sink Hole:600mm Depth:600mm Depth:422552 |  | InstallationDate | 2286 | WarrantyGuarantorLabor |  | ModelLabel |  | WarrantyDescription |  |  | ProductionYear | [6 empty] | Finish |  | Area | SerialNumber | WarrantyStartDate | BarCode | AssetIdentifier | Features | TagNumber |  | 1.200000 |  |  |  |  | WarrantyDurationParts | AccessibilityPerformance | CodePerformance | Color | Constituents | Grade | Material | ModelReference | NominalHeight | NominalLength | Shape | SustainabilityPerformance | WarrantyDurationLabor | FIXED | WarrantyGuarantorParts | ExpectedLife | ReplacementCost | NominalWidth | [14 empty] | 0.000000 |  |  | 0.900000 | Construction Type |  |  |  |  | First Floor | [6 empty] | 23.40.35.17.47.11 |  |  |  | Kitchen Casework | [34 empty] | 0.625000 | [13 empty] | Level : First Floor | [26 empty] | F | [28 empty] | 0.040000 | 0.587000 | 0.391258 | 0.600000 | 0.169730
3766 | 1D08 |  |  |  | 422551 |  | New Construction |  |  |  | 205340 | 125720 | 119818 | Reference |  | 1200mm | Size |  | 203608,203609,203610,209121,209144,209145,209146,209147,209148 | Manufacturer |  | 2DTT9YtR97ouE$uc7qP6$$ | 1 | M_Base Cabinet-Double Door & 2 Drawer:1200mm:1200mm:422551 |  | InstallationDate | 3766 | WarrantyGuarantorLabor |  | ModelLabel |  | WarrantyDescription |  |  | ProductionYear | [6 empty] | Finish |  | Area | SerialNumber | WarrantyStartDate | BarCode | AssetIdentifier | Features | TagNumber |  |  |  |  | 1.200000 |  | WarrantyDurationParts | AccessibilityPerformance | CodePerformance | Color | Constituents | Grade | Material | ModelReference | NominalHeight | NominalLength | Shape | SustainabilityPerformance | WarrantyDurationLabor | FIXED | WarrantyGuarantorParts | ExpectedLife | ReplacementCost | NominalWidth | [14 empty] | 0.000000 |  |  | 0.860000 | Construction Type |  |  |  |  | First Floor | [6 empty] | 23.40.35.17.47.11 |  |  |  | Kitchen Casework | [34 empty] | 0.600000 | [13 empty] | Level : First Floor | [26 empty] | F | [33 empty] | Cabinets - Handles | 0.035000 | 0.100000
2291 | 1D09 |  |  |  | 422836 | 205275 | New Construction |  |  |  | 205341 | 125736 | 134227 | Reference |  | 600mm Depth | Size |  | 204395,205713,205714,205715,205716,209206,209207,209208,209209,209210 | Manufacturer |  | 2DTT9YtR97ouE$uc7qP6xS | 1 | M_Counter Top w Sink Hole:600mm Depth:600mm Depth:422836 |  | InstallationDate | 2291 | WarrantyGuarantorLabor |  | ModelLabel |  | WarrantyDescription |  |  | ProductionYear | [6 empty] | Finish |  | Area | SerialNumber | WarrantyStartDate | BarCode | AssetIdentifier | Features | TagNumber |  | 1.200000 |  |  |  |  | WarrantyDurationParts | AccessibilityPerformance | CodePerformance | Color | Constituents | Grade | Material | ModelReference | NominalHeight | NominalLength | Shape | SustainabilityPerformance | WarrantyDurationLabor | FIXED | WarrantyGuarantorParts | ExpectedLife | ReplacementCost | NominalWidth | [14 empty] | 0.000000 |  |  | 0.900000 | Construction Type |  |  |  |  | First Floor | [6 empty] | 23.40.35.17.47.11 |  |  |  | Kitchen Casework | [34 empty] | 0.625000 | [13 empty] | Level : First Floor | [26 empty] | F | [28 empty] | 0.040000 | 0.587000 | 0.391258 | 0.600000 | 0.169730
3771 | 1D09 |  |  |  | 422835 |  | New Construction |  |  |  | 205341 | 125735 | 119828 | Reference |  | 1200mm | Size |  | 203623,203624,203625,209042,209144,209145,209146,209147,209148 | Manufacturer |  | 2DTT9YtR97ouE$uc7qP6xR | 1 | M_Base Cabinet-Double Door & 2 Drawer:1200mm:1200mm:422835 |  | InstallationDate | 3771 | WarrantyGuarantorLabor |  | ModelLabel |  | WarrantyDescription |  |  | ProductionYear | [6 empty] | Finish |  | Area | SerialNumber | WarrantyStartDate | BarCode | AssetIdentifier | Features | TagNumber |  |  |  |  | 1.200000 |  | WarrantyDurationParts | AccessibilityPerformance | CodePerformance | Color | Constituents | Grade | Material | ModelReference | NominalHeight | NominalLength | Shape | SustainabilityPerformance | WarrantyDurationLabor | FIXED | WarrantyGuarantorParts | ExpectedLife | ReplacementCost | NominalWidth | [14 empty] | 0.000000 |  |  | 0.860000 | Construction Type |  |  |  |  | First Floor | [6 empty] | 23.40.35.17.47.11 |  |  |  | Kitchen Casework | [34 empty] | 0.600000 | [13 empty] | Level : First Floor | [26 empty] | F | [33 empty] | Cabinets - Handles | 0.035000 | 0.100000
2293 | 1D28 |  |  |  | 424042 | 205277 | New Construction |  |  |  | 205345 | 125744 | 134229 | Reference |  | 600mm Depth | Size |  | 204398,205721,205722,205723,205724,209206,209207,209208,209209,209210 | Manufacturer |  | 2DTT9YtR97ouE$uc7qP6K2 | 1 | M_Counter Top w Sink Hole:600mm Depth:600mm Depth:424042 |  | InstallationDate | 2293 | WarrantyGuarantorLabor |  | ModelLabel |  | WarrantyDescription |  |  | ProductionYear | [6 empty] | Finish |  | Area | SerialNumber | WarrantyStartDate | BarCode | AssetIdentifier | Features | TagNumber |  | 1.200000 |  |  |  |  | WarrantyDurationParts | AccessibilityPerformance | CodePerformance | Color | Constituents | Grade | Material | ModelReference | NominalHeight | NominalLength | Shape | SustainabilityPerformance | WarrantyDurationLabor | FIXED | WarrantyGuarantorParts | ExpectedLife | ReplacementCost | NominalWidth | [14 empty] | 0.000000 |  |  | 0.900000 | Construction Type |  |  |  |  | First Floor | [6 empty] | 23.40.35.17.47.11 |  |  |  | Kitchen Casework | [34 empty] | 0.625000 | [13 empty] | Level : First Floor | [26 empty] | F | [28 empty] | 0.040000 | 0.587000 | 0.391258 | 0.600000 | 0.169730
3775 | 1D28 |  |  |  | 424041 |  | New Construction |  |  |  | 205345 | 125743 | 119834 | Reference |  | 1200mm | Size |  | 203635,203636,203637,209042,209144,209145,209146,209147,209148 | Manufacturer |  | 2DTT9YtR97ouE$uc7qP6K1 | 1 | M_Base Cabinet-Double Door & 2 Drawer:1200mm:1200mm:424041 |  | InstallationDate | 3775 | WarrantyGuarantorLabor |  | ModelLabel |  | WarrantyDescription |  |  | ProductionYear | [6 empty] | Finish |  | Area | SerialNumber | WarrantyStartDate | BarCode | AssetIdentifier | Features | TagNumber |  |  |  |  | 1.200000 |  | WarrantyDurationParts | AccessibilityPerformance | CodePerformance | Color | Constituents | Grade | Material | ModelReference | NominalHeight | NominalLength | Shape | SustainabilityPerformance | WarrantyDurationLabor | FIXED | WarrantyGuarantorParts | ExpectedLife | ReplacementCost | NominalWidth | [14 empty] | 0.000000 |  |  | 0.860000 | Construction Type |  |  |  |  | First Floor | [6 empty] | 23.40.35.17.47.11 |  |  |  | Kitchen Casework | [34 empty] | 0.600000 | [13 empty] | Level : First Floor | [26 empty] | F | [33 empty] | Cabinets - Handles | 0.035000 | 0.100000
2295 | 1D34 |  |  |  | 424067 | 205279 | New Construction |  |  |  | 205348 | 125750 | 134231 | Reference |  | 600mm Depth | Size |  | 204400,205729,205730,205731,205732,209206,209207,209208,209209,209210 | Manufacturer |  | 2DTT9YtR97ouE$uc7qP6Nh | 1 | M_Counter Top w Sink Hole:600mm Depth:600mm Depth:424067 |  | InstallationDate | 2295 | WarrantyGuarantorLabor |  | ModelLabel |  | WarrantyDescription |  |  | ProductionYear | [6 empty] | Finish |  | Area | SerialNumber | WarrantyStartDate | BarCode | AssetIdentifier | Features | TagNumber |  | 1.200000 |  |  |  |  | WarrantyDurationParts | AccessibilityPerformance | CodePerformance | Color | Constituents | Grade | Material | ModelReference | NominalHeight | NominalLength | Shape | SustainabilityPerformance | WarrantyDurationLabor | FIXED | WarrantyGuarantorParts | ExpectedLife | ReplacementCost | NominalWidth | [14 empty] | 0.000000 |  |  | 0.900000 | Construction Type |  |  |  |  | First Floor | [6 empty] | 23.40.35.17.47.11 |  |  |  | Kitchen Casework | [34 empty] | 0.625000 | [13 empty] | Level : First Floor | [26 empty] | F | [28 empty] | 0.040000 | 0.587000 | 0.391258 | 0.600000 | 0.169730
3777 | 1D34 |  |  |  | 424066 |  | New Construction |  |  |  | 205348 | 125749 | 119838 | Reference |  | 1200mm | Size |  | 203641,203642,203643,209042,209144,209145,209146,209147,209148 | Manufacturer |  | 2DTT9YtR97ouE$uc7qP6Ng | 1 | M_Base Cabinet-Double Door & 2 Drawer:1200mm:1200mm:424066 |  | InstallationDate | 3777 | WarrantyGuarantorLabor |  | ModelLabel |  | WarrantyDescription |  |  | ProductionYear | [6 empty] | Finish |  | Area | SerialNumber | WarrantyStartDate | BarCode | AssetIdentifier | Features | TagNumber |  |  |  |  | 1.200000 |  | WarrantyDurationParts | AccessibilityPerformance | CodePerformance | Color | Constituents | Grade | Material | ModelReference | NominalHeight | NominalLength | Shape | SustainabilityPerformance | WarrantyDurationLabor | FIXED | WarrantyGuarantorParts | ExpectedLife | ReplacementCost | NominalWidth | [14 empty] | 0.000000 |  |  | 0.860000 | Construction Type |  |  |  |  | First Floor | [6 empty] | 23.40.35.17.47.11 |  |  |  | Kitchen Casework | [34 empty] | 0.600000 | [13 empty] | Level : First Floor | [26 empty] | F | [33 empty] | Cabinets - Handles | 0.035000 | 0.100000
2298 | 1D35 |  |  |  | 424226 | 205282 | New Construction |  |  |  | 205349 | 125758 | 134234 | Reference |  | 600mm Depth | Size |  | 204403,205741,205742,205743,205744,209206,209207,209208,209209,209210 | Manufacturer |  | 2DTT9YtR97ouE$uc7qP6HA | 1 | M_Counter Top w Sink Hole:600mm Depth:600mm Depth:424226 |  | InstallationDate | 2298 | WarrantyGuarantorLabor |  | ModelLabel |  | WarrantyDescription |  |  | ProductionYear | [6 empty] | Finish |  | Area | SerialNumber | WarrantyStartDate | BarCode | AssetIdentifier | Features | TagNumber |  | 1.200000 |  |  |  |  | WarrantyDurationParts | AccessibilityPerformance | CodePerformance | Color | Constituents | Grade | Material | ModelReference | NominalHeight | NominalLength | Shape | SustainabilityPerformance | WarrantyDurationLabor | FIXED | WarrantyGuarantorParts | ExpectedLife | ReplacementCost | NominalWidth | [14 empty] | 0.000000 |  |  | 0.900000 | Construction Type |  |  |  |  | First Floor | [6 empty] | 23.40.35.17.47.11 |  |  |  | Kitchen Casework | [34 empty] | 0.625000 | [13 empty] | Level : First Floor | [26 empty] | F | [28 empty] | 0.040000 | 0.587000 | 0.391258 | 0.600000 | 0.169730
3779 | 1D35 |  |  |  | 424225 |  | New Construction |  |  |  | 205349 | 125757 | 119843 | Reference |  | 1200mm | Size |  | 203647,203648,203649,209042,209144,209145,209146,209147,209148 | Manufacturer |  | 2DTT9YtR97ouE$uc7qP6H9 | 1 | M_Base Cabinet-Double Door & 2 Drawer:1200mm:1200mm:424225 |  | InstallationDate | 3779 | WarrantyGuarantorLabor |  | ModelLabel |  | WarrantyDescription |  |  | ProductionYear | [6 empty] | Finish |  | Area | SerialNumber | WarrantyStartDate | BarCode | AssetIdentifier | Features | TagNumber |  |  |  |  | 1.200000 |  | WarrantyDurationParts | AccessibilityPerformance | CodePerformance | Color | Constituents | Grade | Material | ModelReference | NominalHeight | NominalLength | Shape | SustainabilityPerformance | WarrantyDurationLabor | FIXED | WarrantyGuarantorParts | ExpectedLife | ReplacementCost | NominalWidth | [14 empty] | 0.000000 |  |  | 0.860000 | Construction Type |  |  |  |  | First Floor | [6 empty] | 23.40.35.17.47.11 |  |  |  | Kitchen Casework | [34 empty] | 0.600000 | [13 empty] | Level : First Floor | [26 empty] | F | [33 empty] | Cabinets - Handles | 0.035000 | 0.100000
2266 | 1E04 |  |  |  | 328859 |  | New Construction |  |  |  | 208941 | 124912 | 133720 | Reference |  | 600mm Depth | Size |  | 199738,199739,199740,199741,199742,204313,209110,209111,209112,209113,209114 | Manufacturer |  | 3bkZ8t9ef5YvmFg77LM9gG | 1 | M_Counter Top:600mm Depth:600mm Depth:328859 |  | InstallationDate | 2266 | WarrantyGuarantorLabor |  | ModelLabel |  | WarrantyDescription |  |  | ProductionYear | [6 empty] | Finish |  | Area | SerialNumber | WarrantyStartDate | BarCode | AssetIdentifier | Features | TagNumber |  | 1.525000 |  |  |  |  | WarrantyDurationParts | AccessibilityPerformance | CodePerformance | Color | Constituents | Grade | Material | ModelReference | NominalHeight | NominalLength | Shape | SustainabilityPerformance | WarrantyDurationLabor | FIXED | WarrantyGuarantorParts | ExpectedLife | ReplacementCost | NominalWidth | [14 empty] | 0.000000 |  |  | 0.900000 | Construction Type |  |  |  |  | First Floor | [6 empty] | 23.40.35.17.47.11 |  |  |  | Kitchen Casework | [34 empty] | 0.600000 | [13 empty] | Level : First Floor | [26 empty] | F | [27 empty] | T | 0.040000
3724 | 1E04 |  |  |  | 328637 |  | New Construction |  |  |  | 208941 | 124910 | 133719 | Reference |  | 915mm | Size |  | 199732,199733,199734,208971,208972,208973,208974,208975,208995 | Manufacturer |  | 3bkZ8t9ef5YvmFg77LM9ss | 1 | M_Upper Cabinet-Double Door-Wall:915mm:915mm:328637 |  | InstallationDate | 3724 | WarrantyGuarantorLabor |  | ModelLabel |  | WarrantyDescription |  |  | ProductionYear | [6 empty] | Finish |  | Area | SerialNumber | WarrantyStartDate | BarCode | AssetIdentifier | Features | TagNumber |  |  |  |  | 0.915000 |  | WarrantyDurationParts | AccessibilityPerformance | CodePerformance | Color | Constituents | Grade | Material | ModelReference | NominalHeight | NominalLength | Shape | SustainabilityPerformance | WarrantyDurationLabor | FIXED | WarrantyGuarantorParts | ExpectedLife | ReplacementCost | NominalWidth | [17 empty] | 0.600000 | Construction Type |  |  |  |  | First Floor | [6 empty] | 23.40.35.17.47.11 |  |  |  | Kitchen Casework | [33 empty] | 1.400000 | 0.305000 | [74 empty] | Cabinets - Handles |  |  | 2.000000
3725 | 1E04 |  |  |  | 328719 |  | New Construction |  |  |  | 208941 | 124911 | 119473 | Reference |  | 900mm | Size |  | 199735,199736,199737,208996,209056,209057,209058,209059,209060 | Manufacturer |  | 3bkZ8t9ef5YvmFg77LM9e4 | 1 | M_Base Cabinet-Double Door & 2 Drawer:900mm:900mm:328719 |  | InstallationDate | 3725 | WarrantyGuarantorLabor |  | ModelLabel |  | WarrantyDescription |  |  | ProductionYear | [6 empty] | Finish |  | Area | SerialNumber | WarrantyStartDate | BarCode | AssetIdentifier | Features | TagNumber |  |  |  |  | 0.900000 |  | WarrantyDurationParts | AccessibilityPerformance | CodePerformance | Color | Constituents | Grade | Material | ModelReference | NominalHeight | NominalLength | Shape | SustainabilityPerformance | WarrantyDurationLabor | FIXED | WarrantyGuarantorParts | ExpectedLife | ReplacementCost | NominalWidth | [14 empty] | 0.000000 |  |  | 0.860000 | Construction Type |  |  |  |  | First Floor | [6 empty] | 23.40.35.17.47.11 |  |  |  | Kitchen Casework | [34 empty] | 0.600000 | [13 empty] | Level : First Floor | [26 empty] | F | [33 empty] | Cabinets - Handles | 0.035000 | 0.100000
3726 | 1E04 |  |  |  | 329197 |  | New Construction |  |  |  | 208941 | 124913 | 119474 | Reference |  | 600mm | Size |  | 199743,199744,199745,209103,209115,209116,209117,209118,209119 | Manufacturer |  | 3bkZ8t9ef5YvmFg77LM9lc | 1 | M_Base Cabinet-Double Door & 2 Drawer:600mm:600mm:329197 |  | InstallationDate | 3726 | WarrantyGuarantorLabor |  | ModelLabel |  | WarrantyDescription |  |  | ProductionYear | [6 empty] | Finish |  | Area | SerialNumber | WarrantyStartDate | BarCode | AssetIdentifier | Features | TagNumber |  |  |  |  | 0.600000 |  | WarrantyDurationParts | AccessibilityPerformance | CodePerformance | Color | Constituents | Grade | Material | ModelReference | NominalHeight | NominalLength | Shape | SustainabilityPerformance | WarrantyDurationLabor | FIXED | WarrantyGuarantorParts | ExpectedLife | ReplacementCost | NominalWidth | [14 empty] | 0.000000 |  |  | 0.860000 | Construction Type |  |  |  |  | First Floor | [6 empty] | 23.40.35.17.47.11 |  |  |  | Kitchen Casework | [34 empty] | 0.600000 | [13 empty] | Level : First Floor | [26 empty] | F | [33 empty] | Cabinets - Handles | 0.035000 | 0.100000
2283 | Second Floor |  |  |  | 392794 |  | New Construction |  |  |  | 209256 | 125632 | 119794 | Reference |  | 600mm Depth | Size |  | 203070,203071,203072,203073,203074,204387,209110,209111,209112,209113,209114 | Manufacturer |  | 2d8HbdSu9Fr9Na0iagzNAO | 1 | M_Counter Top:600mm Depth:600mm Depth:392794 |  | InstallationDate | 2283 | WarrantyGuarantorLabor |  | ModelLabel |  | WarrantyDescription |  |  | ProductionYear | [6 empty] | Finish |  | Area | SerialNumber | WarrantyStartDate | BarCode | AssetIdentifier | Features | TagNumber |  | 1.275467 |  |  |  |  | WarrantyDurationParts | AccessibilityPerformance | CodePerformance | Color | Constituents | Grade | Material | ModelReference | NominalHeight | NominalLength | Shape | SustainabilityPerformance | WarrantyDurationLabor | FIXED | WarrantyGuarantorParts | ExpectedLife | ReplacementCost | NominalWidth | [14 empty] | 0.000000 |  |  | 0.900000 | Construction Type |  |  |  |  | Second Floor | [6 empty] | 23.40.35.17.47.11 |  |  |  | Kitchen Casework | [34 empty] | 0.600000 | [13 empty] | Level : Second Floor | [26 empty] | F | [27 empty] | F | 0.040000
2274 | 2C17 |  |  |  | 338272 |  | New Construction |  |  |  | 209134 | 124950 | 133735 | Reference |  | 600mm Depth | Size |  | 199845,199846,199847,199848,199849,204326,209110,209111,209112,209113,209114 | Manufacturer |  | 2npc3NmjfD5ww0inxb$IGm | 1 | M_Counter Top:600mm Depth:600mm Depth:338272 |  | InstallationDate | 2274 | WarrantyGuarantorLabor |  | ModelLabel |  | WarrantyDescription |  |  | ProductionYear | [6 empty] | Finish |  | Area | SerialNumber | WarrantyStartDate | BarCode | AssetIdentifier | Features | TagNumber |  | 2.189316 |  |  |  |  | WarrantyDurationParts | AccessibilityPerformance | CodePerformance | Color | Constituents | Grade | Material | ModelReference | NominalHeight | NominalLength | Shape | SustainabilityPerformance | WarrantyDurationLabor | FIXED | WarrantyGuarantorParts | ExpectedLife | ReplacementCost | NominalWidth | [14 empty] | 0.000000 |  |  | 0.900000 | Construction Type |  |  |  |  | Second Floor | [6 empty] | 23.40.35.17.47.11 |  |  |  | Kitchen Casework | [34 empty] | 0.600000 | [13 empty] | Level : Second Floor | [26 empty] | F | [27 empty] | T | 0.040000
2275 | 2C17 |  |  |  | 338411 | 205235 | New Construction |  |  |  | 209134 | 124951 | 133736 | Reference |  | 600mm Depth | Size |  | 204327,205603,205604,205605,205606,209206,209207,209208,209209,209210 | Manufacturer |  | 2npc3NmjfD5ww0inxb$IIx | 1 | M_Counter Top w Sink Hole:600mm Depth:600mm Depth:338411 |  | InstallationDate | 2275 | WarrantyGuarantorLabor |  | ModelLabel |  | WarrantyDescription |  |  | ProductionYear | [6 empty] | Finish |  | Area | SerialNumber | WarrantyStartDate | BarCode | AssetIdentifier | Features | TagNumber |  | 2.467147 |  |  |  |  | WarrantyDurationParts | AccessibilityPerformance | CodePerformance | Color | Constituents | Grade | Material | ModelReference | NominalHeight | NominalLength | Shape | SustainabilityPerformance | WarrantyDurationLabor | FIXED | WarrantyGuarantorParts | ExpectedLife | ReplacementCost | NominalWidth | [14 empty] | 0.000000 |  |  | 0.900000 | Construction Type |  |  |  |  | Second Floor | [6 empty] | 23.40.35.17.47.11 |  |  |  | Kitchen Casework | [34 empty] | 0.625000 | [13 empty] | Level : Second Floor | [26 empty] | F | [28 empty] | 0.040000 | 0.587000 | 0.378000 | 2.143291 | 0.100000
2276 | 2C17 |  |  |  | 338826 | 205236 | New Construction |  |  |  | 209134 | 124953 | 133737 | Reference |  | 600mm Depth | Size |  | 204328,205607,205608,205609,205610,209206,209207,209208,209209,209210 | Manufacturer |  | 2npc3NmjfD5ww0inxb$IRQ | 1 | M_Counter Top w Sink Hole:600mm Depth:600mm Depth:338826 |  | InstallationDate | 2276 | WarrantyGuarantorLabor |  | ModelLabel |  | WarrantyDescription |  |  | ProductionYear | [6 empty] | Finish |  | Area | SerialNumber | WarrantyStartDate | BarCode | AssetIdentifier | Features | TagNumber |  | 4.696957 |  |  |  |  | WarrantyDurationParts | AccessibilityPerformance | CodePerformance | Color | Constituents | Grade | Material | ModelReference | NominalHeight | NominalLength | Shape | SustainabilityPerformance | WarrantyDurationLabor | FIXED | WarrantyGuarantorParts | ExpectedLife | ReplacementCost | NominalWidth | [14 empty] | 0.000000 |  |  | 0.900000 | Construction Type |  |  |  |  | Second Floor | [6 empty] | 23.40.35.17.47.11 |  |  |  | Kitchen Casework | [34 empty] | 0.625000 | [13 empty] | Level : Second Floor | [26 empty] | F | [28 empty] | 0.040000 | 0.587000 | 0.378000 | 0.367040 | 0.100000
2277 | 2C17 |  |  |  | 339049 |  | New Construction |  |  |  | 209134 | 124955 | 133738 | Reference |  | 600mm Depth | Size |  | 199850,199851,199852,199853,199854,204329,209110,209111,209112,209113,209114 | Manufacturer |  | 2npc3NmjfD5ww0inxb$I4v | 1 | M_Counter Top:600mm Depth:600mm Depth:339049 |  | InstallationDate | 2277 | WarrantyGuarantorLabor |  | ModelLabel |  | WarrantyDescription |  |  | ProductionYear | [6 empty] | Finish |  | Area | SerialNumber | WarrantyStartDate | BarCode | AssetIdentifier | Features | TagNumber |  | 1.000000 |  |  |  |  | WarrantyDurationParts | AccessibilityPerformance | CodePerformance | Color | Constituents | Grade | Material | ModelReference | NominalHeight | NominalLength | Shape | SustainabilityPerformance | WarrantyDurationLabor | FIXED | WarrantyGuarantorParts | ExpectedLife | ReplacementCost | NominalWidth | [14 empty] | 0.000000 |  |  | 0.900000 | Construction Type |  |  |  |  | Second Floor | [6 empty] | 23.40.35.17.47.11 |  |  |  | Kitchen Casework | [34 empty] | 0.600000 | [13 empty] | Level : Second Floor | [26 empty] | F | [27 empty] | T | 0.040000
3738 | 2C17 |  |  |  | 335272 |  | New Construction |  |  |  | 209134 | 124936 | 119487 | Reference |  | 1200mm | Size |  | 199803,199804,199805,209121,209144,209145,209146,209147,209148 | Manufacturer |  | 3u7vgd6jz9GPxqYsAm2ufE | 1 | M_Base Cabinet-Double Door & 2 Drawer:1200mm:1200mm:335272 |  | InstallationDate | 3738 | WarrantyGuarantorLabor |  | ModelLabel |  | WarrantyDescription |  |  | ProductionYear | [6 empty] | Finish |  | Area | SerialNumber | WarrantyStartDate | BarCode | AssetIdentifier | Features | TagNumber |  |  |  |  | 1.200000 |  | WarrantyDurationParts | AccessibilityPerformance | CodePerformance | Color | Constituents | Grade | Material | ModelReference | NominalHeight | NominalLength | Shape | SustainabilityPerformance | WarrantyDurationLabor | FIXED | WarrantyGuarantorParts | ExpectedLife | ReplacementCost | NominalWidth | [14 empty] | 0.000000 |  |  | 0.860000 | Construction Type |  |  |  |  | Second Floor | [6 empty] | 23.40.35.17.47.11 |  |  |  | Kitchen Casework | [34 empty] | 0.600000 | [13 empty] | Level : Second Floor | [26 empty] | F | [33 empty] | Cabinets - Handles | 0.035000 | 0.100000
3739 | 2C17 |  |  |  | 335369 |  | New Construction |  |  |  | 209134 | 124937 | 119488 | Reference |  | 1200mm | Size |  | 199806,199807,199808,209121,209144,209145,209146,209147,209148 | Manufacturer |  | 3u7vgd6jz9GPxqYsAm2udl | 1 | M_Base Cabinet-Double Door & 2 Drawer:1200mm:1200mm:335369 |  | InstallationDate | 3739 | WarrantyGuarantorLabor |  | ModelLabel |  | WarrantyDescription |  |  | ProductionYear | [6 empty] | Finish |  | Area | SerialNumber | WarrantyStartDate | BarCode | AssetIdentifier | Features | TagNumber |  |  |  |  | 1.200000 |  | WarrantyDurationParts | AccessibilityPerformance | CodePerformance | Color | Constituents | Grade | Material | ModelReference | NominalHeight | NominalLength | Shape | SustainabilityPerformance | WarrantyDurationLabor | FIXED | WarrantyGuarantorParts | ExpectedLife | ReplacementCost | NominalWidth | [14 empty] | 0.000000 |  |  | 0.860000 | Construction Type |  |  |  |  | Second Floor | [6 empty] | 23.40.35.17.47.11 |  |  |  | Kitchen Casework | [34 empty] | 0.600000 | [13 empty] | Level : Second Floor | [26 empty] | F | [33 empty] | Cabinets - Handles | 0.035000 | 0.100000
3740 | 2C17 |  |  |  | 335821 |  | New Construction |  |  |  | 209134 | 124938 | 119489 | Reference |  | 1270mm | Size |  | 199809,199810,199811,205844,205845,205846,205847,205848,205915 | Manufacturer |  | 3u7vgd6jz9GPxqYsAm2uWh | 1 | M_Base Cabinet-Double Door & 2 Drawer:1270mm:1270mm:335821 |  | InstallationDate | 3740 | WarrantyGuarantorLabor |  | ModelLabel |  | WarrantyDescription |  |  | ProductionYear | [6 empty] | Finish |  | Area | SerialNumber | WarrantyStartDate | BarCode | AssetIdentifier | Features | TagNumber |  |  |  |  | 1.270000 |  | WarrantyDurationParts | AccessibilityPerformance | CodePerformance | Color | Constituents | Grade | Material | ModelReference | NominalHeight | NominalLength | Shape | SustainabilityPerformance | WarrantyDurationLabor | FIXED | WarrantyGuarantorParts | ExpectedLife | ReplacementCost | NominalWidth | [14 empty] | 0.000000 |  |  | 0.860000 | Construction Type |  |  |  |  | Second Floor | [6 empty] | 23.40.35.17.47.11 |  |  |  | Kitchen Casework | [34 empty] | 0.600000 | [13 empty] | Level : Second Floor | [26 empty] | F | [33 empty] | Cabinets - Handles | 0.035000 | 0.100000
3741 | 2C17 |  |  |  | 336204 |  | New Construction |  |  |  | 209134 | 124939 | 119490 | Reference |  | 1000mm | Size |  | 199812,199813,199814,204110,204111,204112,204113,204114,204324 | Manufacturer |  | 3u7vgd6jz9GPxqYsAm2xQg | 1 | M_Base Cabinet-Double Door & 2 Drawer:1000mm:1000mm:336204 |  | InstallationDate | 3741 | WarrantyGuarantorLabor |  | ModelLabel |  | WarrantyDescription |  |  | ProductionYear | [6 empty] | Finish |  | Area | SerialNumber | WarrantyStartDate | BarCode | AssetIdentifier | Features | TagNumber |  |  |  |  | 1.000000 |  | WarrantyDurationParts | AccessibilityPerformance | CodePerformance | Color | Constituents | Grade | Material | ModelReference | NominalHeight | NominalLength | Shape | SustainabilityPerformance | WarrantyDurationLabor | FIXED | WarrantyGuarantorParts | ExpectedLife | ReplacementCost | NominalWidth | [14 empty] | 0.000000 |  |  | 0.860000 | Construction Type |  |  |  |  | Second Floor | [6 empty] | 23.40.35.17.47.11 |  |  |  | Kitchen Casework | [34 empty] | 0.600000 | [13 empty] | Level : Second Floor | [26 empty] | F | [33 empty] | Cabinets - Handles | 0.035000 | 0.100000
3742 | 2C17 |  |  |  | 336423 |  | New Construction |  |  |  | 209134 | 124940 | 133731 | Reference |  | 600mm | Size |  | 199815,199816,199817,208893,208894,208895,208896,208897,208915 | Manufacturer |  | 3u7vgd6jz9GPxqYsAm2xN1 | 1 | M_Upper Cabinet-Double Door-Wall:600mm:600mm:336423 |  | InstallationDate | 3742 | WarrantyGuarantorLabor |  | ModelLabel |  | WarrantyDescription |  |  | ProductionYear | [6 empty] | Finish |  | Area | SerialNumber | WarrantyStartDate | BarCode | AssetIdentifier | Features | TagNumber |  |  |  |  | 0.600000 |  | WarrantyDurationParts | AccessibilityPerformance | CodePerformance | Color | Constituents | Grade | Material | ModelReference | NominalHeight | NominalLength | Shape | SustainabilityPerformance | WarrantyDurationLabor | FIXED | WarrantyGuarantorParts | ExpectedLife | ReplacementCost | NominalWidth | [17 empty] | 0.600000 | Construction Type |  |  |  |  | Second Floor | [6 empty] | 23.40.35.17.47.11 |  |  |  | Kitchen Casework | [33 empty] | 1.400000 | 0.300000 | [74 empty] | Cabinets - Handles |  |  | 2.000000
3743 | 2C17 |  |  |  | 336513 |  | New Construction |  |  |  | 209134 | 124941 | 133732 | Reference |  | 600mm | Size |  | 199818,199819,199820,208893,208894,208895,208896,208897,208915 | Manufacturer |  | 3u7vgd6jz9GPxqYsAm2xLd | 1 | M_Upper Cabinet-Double Door-Wall:600mm:600mm:336513 |  | InstallationDate | 3743 | WarrantyGuarantorLabor |  | ModelLabel |  | WarrantyDescription |  |  | ProductionYear | [6 empty] | Finish |  | Area | SerialNumber | WarrantyStartDate | BarCode | AssetIdentifier | Features | TagNumber |  |  |  |  | 0.600000 |  | WarrantyDurationParts | AccessibilityPerformance | CodePerformance | Color | Constituents | Grade | Material | ModelReference | NominalHeight | NominalLength | Shape | SustainabilityPerformance | WarrantyDurationLabor | FIXED | WarrantyGuarantorParts | ExpectedLife | ReplacementCost | NominalWidth | [17 empty] | 0.600000 | Construction Type |  |  |  |  | Second Floor | [6 empty] | 23.40.35.17.47.11 |  |  |  | Kitchen Casework | [33 empty] | 1.400000 | 0.300000 | [74 empty] | Cabinets - Handles |  |  | 2.000000
3744 | 2C17 |  |  |  | 336684 |  | New Construction |  |  |  | 209134 | 124942 | 133733 | Reference |  | 600mm | Size |  | 199821,199822,199823,208893,208894,208895,208896,208897,208915 | Manufacturer |  | 3u7vgd6jz9GPxqYsAm2xJA | 1 | M_Upper Cabinet-Double Door-Wall:600mm:600mm:336684 |  | InstallationDate | 3744 | WarrantyGuarantorLabor |  | ModelLabel |  | WarrantyDescription |  |  | ProductionYear | [6 empty] | Finish |  | Area | SerialNumber | WarrantyStartDate | BarCode | AssetIdentifier | Features | TagNumber |  |  |  |  | 0.600000 |  | WarrantyDurationParts | AccessibilityPerformance | CodePerformance | Color | Constituents | Grade | Material | ModelReference | NominalHeight | NominalLength | Shape | SustainabilityPerformance | WarrantyDurationLabor | FIXED | WarrantyGuarantorParts | ExpectedLife | ReplacementCost | NominalWidth | [17 empty] | 0.600000 | Construction Type |  |  |  |  | Second Floor | [6 empty] | 23.40.35.17.47.11 |  |  |  | Kitchen Casework | [33 empty] | 1.400000 | 0.300000 | [74 empty] | Cabinets - Handles |  |  | 2.000000
3745 | 2C17 |  |  |  | 337237 |  | New Construction |  |  |  | 209134 | 124943 | 119491 | Reference |  | 1100mm | Size |  | 199824,199825,199826,205839,205840,205841,205842,205843,205916 | Manufacturer |  | 2npc3NmjfD5ww0inxb$IW5 | 1 | M_Base Cabinet-Double Door & 2 Drawer:1100mm:1100mm:337237 |  | InstallationDate | 3745 | WarrantyGuarantorLabor |  | ModelLabel |  | WarrantyDescription |  |  | ProductionYear | [6 empty] | Finish |  | Area | SerialNumber | WarrantyStartDate | BarCode | AssetIdentifier | Features | TagNumber |  |  |  |  | 1.100000 |  | WarrantyDurationParts | AccessibilityPerformance | CodePerformance | Color | Constituents | Grade | Material | ModelReference | NominalHeight | NominalLength | Shape | SustainabilityPerformance | WarrantyDurationLabor | FIXED | WarrantyGuarantorParts | ExpectedLife | ReplacementCost | NominalWidth | [14 empty] | 0.000000 |  |  | 0.860000 | Construction Type |  |  |  |  | Second Floor | [6 empty] | 23.40.35.17.47.11 |  |  |  | Kitchen Casework | [34 empty] | 0.600000 | [13 empty] | Level : Second Floor | [26 empty] | F | [33 empty] | Cabinets - Handles | 0.035000 | 0.100000
3746 | 2C17 |  |  |  | 337528 |  | New Construction |  |  |  | 209134 | 124944 | 119492 | Reference |  | 1100mm | Size |  | 199827,199828,199829,205839,205840,205841,205842,205843,205916 | Manufacturer |  | 2npc3NmjfD5ww0inxb$Iie | 1 | M_Base Cabinet-Double Door & 2 Drawer:1100mm:1100mm:337528 |  | InstallationDate | 3746 | WarrantyGuarantorLabor |  | ModelLabel |  | WarrantyDescription |  |  | ProductionYear | [6 empty] | Finish |  | Area | SerialNumber | WarrantyStartDate | BarCode | AssetIdentifier | Features | TagNumber |  |  |  |  | 1.100000 |  | WarrantyDurationParts | AccessibilityPerformance | CodePerformance | Color | Constituents | Grade | Material | ModelReference | NominalHeight | NominalLength | Shape | SustainabilityPerformance | WarrantyDurationLabor | FIXED | WarrantyGuarantorParts | ExpectedLife | ReplacementCost | NominalWidth | [14 empty] | 0.000000 |  |  | 0.860000 | Construction Type |  |  |  |  | Second Floor | [6 empty] | 23.40.35.17.47.11 |  |  |  | Kitchen Casework | [34 empty] | 0.600000 | [13 empty] | Level : Second Floor | [26 empty] | F | [33 empty] | Cabinets - Handles | 0.035000 | 0.100000
3747 | 2C17 |  |  |  | 337565 |  | New Construction |  |  |  | 209134 | 124945 | 119493 | Reference |  | 600mm | Size |  | 199830,199831,199832,209103,209115,209116,209117,209118,209119 | Manufacturer |  | 2npc3NmjfD5ww0inxb$IlD | 1 | M_Base Cabinet-Double Door & 2 Drawer:600mm:600mm:337565 |  | InstallationDate | 3747 | WarrantyGuarantorLabor |  | ModelLabel |  | WarrantyDescription |  |  | ProductionYear | [6 empty] | Finish |  | Area | SerialNumber | WarrantyStartDate | BarCode | AssetIdentifier | Features | TagNumber |  |  |  |  | 0.600000 |  | WarrantyDurationParts | AccessibilityPerformance | CodePerformance | Color | Constituents | Grade | Material | ModelReference | NominalHeight | NominalLength | Shape | SustainabilityPerformance | WarrantyDurationLabor | FIXED | WarrantyGuarantorParts | ExpectedLife | ReplacementCost | NominalWidth | [14 empty] | 0.000000 |  |  | 0.860000 | Construction Type |  |  |  |  | Second Floor | [6 empty] | 23.40.35.17.47.11 |  |  |  | Kitchen Casework | [34 empty] | 0.600000 | [13 empty] | Level : Second Floor | [26 empty] | F | [33 empty] | Cabinets - Handles | 0.035000 | 0.100000
3748 | 2C17 |  |  |  | 337712 |  | New Construction |  |  |  | 209134 | 124946 | 119494 | Reference |  | 600mm | Size |  | 199833,199834,199835,209103,209115,209116,209117,209118,209119 | Manufacturer |  | 2npc3NmjfD5ww0inxb$IfW | 1 | M_Base Cabinet-Double Door & 2 Drawer:600mm:600mm:337712 |  | InstallationDate | 3748 | WarrantyGuarantorLabor |  | ModelLabel |  | WarrantyDescription |  |  | ProductionYear | [6 empty] | Finish |  | Area | SerialNumber | WarrantyStartDate | BarCode | AssetIdentifier | Features | TagNumber |  |  |  |  | 0.600000 |  | WarrantyDurationParts | AccessibilityPerformance | CodePerformance | Color | Constituents | Grade | Material | ModelReference | NominalHeight | NominalLength | Shape | SustainabilityPerformance | WarrantyDurationLabor | FIXED | WarrantyGuarantorParts | ExpectedLife | ReplacementCost | NominalWidth | [14 empty] | 0.000000 |  |  | 0.860000 | Construction Type |  |  |  |  | Second Floor | [6 empty] | 23.40.35.17.47.11 |  |  |  | Kitchen Casework | [34 empty] | 0.600000 | [13 empty] | Level : Second Floor | [26 empty] | F | [33 empty] | Cabinets - Handles | 0.035000 | 0.100000
3749 | 2C17 |  |  |  | 337783 |  | New Construction |  |  |  | 209134 | 124947 | 119495 | Reference |  | 600mm | Size |  | 199836,199837,199838,209103,209115,209116,209117,209118,209119 | Manufacturer |  | 2npc3NmjfD5ww0inxb$Ied | 1 | M_Base Cabinet-Double Door & 2 Drawer:600mm:600mm:337783 |  | InstallationDate | 3749 | WarrantyGuarantorLabor |  | ModelLabel |  | WarrantyDescription |  |  | ProductionYear | [6 empty] | Finish |  | Area | SerialNumber | WarrantyStartDate | BarCode | AssetIdentifier | Features | TagNumber |  |  |  |  | 0.600000 |  | WarrantyDurationParts | AccessibilityPerformance | CodePerformance | Color | Constituents | Grade | Material | ModelReference | NominalHeight | NominalLength | Shape | SustainabilityPerformance | WarrantyDurationLabor | FIXED | WarrantyGuarantorParts | ExpectedLife | ReplacementCost | NominalWidth | [14 empty] | 0.000000 |  |  | 0.860000 | Construction Type |  |  |  |  | Second Floor | [6 empty] | 23.40.35.17.47.11 |  |  |  | Kitchen Casework | [34 empty] | 0.600000 | [13 empty] | Level : Second Floor | [26 empty] | F | [33 empty] | Cabinets - Handles | 0.035000 | 0.100000
3750 | 2C17 |  |  |  | 337842 |  | New Construction |  |  |  | 209134 | 124948 | 119496 | Reference |  | 600mm | Size |  | 199839,199840,199841,209103,209115,209116,209117,209118,209119 | Manufacturer |  | 2npc3NmjfD5ww0inxb$IhY | 1 | M_Base Cabinet-Double Door & 2 Drawer:600mm:600mm:337842 |  | InstallationDate | 3750 | WarrantyGuarantorLabor |  | ModelLabel |  | WarrantyDescription |  |  | ProductionYear | [6 empty] | Finish |  | Area | SerialNumber | WarrantyStartDate | BarCode | AssetIdentifier | Features | TagNumber |  |  |  |  | 0.600000 |  | WarrantyDurationParts | AccessibilityPerformance | CodePerformance | Color | Constituents | Grade | Material | ModelReference | NominalHeight | NominalLength | Shape | SustainabilityPerformance | WarrantyDurationLabor | FIXED | WarrantyGuarantorParts | ExpectedLife | ReplacementCost | NominalWidth | [14 empty] | 0.000000 |  |  | 0.860000 | Construction Type |  |  |  |  | Second Floor | [6 empty] | 23.40.35.17.47.11 |  |  |  | Kitchen Casework | [34 empty] | 0.600000 | [13 empty] | Level : Second Floor | [26 empty] | F | [33 empty] | Cabinets - Handles | 0.035000 | 0.100000
3751 | 2C17 |  |  |  | 338233 |  | New Construction |  |  |  | 209134 | 124949 | 133734 | Reference |  | 1170mm | Size |  | 199842,199843,199844,204325,205824,205825,205826,205827,205828 | Manufacturer |  | 2npc3NmjfD5ww0inxb$IHf | 1 | M_Upper Cabinet-Double Door-Wall:1170mm:1170mm:338233 |  | InstallationDate | 3751 | WarrantyGuarantorLabor |  | ModelLabel |  | WarrantyDescription |  |  | ProductionYear | [6 empty] | Finish |  | Area | SerialNumber | WarrantyStartDate | BarCode | AssetIdentifier | Features | TagNumber |  |  |  |  | 1.170000 |  | WarrantyDurationParts | AccessibilityPerformance | CodePerformance | Color | Constituents | Grade | Material | ModelReference | NominalHeight | NominalLength | Shape | SustainabilityPerformance | WarrantyDurationLabor | FIXED | WarrantyGuarantorParts | ExpectedLife | ReplacementCost | NominalWidth | [17 empty] | 0.600000 | Construction Type |  |  |  |  | Second Floor | [6 empty] | 23.40.35.17.47.11 |  |  |  | Kitchen Casework | [33 empty] | 1.400000 | 0.300000 | [74 empty] | Cabinets - Handles |  |  | 2.000000
3752 | 2C17 |  |  |  | 339446 |  | New Construction |  |  |  | 209134 | 124956 | 133739 | Reference |  | 1170mm | Size |  | 199855,199856,199857,204330,205824,205825,205826,205827,205828 | Manufacturer |  | 3by$bSHbH6$x3yk82f0JRR | 1 | M_Upper Cabinet-Double Door-Wall:1170mm:1170mm:339446 |  | InstallationDate | 3752 | WarrantyGuarantorLabor |  | ModelLabel |  | WarrantyDescription |  |  | ProductionYear | [6 empty] | Finish |  | Area | SerialNumber | WarrantyStartDate | BarCode | AssetIdentifier | Features | TagNumber |  |  |  |  | 1.170000 |  | WarrantyDurationParts | AccessibilityPerformance | CodePerformance | Color | Constituents | Grade | Material | ModelReference | NominalHeight | NominalLength | Shape | SustainabilityPerformance | WarrantyDurationLabor | FIXED | WarrantyGuarantorParts | ExpectedLife | ReplacementCost | NominalWidth | [17 empty] | 0.600000 | Construction Type |  |  |  |  | Second Floor | [6 empty] | 23.40.35.17.47.11 |  |  |  | Kitchen Casework | [33 empty] | 1.400000 | 0.300000 | [74 empty] | Cabinets - Handles |  |  | 2.000000
2278 | 2C12 |  |  |  | 341491 | 205237 | New Construction |  |  |  | 209084 | 124964 | 133743 | Reference |  | 600mm Depth | Size |  | 204331,205611,205612,205613,205614,209206,209207,209208,209209,209210 | Manufacturer |  | 3by$bSHbH6$x3yk82f0IxU | 1 | M_Counter Top w Sink Hole:600mm Depth:600mm Depth:341491 |  | InstallationDate | 2278 | WarrantyGuarantorLabor |  | ModelLabel |  | WarrantyDescription |  |  | ProductionYear | [6 empty] | Finish |  | Area | SerialNumber | WarrantyStartDate | BarCode | AssetIdentifier | Features | TagNumber |  | 3.872000 |  |  |  |  | WarrantyDurationParts | AccessibilityPerformance | CodePerformance | Color | Constituents | Grade | Material | ModelReference | NominalHeight | NominalLength | Shape | SustainabilityPerformance | WarrantyDurationLabor | FIXED | WarrantyGuarantorParts | ExpectedLife | ReplacementCost | NominalWidth | [14 empty] | 0.000000 |  |  | 0.900000 | Construction Type |  |  |  |  | Second Floor | [6 empty] | 23.40.35.17.47.11 |  |  |  | Kitchen Casework | [34 empty] | 0.625000 | [13 empty] | Level : Second Floor | [26 empty] | F | [28 empty] | 0.040000 | 0.587000 | 0.378000 | 1.030260 | 0.100000
3753 | 2C12 |  |  |  | 339551 |  | New Construction |  |  |  | 209084 | 124957 | 119499 | Reference |  | 600mm | Size |  | 199858,199859,199860,209103,209115,209116,209117,209118,209119 | Manufacturer |  | 3by$bSHbH6$x3yk82f0JLo | 1 | M_Base Cabinet-Double Door & 2 Drawer:600mm:600mm:339551 |  | InstallationDate | 3753 | WarrantyGuarantorLabor |  | ModelLabel |  | WarrantyDescription |  |  | ProductionYear | [6 empty] | Finish |  | Area | SerialNumber | WarrantyStartDate | BarCode | AssetIdentifier | Features | TagNumber |  |  |  |  | 0.600000 |  | WarrantyDurationParts | AccessibilityPerformance | CodePerformance | Color | Constituents | Grade | Material | ModelReference | NominalHeight | NominalLength | Shape | SustainabilityPerformance | WarrantyDurationLabor | FIXED | WarrantyGuarantorParts | ExpectedLife | ReplacementCost | NominalWidth | [14 empty] | 0.000000 |  |  | 0.860000 | Construction Type |  |  |  |  | Second Floor | [6 empty] | 23.40.35.17.47.11 |  |  |  | Kitchen Casework | [34 empty] | 0.600000 | [13 empty] | Level : Second Floor | [26 empty] | F | [33 empty] | Cabinets - Handles | 0.035000 | 0.100000
3754 | 2C12 |  |  |  | 339760 |  | New Construction |  |  |  | 209084 | 124958 | 119500 | Reference |  | 760mm | Size |  | 199861,199862,199863,205829,205830,205831,205832,205833,205917 | Manufacturer |  | 3by$bSHbH6$x3yk82f0JGT | 1 | M_Base Cabinet-Double Door & 2 Drawer:760mm:760mm:339760 |  | InstallationDate | 3754 | WarrantyGuarantorLabor |  | ModelLabel |  | WarrantyDescription |  |  | ProductionYear | [6 empty] | Finish |  | Area | SerialNumber | WarrantyStartDate | BarCode | AssetIdentifier | Features | TagNumber |  |  |  |  | 0.760000 |  | WarrantyDurationParts | AccessibilityPerformance | CodePerformance | Color | Constituents | Grade | Material | ModelReference | NominalHeight | NominalLength | Shape | SustainabilityPerformance | WarrantyDurationLabor | FIXED | WarrantyGuarantorParts | ExpectedLife | ReplacementCost | NominalWidth | [14 empty] | 0.000000 |  |  | 0.860000 | Construction Type |  |  |  |  | Second Floor | [6 empty] | 23.40.35.17.47.11 |  |  |  | Kitchen Casework | [34 empty] | 0.600000 | [13 empty] | Level : Second Floor | [26 empty] | F | [33 empty] | Cabinets - Handles | 0.035000 | 0.100000
3755 | 2C12 |  |  |  | 339983 |  | New Construction |  |  |  | 209084 | 124959 | 119501 | Reference |  | 900mm | Size |  | 199864,199865,199866,208996,209056,209057,209058,209059,209060 | Manufacturer |  | 3by$bSHbH6$x3yk82f0IiY | 1 | M_Base Cabinet-Double Door & 2 Drawer:900mm:900mm:339983 |  | InstallationDate | 3755 | WarrantyGuarantorLabor |  | ModelLabel |  | WarrantyDescription |  |  | ProductionYear | [6 empty] | Finish |  | Area | SerialNumber | WarrantyStartDate | BarCode | AssetIdentifier | Features | TagNumber |  |  |  |  | 0.900000 |  | WarrantyDurationParts | AccessibilityPerformance | CodePerformance | Color | Constituents | Grade | Material | ModelReference | NominalHeight | NominalLength | Shape | SustainabilityPerformance | WarrantyDurationLabor | FIXED | WarrantyGuarantorParts | ExpectedLife | ReplacementCost | NominalWidth | [14 empty] | 0.000000 |  |  | 0.860000 | Construction Type |  |  |  |  | Second Floor | [6 empty] | 23.40.35.17.47.11 |  |  |  | Kitchen Casework | [34 empty] | 0.600000 | [13 empty] | Level : Second Floor | [26 empty] | F | [33 empty] | Cabinets - Handles | 0.035000 | 0.100000
3756 | 2C12 |  |  |  | 340333 |  | New Construction |  |  |  | 209084 | 124960 | 119502 | Reference |  | 760mm | Size |  | 199867,199868,199869,205829,205830,205831,205832,205833,205917 | Manufacturer |  | 3by$bSHbH6$x3yk82f0If0 | 1 | M_Base Cabinet-Double Door & 2 Drawer:760mm:760mm:340333 |  | InstallationDate | 3756 | WarrantyGuarantorLabor |  | ModelLabel |  | WarrantyDescription |  |  | ProductionYear | [6 empty] | Finish |  | Area | SerialNumber | WarrantyStartDate | BarCode | AssetIdentifier | Features | TagNumber |  |  |  |  | 0.760000 |  | WarrantyDurationParts | AccessibilityPerformance | CodePerformance | Color | Constituents | Grade | Material | ModelReference | NominalHeight | NominalLength | Shape | SustainabilityPerformance | WarrantyDurationLabor | FIXED | WarrantyGuarantorParts | ExpectedLife | ReplacementCost | NominalWidth | [14 empty] | 0.000000 |  |  | 0.860000 | Construction Type |  |  |  |  | Second Floor | [6 empty] | 23.40.35.17.47.11 |  |  |  | Kitchen Casework | [34 empty] | 0.600000 | [13 empty] | Level : Second Floor | [26 empty] | F | [33 empty] | Cabinets - Handles | 0.035000 | 0.100000
3757 | 2C12 |  |  |  | 340892 |  | New Construction |  |  |  | 209084 | 124961 | 133740 | Reference |  | .7112mm | Size |  | 199870,199871,199872,208898,208899,208900,208901,208902,208916 | Manufacturer |  | 3by$bSHbH6$x3yk82f0IYn | 1 | M_Upper Cabinet-Double Door-Wall:.7112mm:.7112mm:340892 |  | InstallationDate | 3757 | WarrantyGuarantorLabor |  | ModelLabel |  | WarrantyDescription |  |  | ProductionYear | [6 empty] | Finish |  | Area | SerialNumber | WarrantyStartDate | BarCode | AssetIdentifier | Features | TagNumber |  |  |  |  | 0.711200 |  | WarrantyDurationParts | AccessibilityPerformance | CodePerformance | Color | Constituents | Grade | Material | ModelReference | NominalHeight | NominalLength | Shape | SustainabilityPerformance | WarrantyDurationLabor | FIXED | WarrantyGuarantorParts | ExpectedLife | ReplacementCost | NominalWidth | [17 empty] | 0.600000 | Construction Type |  |  |  |  | Second Floor | [6 empty] | 23.40.35.17.47.11 |  |  |  | Kitchen Casework | [33 empty] | 1.400000 | 0.300000 | [74 empty] | Cabinets - Handles |  |  | 2.000000
3758 | 2C12 |  |  |  | 341187 |  | New Construction |  |  |  | 209084 | 124962 | 133741 | Reference |  | .7112mm | Size |  | 199873,199874,199875,208898,208899,208900,208901,208902,208916 | Manufacturer |  | 3by$bSHbH6$x3yk82f0I$k | 1 | M_Upper Cabinet-Double Door-Wall:.7112mm:.7112mm:341187 |  | InstallationDate | 3758 | WarrantyGuarantorLabor |  | ModelLabel |  | WarrantyDescription |  |  | ProductionYear | [6 empty] | Finish |  | Area | SerialNumber | WarrantyStartDate | BarCode | AssetIdentifier | Features | TagNumber |  |  |  |  | 0.711200 |  | WarrantyDurationParts | AccessibilityPerformance | CodePerformance | Color | Constituents | Grade | Material | ModelReference | NominalHeight | NominalLength | Shape | SustainabilityPerformance | WarrantyDurationLabor | FIXED | WarrantyGuarantorParts | ExpectedLife | ReplacementCost | NominalWidth | [17 empty] | 0.600000 | Construction Type |  |  |  |  | Second Floor | [6 empty] | 23.40.35.17.47.11 |  |  |  | Kitchen Casework | [33 empty] | 1.400000 | 0.300000 | [74 empty] | Cabinets - Handles |  |  | 2.000000
3759 | 2C12 |  |  |  | 341273 |  | New Construction |  |  |  | 209084 | 124963 | 133742 | Reference |  | .7112mm | Size |  | 199876,199877,199878,208898,208899,208900,208901,208902,208916 | Manufacturer |  | 3by$bSHbH6$x3yk82f0Iuq | 1 | M_Upper Cabinet-Double Door-Wall:.7112mm:.7112mm:341273 |  | InstallationDate | 3759 | WarrantyGuarantorLabor |  | ModelLabel |  | WarrantyDescription |  |  | ProductionYear | [6 empty] | Finish |  | Area | SerialNumber | WarrantyStartDate | BarCode | AssetIdentifier | Features | TagNumber |  |  |  |  | 0.711200 |  | WarrantyDurationParts | AccessibilityPerformance | CodePerformance | Color | Constituents | Grade | Material | ModelReference | NominalHeight | NominalLength | Shape | SustainabilityPerformance | WarrantyDurationLabor | FIXED | WarrantyGuarantorParts | ExpectedLife | ReplacementCost | NominalWidth | [17 empty] | 0.600000 | Construction Type |  |  |  |  | Second Floor | [6 empty] | 23.40.35.17.47.11 |  |  |  | Kitchen Casework | [33 empty] | 1.400000 | 0.300000 | [74 empty] | Cabinets - Handles |  |  | 2.000000
3781 | 2C12 |  |  |  | 426210 |  | New Construction |  |  |  | 209084 | 125773 | 119851 | Reference |  | 600mm | Size |  | 203662,203663,203664,209103,209115,209116,209117,209118,209119 | Manufacturer |  | 1WxvZRhNH0OPt6rkEt3QrD | 1 | M_Base Cabinet-Double Door & 2 Drawer:600mm:600mm:426210 |  | InstallationDate | 3781 | WarrantyGuarantorLabor |  | ModelLabel |  | WarrantyDescription |  |  | ProductionYear | [6 empty] | Finish |  | Area | SerialNumber | WarrantyStartDate | BarCode | AssetIdentifier | Features | TagNumber |  |  |  |  | 0.600000 |  | WarrantyDurationParts | AccessibilityPerformance | CodePerformance | Color | Constituents | Grade | Material | ModelReference | NominalHeight | NominalLength | Shape | SustainabilityPerformance | WarrantyDurationLabor | FIXED | WarrantyGuarantorParts | ExpectedLife | ReplacementCost | NominalWidth | [14 empty] | 0.000000 |  |  | 0.860000 | Construction Type |  |  |  |  | Second Floor | [6 empty] | 23.40.35.17.47.11 |  |  |  | Kitchen Casework | [34 empty] | 0.600000 | [13 empty] | Level : Second Floor | [26 empty] | F | [33 empty] | Cabinets - Handles | 0.035000 | 0.100000
3312 | 2A13 |  |  |  | 333309 |  | New Construction |  |  |  | 205356 | 124930 | 133728 | Reference |  | 600mm Depth | Size |  | 199780,199781,199782,199783,204115,204116,204117,204118,204119,204321 | Manufacturer |  | 3u7vgd6jz9GPxqYsAm2u8R | 1 | M_Counter Top-L Shaped:600mm Depth:600mm Depth:333309 |  | InstallationDate | 3312 | WarrantyGuarantorLabor |  | ModelLabel |  | WarrantyDescription |  |  | ProductionYear | [6 empty] | Finish |  | Area | SerialNumber | WarrantyStartDate | BarCode | AssetIdentifier | Features | TagNumber | [6 empty] | WarrantyDurationParts | AccessibilityPerformance | CodePerformance | Color | Constituents | Grade | Material | ModelReference | NominalHeight | NominalLength | Shape | SustainabilityPerformance | WarrantyDurationLabor | FIXED | WarrantyGuarantorParts | ExpectedLife | ReplacementCost | NominalWidth | [14 empty] | 0.000000 |  |  | 0.900000 | Construction Type |  |  |  |  | Second Floor | [6 empty] | 23.40.35.17.47.11 |  |  |  | Kitchen Casework | [34 empty] | 0.625000 | [13 empty] | Level : Second Floor | [26 empty] | F | [28 empty] | 0.040000 | [8 empty] | 2.026000 | 2.118042
3734 | 2A13 |  |  |  | 332839 |  | New Construction |  |  |  | 205356 | 124929 | 119483 | Reference |  | 1360mm | Size |  | 199777,199778,199779,204130,204131,204132,204133,204134,204320 | Manufacturer |  | 3u7vgd6jz9GPxqYsAm2uF1 | 1 | M_Base Cabinet-Double Door & 2 Drawer:1360mm:1360mm:332839 |  | InstallationDate | 3734 | WarrantyGuarantorLabor |  | ModelLabel |  | WarrantyDescription |  |  | ProductionYear | [6 empty] | Finish |  | Area | SerialNumber | WarrantyStartDate | BarCode | AssetIdentifier | Features | TagNumber |  |  |  |  | 1.360000 |  | WarrantyDurationParts | AccessibilityPerformance | CodePerformance | Color | Constituents | Grade | Material | ModelReference | NominalHeight | NominalLength | Shape | SustainabilityPerformance | WarrantyDurationLabor | FIXED | WarrantyGuarantorParts | ExpectedLife | ReplacementCost | NominalWidth | [14 empty] | 0.000000 |  |  | 0.860000 | Construction Type |  |  |  |  | Second Floor | [6 empty] | 23.40.35.17.47.11 |  |  |  | Kitchen Casework | [34 empty] | 0.600000 | [13 empty] | Level : Second Floor | [26 empty] | F | [33 empty] | Cabinets - Handles | 0.035000 | 0.100000
2272 | 2A12 |  |  |  | 334473 |  | New Construction |  |  |  | 205355 | 124932 | 133729 | Reference |  | 600mm Depth | Size |  | 199787,199788,199789,199790,199791,204322,209110,209111,209112,209113,209114 | Manufacturer |  | 3u7vgd6jz9GPxqYsAm2url | 1 | M_Counter Top:600mm Depth:600mm Depth:334473 |  | InstallationDate | 2272 | WarrantyGuarantorLabor |  | ModelLabel |  | WarrantyDescription |  |  | ProductionYear | [6 empty] | Finish |  | Area | SerialNumber | WarrantyStartDate | BarCode | AssetIdentifier | Features | TagNumber |  | 1.220000 |  |  |  |  | WarrantyDurationParts | AccessibilityPerformance | CodePerformance | Color | Constituents | Grade | Material | ModelReference | NominalHeight | NominalLength | Shape | SustainabilityPerformance | WarrantyDurationLabor | FIXED | WarrantyGuarantorParts | ExpectedLife | ReplacementCost | NominalWidth | [14 empty] | 0.000000 |  |  | 0.900000 | Construction Type |  |  |  |  | Second Floor | [6 empty] | 23.40.35.17.47.11 |  |  |  | Kitchen Casework | [34 empty] | 0.600000 | [13 empty] | Level : Second Floor | [26 empty] | F | [27 empty] | T | 0.040000
3735 | 2A12 |  |  |  | 334263 |  | New Construction |  |  |  | 205355 | 124931 | 119484 | Reference |  | 1200mm | Size |  | 199784,199785,199786,209121,209144,209145,209146,209147,209148 | Manufacturer |  | 3u7vgd6jz9GPxqYsAm2uvH | 1 | M_Base Cabinet-Double Door & 2 Drawer:1200mm:1200mm:334263 |  | InstallationDate | 3735 | WarrantyGuarantorLabor |  | ModelLabel |  | WarrantyDescription |  |  | ProductionYear | [6 empty] | Finish |  | Area | SerialNumber | WarrantyStartDate | BarCode | AssetIdentifier | Features | TagNumber |  |  |  |  | 1.200000 |  | WarrantyDurationParts | AccessibilityPerformance | CodePerformance | Color | Constituents | Grade | Material | ModelReference | NominalHeight | NominalLength | Shape | SustainabilityPerformance | WarrantyDurationLabor | FIXED | WarrantyGuarantorParts | ExpectedLife | ReplacementCost | NominalWidth | [14 empty] | 0.000000 |  |  | 0.860000 | Construction Type |  |  |  |  | Second Floor | [6 empty] | 23.40.35.17.47.11 |  |  |  | Kitchen Casework | [34 empty] | 0.600000 | [13 empty] | Level : Second Floor | [26 empty] | F | [33 empty] | Cabinets - Handles | 0.035000 | 0.100000
2284 | 2C22 |  |  |  | 400374 |  | New Construction |  |  |  | 208951 | 125692 | 134197 | Reference |  | 600mm Depth | Size |  | 203427,203428,203429,203430,203431,204388,209110,209111,209112,209113,209114 | Manufacturer |  | 1QpVmxikTDyhytLu6h8$jH | 1 | M_Counter Top:600mm Depth:600mm Depth:400374 |  | InstallationDate | 2284 | WarrantyGuarantorLabor |  | ModelLabel |  | WarrantyDescription |  |  | ProductionYear | [6 empty] | Finish |  | Area | SerialNumber | WarrantyStartDate | BarCode | AssetIdentifier | Features | TagNumber |  | 1.506439 |  |  |  |  | WarrantyDurationParts | AccessibilityPerformance | CodePerformance | Color | Constituents | Grade | Material | ModelReference | NominalHeight | NominalLength | Shape | SustainabilityPerformance | WarrantyDurationLabor | FIXED | WarrantyGuarantorParts | ExpectedLife | ReplacementCost | NominalWidth | [14 empty] | 0.000000 |  |  | 0.900000 | Construction Type |  |  |  |  | Second Floor | [6 empty] | 23.40.35.17.47.11 |  |  |  | Kitchen Casework | [34 empty] | 0.600000 | [13 empty] | Level : Second Floor | [26 empty] | F | [27 empty] | T | 0.040000
3762 | 2C22 |  |  |  | 342685 |  | New Construction |  |  |  | 208951 | 124970 | 119507 | Reference |  | 600mm | Size |  | 199885,199886,199887,209103,209115,209116,209117,209118,209119 | Manufacturer |  | 3by$bSHbH6$x3yk82f0I6m | 1 | M_Base Cabinet-Double Door & 2 Drawer:600mm:600mm:342685 |  | InstallationDate | 3762 | WarrantyGuarantorLabor |  | ModelLabel |  | WarrantyDescription |  |  | ProductionYear | [6 empty] | Finish |  | Area | SerialNumber | WarrantyStartDate | BarCode | AssetIdentifier | Features | TagNumber |  |  |  |  | 0.600000 |  | WarrantyDurationParts | AccessibilityPerformance | CodePerformance | Color | Constituents | Grade | Material | ModelReference | NominalHeight | NominalLength | Shape | SustainabilityPerformance | WarrantyDurationLabor | FIXED | WarrantyGuarantorParts | ExpectedLife | ReplacementCost | NominalWidth | [14 empty] | 0.000000 |  |  | 0.860000 | Construction Type |  |  |  |  | Second Floor | [6 empty] | 23.40.35.17.47.11 |  |  |  | Kitchen Casework | [34 empty] | 0.600000 | [13 empty] | Level : Second Floor | [26 empty] | F | [33 empty] | Cabinets - Handles | 0.035000 | 0.100000
3763 | 2C22 |  |  |  | 342914 |  | New Construction |  |  |  | 208951 | 124971 | 119508 | Reference |  | 900mm | Size |  | 199888,199889,199890,208996,209056,209057,209058,209059,209060 | Manufacturer |  | 3by$bSHbH6$x3yk82f0I2l | 1 | M_Base Cabinet-Double Door & 2 Drawer:900mm:900mm:342914 |  | InstallationDate | 3763 | WarrantyGuarantorLabor |  | ModelLabel |  | WarrantyDescription |  |  | ProductionYear | [6 empty] | Finish |  | Area | SerialNumber | WarrantyStartDate | BarCode | AssetIdentifier | Features | TagNumber |  |  |  |  | 0.900000 |  | WarrantyDurationParts | AccessibilityPerformance | CodePerformance | Color | Constituents | Grade | Material | ModelReference | NominalHeight | NominalLength | Shape | SustainabilityPerformance | WarrantyDurationLabor | FIXED | WarrantyGuarantorParts | ExpectedLife | ReplacementCost | NominalWidth | [14 empty] | 0.000000 |  |  | 0.860000 | Construction Type |  |  |  |  | Second Floor | [6 empty] | 23.40.35.17.47.11 |  |  |  | Kitchen Casework | [34 empty] | 0.600000 | [13 empty] | Level : Second Floor | [26 empty] | F | [33 empty] | Cabinets - Handles | 0.035000 | 0.100000
3764 | 2C22 |  |  |  | 343193 |  | New Construction |  |  |  | 208951 | 124972 | 133745 | Reference |  | 762mm | Size |  | 199891,199892,199893,204120,204121,204122,204123,204124,204333 | Manufacturer |  | 3by$bSHbH6$x3yk82f0IUq | 1 | M_Upper Cabinet-Double Door-Wall:762mm:762mm:343193 |  | InstallationDate | 3764 | WarrantyGuarantorLabor |  | ModelLabel |  | WarrantyDescription |  |  | ProductionYear | [6 empty] | Finish |  | Area | SerialNumber | WarrantyStartDate | BarCode | AssetIdentifier | Features | TagNumber |  |  |  |  | 0.762000 |  | WarrantyDurationParts | AccessibilityPerformance | CodePerformance | Color | Constituents | Grade | Material | ModelReference | NominalHeight | NominalLength | Shape | SustainabilityPerformance | WarrantyDurationLabor | FIXED | WarrantyGuarantorParts | ExpectedLife | ReplacementCost | NominalWidth | [17 empty] | 0.600000 | Construction Type |  |  |  |  | Second Floor | [6 empty] | 23.40.35.17.47.11 |  |  |  | Kitchen Casework | [33 empty] | 1.400000 | 0.300000 | [74 empty] | Cabinets - Handles |  |  | 2.000000
2313 | 2A05 |  |  |  | 426911 | 205296 | New Construction |  |  |  | 190126 | 125791 | 134251 | Reference |  | 600mm Depth | Size |  | 204418,205797,205798,205799,205800,209206,209207,209208,209209,209210 | Manufacturer |  | 1WxvZRhNH0OPt6rkEt3Qum | 1 | M_Counter Top w Sink Hole:600mm Depth:600mm Depth:426911 |  | InstallationDate | 2313 | WarrantyGuarantorLabor |  | ModelLabel |  | WarrantyDescription |  |  | ProductionYear | [6 empty] | Finish |  | Area | SerialNumber | WarrantyStartDate | BarCode | AssetIdentifier | Features | TagNumber |  | 2.109961 |  |  |  |  | WarrantyDurationParts | AccessibilityPerformance | CodePerformance | Color | Constituents | Grade | Material | ModelReference | NominalHeight | NominalLength | Shape | SustainabilityPerformance | WarrantyDurationLabor | FIXED | WarrantyGuarantorParts | ExpectedLife | ReplacementCost | NominalWidth | [14 empty] | 0.000000 |  |  | 0.900000 | Construction Type |  |  |  |  | Second Floor | [6 empty] | 23.40.35.17.47.11 |  |  |  | Kitchen Casework | [34 empty] | 0.625000 | [13 empty] | Level : Second Floor | [26 empty] | F | [28 empty] | 0.040000 | 0.355600 | 0.378000 | 0.338951 | 0.100000
2303 | 2C16 |  |  |  | 425375 |  | New Construction |  |  |  | 190136 | 125769 | 134239 | Reference |  | 600mm Depth | Size |  | 203653,203654,203655,203656,203657,204408,209110,209111,209112,209113,209114 | Manufacturer |  | 2DTT9YtR97ouE$uc7qP63t | 1 | M_Counter Top:600mm Depth:600mm Depth:425375 |  | InstallationDate | 2303 | WarrantyGuarantorLabor |  | ModelLabel |  | WarrantyDescription |  |  | ProductionYear | [6 empty] | Finish |  | Area | SerialNumber | WarrantyStartDate | BarCode | AssetIdentifier | Features | TagNumber |  | 2.129539 |  |  |  |  | WarrantyDurationParts | AccessibilityPerformance | CodePerformance | Color | Constituents | Grade | Material | ModelReference | NominalHeight | NominalLength | Shape | SustainabilityPerformance | WarrantyDurationLabor | FIXED | WarrantyGuarantorParts | ExpectedLife | ReplacementCost | NominalWidth | [14 empty] | 0.000000 |  |  | 0.900000 | Construction Type |  |  |  |  | Second Floor | [6 empty] | 23.40.35.17.47.11 |  |  |  | Kitchen Casework | [34 empty] | 0.600000 | [13 empty] | Level : Second Floor | [26 empty] | F | [27 empty] | T | 0.040000
2304 | 2C14 |  |  |  | 425594 | 205287 | New Construction |  |  |  | 190135 | 125770 | 134240 | Reference |  | 600mm Depth | Size |  | 204409,205761,205762,205763,205764,209206,209207,209208,209209,209210 | Manufacturer |  | 2DTT9YtR97ouE$uc7qP6CI | 1 | M_Counter Top w Sink Hole:600mm Depth:600mm Depth:425594 |  | InstallationDate | 2304 | WarrantyGuarantorLabor |  | ModelLabel |  | WarrantyDescription |  |  | ProductionYear | [6 empty] | Finish |  | Area | SerialNumber | WarrantyStartDate | BarCode | AssetIdentifier | Features | TagNumber |  | 2.109961 |  |  |  |  | WarrantyDurationParts | AccessibilityPerformance | CodePerformance | Color | Constituents | Grade | Material | ModelReference | NominalHeight | NominalLength | Shape | SustainabilityPerformance | WarrantyDurationLabor | FIXED | WarrantyGuarantorParts | ExpectedLife | ReplacementCost | NominalWidth | [14 empty] | 0.000000 |  |  | 0.900000 | Construction Type |  |  |  |  | Second Floor | [6 empty] | 23.40.35.17.47.11 |  |  |  | Kitchen Casework | [34 empty] | 0.625000 | [13 empty] | Level : Second Floor | [26 empty] | F | [28 empty] | 0.040000 | 0.355600 | 0.378000 | 0.338951 | 0.100000
2307 | 2C04 |  |  |  | 426730 | 205290 | New Construction |  |  |  | 190132 | 125779 | 134245 | Reference |  | 600mm Depth | Size |  | 204412,205773,205774,205775,205776,209206,209207,209208,209209,209210 | Manufacturer |  | 1WxvZRhNH0OPt6rkEt3Qz5 | 1 | M_Counter Top w Sink Hole:600mm Depth:600mm Depth:426730 |  | InstallationDate | 2307 | WarrantyGuarantorLabor |  | ModelLabel |  | WarrantyDescription |  |  | ProductionYear | [6 empty] | Finish |  | Area | SerialNumber | WarrantyStartDate | BarCode | AssetIdentifier | Features | TagNumber |  | 2.109961 |  |  |  |  | WarrantyDurationParts | AccessibilityPerformance | CodePerformance | Color | Constituents | Grade | Material | ModelReference | NominalHeight | NominalLength | Shape | SustainabilityPerformance | WarrantyDurationLabor | FIXED | WarrantyGuarantorParts | ExpectedLife | ReplacementCost | NominalWidth | [14 empty] | 0.000000 |  |  | 0.900000 | Construction Type |  |  |  |  | Second Floor | [6 empty] | 23.40.35.17.47.11 |  |  |  | Kitchen Casework | [34 empty] | 0.625000 | [13 empty] | Level : Second Floor | [26 empty] | F | [28 empty] | 0.040000 | 0.355600 | 0.378000 | 0.338951 | 0.100000
2308 | 2C02 |  |  |  | 426738 | 205291 | New Construction |  |  |  | 190131 | 125781 | 134246 | Reference |  | 600mm Depth | Size |  | 204413,205777,205778,205779,205780,209206,209207,209208,209209,209210 | Manufacturer |  | 1WxvZRhNH0OPt6rkEt3QzT | 1 | M_Counter Top w Sink Hole:600mm Depth:600mm Depth:426738 |  | InstallationDate | 2308 | WarrantyGuarantorLabor |  | ModelLabel |  | WarrantyDescription |  |  | ProductionYear | [6 empty] | Finish |  | Area | SerialNumber | WarrantyStartDate | BarCode | AssetIdentifier | Features | TagNumber |  | 2.109961 |  |  |  |  | WarrantyDurationParts | AccessibilityPerformance | CodePerformance | Color | Constituents | Grade | Material | ModelReference | NominalHeight | NominalLength | Shape | SustainabilityPerformance | WarrantyDurationLabor | FIXED | WarrantyGuarantorParts | ExpectedLife | ReplacementCost | NominalWidth | [14 empty] | 0.000000 |  |  | 0.900000 | Construction Type |  |  |  |  | Second Floor | [6 empty] | 23.40.35.17.47.11 |  |  |  | Kitchen Casework | [34 empty] | 0.625000 | [13 empty] | Level : Second Floor | [26 empty] | F | [28 empty] | 0.040000 | 0.355600 | 0.378000 | 0.338951 | 0.100000
2309 | 2A09 |  |  |  | 426746 | 205292 | New Construction |  |  |  | 190130 | 125783 | 134247 | Reference |  | 600mm Depth | Size |  | 204414,205781,205782,205783,205784,209206,209207,209208,209209,209210 | Manufacturer |  | 1WxvZRhNH0OPt6rkEt3QzL | 1 | M_Counter Top w Sink Hole:600mm Depth:600mm Depth:426746 |  | InstallationDate | 2309 | WarrantyGuarantorLabor |  | ModelLabel |  | WarrantyDescription |  |  | ProductionYear | [6 empty] | Finish |  | Area | SerialNumber | WarrantyStartDate | BarCode | AssetIdentifier | Features | TagNumber |  | 2.109961 |  |  |  |  | WarrantyDurationParts | AccessibilityPerformance | CodePerformance | Color | Constituents | Grade | Material | ModelReference | NominalHeight | NominalLength | Shape | SustainabilityPerformance | WarrantyDurationLabor | FIXED | WarrantyGuarantorParts | ExpectedLife | ReplacementCost | NominalWidth | [14 empty] | 0.000000 |  |  | 0.900000 | Construction Type |  |  |  |  | Second Floor | [6 empty] | 23.40.35.17.47.11 |  |  |  | Kitchen Casework | [34 empty] | 0.625000 | [13 empty] | Level : Second Floor | [26 empty] | F | [28 empty] | 0.040000 | 0.355600 | 0.378000 | 0.338951 | 0.100000
2310 | 2A08 |  |  |  | 426758 | 205293 | New Construction |  |  |  | 190129 | 125785 | 134248 | Reference |  | 600mm Depth | Size |  | 204415,205785,205786,205787,205788,209206,209207,209208,209209,209210 | Manufacturer |  | 1WxvZRhNH0OPt6rkEt3Qwf | 1 | M_Counter Top w Sink Hole:600mm Depth:600mm Depth:426758 |  | InstallationDate | 2310 | WarrantyGuarantorLabor |  | ModelLabel |  | WarrantyDescription |  |  | ProductionYear | [6 empty] | Finish |  | Area | SerialNumber | WarrantyStartDate | BarCode | AssetIdentifier | Features | TagNumber |  | 2.109961 |  |  |  |  | WarrantyDurationParts | AccessibilityPerformance | CodePerformance | Color | Constituents | Grade | Material | ModelReference | NominalHeight | NominalLength | Shape | SustainabilityPerformance | WarrantyDurationLabor | FIXED | WarrantyGuarantorParts | ExpectedLife | ReplacementCost | NominalWidth | [14 empty] | 0.000000 |  |  | 0.900000 | Construction Type |  |  |  |  | Second Floor | [6 empty] | 23.40.35.17.47.11 |  |  |  | Kitchen Casework | [34 empty] | 0.625000 | [13 empty] | Level : Second Floor | [26 empty] | F | [28 empty] | 0.040000 | 0.355600 | 0.378000 | 0.338951 | 0.100000
2312 | 2A06 |  |  |  | 426851 | 205295 | New Construction |  |  |  | 190127 | 125789 | 134250 | Reference |  | 600mm Depth | Size |  | 204417,205793,205794,205795,205796,209206,209207,209208,209209,209210 | Manufacturer |  | 1WxvZRhNH0OPt6rkEt3QxC | 1 | M_Counter Top w Sink Hole:600mm Depth:600mm Depth:426851 |  | InstallationDate | 2312 | WarrantyGuarantorLabor |  | ModelLabel |  | WarrantyDescription |  |  | ProductionYear | [6 empty] | Finish |  | Area | SerialNumber | WarrantyStartDate | BarCode | AssetIdentifier | Features | TagNumber |  | 2.109961 |  |  |  |  | WarrantyDurationParts | AccessibilityPerformance | CodePerformance | Color | Constituents | Grade | Material | ModelReference | NominalHeight | NominalLength | Shape | SustainabilityPerformance | WarrantyDurationLabor | FIXED | WarrantyGuarantorParts | ExpectedLife | ReplacementCost | NominalWidth | [14 empty] | 0.000000 |  |  | 0.900000 | Construction Type |  |  |  |  | Second Floor | [6 empty] | 23.40.35.17.47.11 |  |  |  | Kitchen Casework | [34 empty] | 0.625000 | [13 empty] | Level : Second Floor | [26 empty] | F | [28 empty] | 0.040000 | 0.355600 | 0.378000 | 0.338951 | 0.100000
2279 | 2C10 |  |  |  | 342492 | 205238 | New Construction |  |  |  | 208883 | 124968 | 133744 | Reference |  | 600mm Depth | Size |  | 204332,205615,205616,205617,205618,209206,209207,209208,209209,209210 | Manufacturer |  | 3by$bSHbH6$x3yk82f0IBn | 1 | M_Counter Top w Sink Hole:600mm Depth:600mm Depth:342492 |  | InstallationDate | 2279 | WarrantyGuarantorLabor |  | ModelLabel |  | WarrantyDescription |  |  | ProductionYear | [6 empty] | Finish |  | Area | SerialNumber | WarrantyStartDate | BarCode | AssetIdentifier | Features | TagNumber |  | 3.036000 |  |  |  |  | WarrantyDurationParts | AccessibilityPerformance | CodePerformance | Color | Constituents | Grade | Material | ModelReference | NominalHeight | NominalLength | Shape | SustainabilityPerformance | WarrantyDurationLabor | FIXED | WarrantyGuarantorParts | ExpectedLife | ReplacementCost | NominalWidth | [14 empty] | 0.000000 |  |  | 0.900000 | Construction Type |  |  |  |  | Second Floor | [6 empty] | 23.40.35.17.47.11 |  |  |  | Kitchen Casework | [34 empty] | 0.625000 | [13 empty] | Level : Second Floor | [26 empty] | F | [28 empty] | 0.040000 | 0.587000 | 0.378000 | 1.346000 | 0.100000
3760 | 2C10 |  |  |  | 341762 |  | New Construction |  |  |  | 208883 | 124966 | 119504 | Reference |  | 600mm | Size |  | 199879,199880,199881,209103,209115,209116,209117,209118,209119 | Manufacturer |  | 3by$bSHbH6$x3yk82f0Iml | 1 | M_Base Cabinet-Double Door & 2 Drawer:600mm:600mm:341762 |  | InstallationDate | 3760 | WarrantyGuarantorLabor |  | ModelLabel |  | WarrantyDescription |  |  | ProductionYear | [6 empty] | Finish |  | Area | SerialNumber | WarrantyStartDate | BarCode | AssetIdentifier | Features | TagNumber |  |  |  |  | 0.600000 |  | WarrantyDurationParts | AccessibilityPerformance | CodePerformance | Color | Constituents | Grade | Material | ModelReference | NominalHeight | NominalLength | Shape | SustainabilityPerformance | WarrantyDurationLabor | FIXED | WarrantyGuarantorParts | ExpectedLife | ReplacementCost | NominalWidth | [14 empty] | 0.000000 |  |  | 0.860000 | Construction Type |  |  |  |  | Second Floor | [6 empty] | 23.40.35.17.47.11 |  |  |  | Kitchen Casework | [34 empty] | 0.600000 | [13 empty] | Level : Second Floor | [26 empty] | F | [33 empty] | Cabinets - Handles | 0.035000 | 0.100000
3761 | 2C10 |  |  |  | 342040 |  | New Construction |  |  |  | 208883 | 124967 | 119505 | Reference |  | 1030mm | Size |  | 199882,199883,199884,205834,205835,205836,205837,205838,205914 | Manufacturer |  | 3by$bSHbH6$x3yk82f0ICr | 1 | M_Base Cabinet-Double Door & 2 Drawer:1030mm:1030mm:342040 |  | InstallationDate | 3761 | WarrantyGuarantorLabor |  | ModelLabel |  | WarrantyDescription |  |  | ProductionYear | [6 empty] | Finish |  | Area | SerialNumber | WarrantyStartDate | BarCode | AssetIdentifier | Features | TagNumber |  |  |  |  | 1.030000 |  | WarrantyDurationParts | AccessibilityPerformance | CodePerformance | Color | Constituents | Grade | Material | ModelReference | NominalHeight | NominalLength | Shape | SustainabilityPerformance | WarrantyDurationLabor | FIXED | WarrantyGuarantorParts | ExpectedLife | ReplacementCost | NominalWidth | [14 empty] | 0.000000 |  |  | 0.860000 | Construction Type |  |  |  |  | Second Floor | [6 empty] | 23.40.35.17.47.11 |  |  |  | Kitchen Casework | [34 empty] | 0.600000 | [13 empty] | Level : Second Floor | [26 empty] | F | [33 empty] | Cabinets - Handles | 0.035000 | 0.100000
2305 | 2C09 |  |  |  | 426710 | 205288 | New Construction |  |  |  | 190134 | 125775 | 134243 | Reference |  | 600mm Depth | Size |  | 204410,205765,205766,205767,205768,209206,209207,209208,209209,209210 | Manufacturer |  | 1WxvZRhNH0OPt6rkEt3Qzv | 1 | M_Counter Top w Sink Hole:600mm Depth:600mm Depth:426710 |  | InstallationDate | 2305 | WarrantyGuarantorLabor |  | ModelLabel |  | WarrantyDescription |  |  | ProductionYear | [6 empty] | Finish |  | Area | SerialNumber | WarrantyStartDate | BarCode | AssetIdentifier | Features | TagNumber |  | 2.109961 |  |  |  |  | WarrantyDurationParts | AccessibilityPerformance | CodePerformance | Color | Constituents | Grade | Material | ModelReference | NominalHeight | NominalLength | Shape | SustainabilityPerformance | WarrantyDurationLabor | FIXED | WarrantyGuarantorParts | ExpectedLife | ReplacementCost | NominalWidth | [14 empty] | 0.000000 |  |  | 0.900000 | Construction Type |  |  |  |  | Second Floor | [6 empty] | 23.40.35.17.47.11 |  |  |  | Kitchen Casework | [34 empty] | 0.625000 | [13 empty] | Level : Second Floor | [26 empty] | F | [28 empty] | 0.040000 | 0.355600 | 0.378000 | 0.338951 | 0.100000
2311 | 2A07 |  |  |  | 426806 | 205294 | New Construction |  |  |  | 190128 | 125787 | 134249 | Reference |  | 600mm Depth | Size |  | 204416,205789,205790,205791,205792,209206,209207,209208,209209,209210 | Manufacturer |  | 1WxvZRhNH0OPt6rkEt3QwP | 1 | M_Counter Top w Sink Hole:600mm Depth:600mm Depth:426806 |  | InstallationDate | 2311 | WarrantyGuarantorLabor |  | ModelLabel |  | WarrantyDescription |  |  | ProductionYear | [6 empty] | Finish |  | Area | SerialNumber | WarrantyStartDate | BarCode | AssetIdentifier | Features | TagNumber |  | 2.109961 |  |  |  |  | WarrantyDurationParts | AccessibilityPerformance | CodePerformance | Color | Constituents | Grade | Material | ModelReference | NominalHeight | NominalLength | Shape | SustainabilityPerformance | WarrantyDurationLabor | FIXED | WarrantyGuarantorParts | ExpectedLife | ReplacementCost | NominalWidth | [14 empty] | 0.000000 |  |  | 0.900000 | Construction Type |  |  |  |  | Second Floor | [6 empty] | 23.40.35.17.47.11 |  |  |  | Kitchen Casework | [34 empty] | 0.625000 | [13 empty] | Level : Second Floor | [26 empty] | F | [28 empty] | 0.040000 | 0.355600 | 0.378000 | 0.338951 | 0.100000
2273 | 2B17 |  |  |  | 334957 |  | New Construction |  |  |  | 208884 | 124935 | 133730 | Reference |  | 600mm Depth | Size |  | 199798,199799,199800,199801,199802,204323,209110,209111,209112,209113,209114 | Manufacturer |  | 3u7vgd6jz9GPxqYsAm2ukB | 1 | M_Counter Top:600mm Depth:600mm Depth:334957 |  | InstallationDate | 2273 | WarrantyGuarantorLabor |  | ModelLabel |  | WarrantyDescription |  |  | ProductionYear | [6 empty] | Finish |  | Area | SerialNumber | WarrantyStartDate | BarCode | AssetIdentifier | Features | TagNumber |  | 2.406000 |  |  |  |  | WarrantyDurationParts | AccessibilityPerformance | CodePerformance | Color | Constituents | Grade | Material | ModelReference | NominalHeight | NominalLength | Shape | SustainabilityPerformance | WarrantyDurationLabor | FIXED | WarrantyGuarantorParts | ExpectedLife | ReplacementCost | NominalWidth | [14 empty] | 0.000000 |  |  | 0.900000 | Construction Type |  |  |  |  | Second Floor | [6 empty] | 23.40.35.17.47.11 |  |  |  | Kitchen Casework | [34 empty] | 0.600000 | [13 empty] | Level : Second Floor | [26 empty] | F | [27 empty] | T | 0.040000
3736 | 2B17 |  |  |  | 334667 |  | New Construction |  |  |  | 208884 | 124933 | 119485 | Reference |  | 600mm | Size |  | 199792,199793,199794,209103,209115,209116,209117,209118,209119 | Manufacturer |  | 3u7vgd6jz9GPxqYsAm2uoj | 1 | M_Base Cabinet-Double Door & 2 Drawer:600mm:600mm:334667 |  | InstallationDate | 3736 | WarrantyGuarantorLabor |  | ModelLabel |  | WarrantyDescription |  |  | ProductionYear | [6 empty] | Finish |  | Area | SerialNumber | WarrantyStartDate | BarCode | AssetIdentifier | Features | TagNumber |  |  |  |  | 0.600000 |  | WarrantyDurationParts | AccessibilityPerformance | CodePerformance | Color | Constituents | Grade | Material | ModelReference | NominalHeight | NominalLength | Shape | SustainabilityPerformance | WarrantyDurationLabor | FIXED | WarrantyGuarantorParts | ExpectedLife | ReplacementCost | NominalWidth | [14 empty] | 0.000000 |  |  | 0.860000 | Construction Type |  |  |  |  | Second Floor | [6 empty] | 23.40.35.17.47.11 |  |  |  | Kitchen Casework | [34 empty] | 0.600000 | [13 empty] | Level : Second Floor | [26 empty] | F | [33 empty] | Cabinets - Handles | 0.035000 | 0.100000
3737 | 2B17 |  |  |  | 334830 |  | New Construction |  |  |  | 208884 | 124934 | 119486 | Reference |  | 1200mm | Size |  | 199795,199796,199797,209121,209144,209145,209146,209147,209148 | Manufacturer |  | 3u7vgd6jz9GPxqYsAm2um8 | 1 | M_Base Cabinet-Double Door & 2 Drawer:1200mm:1200mm:334830 |  | InstallationDate | 3737 | WarrantyGuarantorLabor |  | ModelLabel |  | WarrantyDescription |  |  | ProductionYear | [6 empty] | Finish |  | Area | SerialNumber | WarrantyStartDate | BarCode | AssetIdentifier | Features | TagNumber |  |  |  |  | 1.200000 |  | WarrantyDurationParts | AccessibilityPerformance | CodePerformance | Color | Constituents | Grade | Material | ModelReference | NominalHeight | NominalLength | Shape | SustainabilityPerformance | WarrantyDurationLabor | FIXED | WarrantyGuarantorParts | ExpectedLife | ReplacementCost | NominalWidth | [14 empty] | 0.000000 |  |  | 0.860000 | Construction Type |  |  |  |  | Second Floor | [6 empty] | 23.40.35.17.47.11 |  |  |  | Kitchen Casework | [34 empty] | 0.600000 | [13 empty] | Level : Second Floor | [26 empty] | F | [33 empty] | Cabinets - Handles | 0.035000 | 0.100000
2306 | 2C06 |  |  |  | 426720 | 205289 | New Construction |  |  |  | 190133 | 125777 | 134244 | Reference |  | 600mm Depth | Size |  | 204411,205769,205770,205771,205772,209206,209207,209208,209209,209210 | Manufacturer |  | 1WxvZRhNH0OPt6rkEt3QzF | 1 | M_Counter Top w Sink Hole:600mm Depth:600mm Depth:426720 |  | InstallationDate | 2306 | WarrantyGuarantorLabor |  | ModelLabel |  | WarrantyDescription |  |  | ProductionYear | [6 empty] | Finish |  | Area | SerialNumber | WarrantyStartDate | BarCode | AssetIdentifier | Features | TagNumber |  | 2.109961 |  |  |  |  | WarrantyDurationParts | AccessibilityPerformance | CodePerformance | Color | Constituents | Grade | Material | ModelReference | NominalHeight | NominalLength | Shape | SustainabilityPerformance | WarrantyDurationLabor | FIXED | WarrantyGuarantorParts | ExpectedLife | ReplacementCost | NominalWidth | [14 empty] | 0.000000 |  |  | 0.900000 | Construction Type |  |  |  |  | Second Floor | [6 empty] | 23.40.35.17.47.11 |  |  |  | Kitchen Casework | [34 empty] | 0.625000 | [13 empty] | Level : Second Floor | [26 empty] | F | [28 empty] | 0.040000 | 0.355600 | 0.378000 | 0.338951 | 0.100000