## Sheet1
| Parent | ExpectedLife | Loss Method | Tag | Phase Created | AccessibilityPerformance | WarrantyGuarantorParts | Angle | AssetAccountingType | System Name | CodePerformance | ContainedInStructure | Fitting Outside Diameter | Level | Insulation Radius | ObjectPlacement | Insulation Thickness | Representation | Reference | ObjectType | Size | IsDefinedBy | GlobalId | Color | OwnerHistory | Name | Description | InstallationDate | ODAUniqueID | WarrantyGuarantorLabor | Tick Size | Nominal Radius | Nominal Diameter | Features | TagNumber | Center to End | BarCode | System Type | K Coefficient Table | Fitting Outside Radius | Constituents | Use Annotation Scale | Center Radius | SerialNumber | WarrantyStartDate | AssetIdentifier | Host | Offset | Mark | ReplacementCost | Lookup Table Name | OmniClass Title | Finish | Grade | Material | ModelReference | NominalHeight | NominalLength | NominalWidth | ProductionYear | Shape | SustainabilityPerformance | WarrantyDescription | WarrantyDurationLabor | WarrantyDurationParts | ModelLabel | Manufacturer | OmniClass Number | Center to End Label | Angle 1 | Visibility 3 | Visibility 2 | Visibility 1 | OffsetHeight | Fitting Outside Diameter 2 | Fitting Outside Diameter 1 | Insulation Radius 2 | Insulation Radius 1 | Nominal Diameter 2 | Nominal Diameter 1 | Width Offset | Max Fitting Outside Diameter 12 | Height Offset | Fitting Outside Radius 2 | Fitting Outside Radius 1 | Tick Size 2 | Tick Size 1 | Nominal Radius 2 | Nominal Radius 1 | Length | OffsetWidth | Socket Depth | Socket Entrance Diameter | Center to Socket Bottom Label | Wall Thickness | Socket Outside Diameter | Center to Socket Bottom | Socket Insulation Outside Diameter | Socket Outside Radius | Socket Insulation Depth | Socket Insulation Outside Radius | Length 2 | Length 1 | Center to Socket Bottom Not Found | W0 | Num 6 | OffsetWidthfromBase | Num 8 | Lining Radius | Num 10 | Num 1 | Num 4 | Num 3 | Radius | Num 9 | OffsetHeightfromBase | Num 7 | Length01 | Length 8 | Length 7 | Length 6 | Length 5 | Length 4 | Num 2 | Length 3 | Half H0 | Half W0 | Num 5 | Delta 2 | Delta 1 | Lining W0 | Lining H0 | Insulation H0 | Insulation W0 | H0 | OffsetWidthTemp | OffsetHeightTemp | Diameter | Lining Thickness | Schedule Level | Elevation | Default Elevation | Pipe Radius | Overall Diameter | Pipe Diameter | Overall Radius | Tee | Reference Level | Additional Flow | Inner Diameter | Invert Elevation | Flow | Reynolds Number | Relative Roughness | Friction | Flow State | Friction Factor | End Offset | Velocity | Pressure Drop | Section | Area | Outer Diameter | Horizontal Justification | Vertical Justification | Start Offset | Slope | Roughness | Connection Type | Cross | Class | Classification Description | Classification Code | Elbow | Preferred Junction Type | Transition | Union | Bend Radius | Conduit Size Lookup | Conduit Length | Bend Radius Label | Bend or Fitting | Fixture Units | Diameter(Trade Size) | Top Elevation | Bottom Elevation | Standard | Bend | Tap | Velocity Pressure | Size Lock | Loss Coefficient | Hydraulic Diameter | Reynolds number | Multi Shape Transition Rect to Round | Multi Shape Transition Oval to Round | Nut Height | Body Radius | Adapter Length | Stem Radius | Handle Height | Body Diameter | Handle Length | Stem Height | Seal Length | Stem Diameter | Nut Radius | Nut Diameter | Handle Width | Body Length | Body Height | Adapter Radius | Adapter Diameter | Half Nut Height | K Coefficient | Base Radius | Head Radius | Head Small Radius | Head Depth | Panel | Circuit Number | Base Depth | Radius 10 | Outside Radius | Width 1 | Width 2 | Thickness 1 | Radius 9 | Radius 8 | Radius 7 | Radius 6 | Radius 5 | Radius 4 | Radius 3 | Radius 2 | Radius 1 | Length 9 | Height 1 | Height 2 | Height 3 | Height 4 | Height 5 | Height 6 | Angle 2 | Valve Length | Outside Diameter | Open Height | C1 Offset 1 | C1 Offset 2 | Width | Height | Panel Name | Projection | Depth | Standoff | HalfWidth | HalfHeight | Light Loss Factor | Dimming Lamp Color Temperature Shift | Light Source Definition (family) | Ballast Voltage | Initial Intensity | Ceiling Mount Material | Color Filter | Electrical Data | Drop From Ceiling | Load Classification | Lamp | Ballast Number of Poles | Calculate Coefficient of Utilization | Initial Color | Pendant Material | Assembly Code | Assembly Description | Light Source Symbol Size | Apparent Load | Switch Voltage | Load | Moves With Nearby Elements | Label | Range Material | Burner Material | Hot Water Diameter | WFU | Flow Pressure | Sanitary Diameter | Sanitary Radius | HWFU | CWFU | Sink Width | Sink Depth | Sink Length | Hot Water Radius | Cold Water Radius | Cold Water Diameter | Shade Material | Door Width | Shower Width | Shower Length | Shower Height | Half Door Width | Half Lavatory Length | Half Oval Long Axis Length 1 | Half Oval Long Axis Length | Oval Long Axis Length | Lavatory Width | Oval Short Axis Length | Lavatory Length | Lavatory Height | Half Oval Short Axis Length 1 | Half Oval Short Axis Length | Max #1 Pole Breakers | HVAC Demand Factor | Total Estimated Demand Current | Heating Connected | Apparent Load Phase A | Enclosure | Apparent Load Phase B | Receptacle Demand Factor | Total Estimated Demand | Total Connected | HVAC Estimated Demand | Apparent Load Phase C | Other Estimated Demand | HVAC Connected | Total Demand Factor | Mounting | Location | Total Connected Current | 24 Circuit Height | Appliance - Dwelling Unit Connected Current | Current Phase A | Current Phase B | Current Phase C | HVAC Connected Current | HVAC Estimated Demand Current | Other Connected | Other Connected Current | Other Estimated Demand Current | Appliance - Dwelling Unit Connected | Appliance - Dwelling Unit Estimated Demand | Appliance - Dwelling Unit Estimated Demand Current | Appliance - Dwelling Unit Demand Factor | Heating Estimated Demand | Heating Connected Current | Heating Estimated Demand Current | Heating Demand Factor | Lighting - Dwelling Unit Connected | Lighting - Dwelling Unit Estimated Demand | Lighting - Dwelling Unit Demand Factor | Lighting - Dwelling Unit Connected Current | Receptacle Connected Current | Lighting - Dwelling Unit Estimated Demand Current | Receptacle Connected | Receptacle Estimated Demand | Receptacle Estimated Demand Current | Mains | Circuit Naming | Distribution System | Number of Wires | Number of Phases | 42 Circuit Height | 30 Circuit Height | 12 Circuit Height | Bath Tub Width | Bath Tub Length | Bath Tub Height | InteriorOrExteriorSpace | Design HVAC Load per area | LongName | ElevationWithFlooring | CeilingCovering | Upper Limit | CompositionType | Number | Decomposes | OmniClass Table 13 Category | Average Estimated Illumination | Condition Type | GSA BIM Area | WallCovering | Wall Reflectance | FloorCovering | Room Number | Room Name | Design Cooling Load | Unbounded Height | Limit Offset | Phase | Base Offset | Perimeter | Volume | Design Other Load per area | Specified Return Airflow | Zone | Plenum | Occupiable | HistoricPreservationZoneName | Space Type | Design Heating Load | Specified Supply Airflow | Actual Supply Airflow | Room Cavity Ratio | Return Airflow | Actual Return Airflow | Actual Exhaust Airflow | Specified Exhaust Airflow | Lighting Calculation Workplane | Ceiling Reflectance | Floor Reflectance | Category Description | Category Code | LoadCapacity | CirculationZoneName | FireAlarmZoneName | LightingZoneName | OccupancyZoneName | VentilationZoneName | RoomTag | BoundedBy | Connector | Power | BtuPerFt | Voltage | Gas Radius | Vent Radius | Electrical Box Height | Exhaust Air Flow | Boiler Radius | Electrical Box Width | Water Pressure Drop | Water Flow | Output Heat | Input Heat | Gas Flow | Exhaust Air Pressure Drop | Number of Poles | Vent Box Diameter | Vent Diameter | Vent Box Height | Gas Diameter | Electrical Box Length | Boiler Top Diameter | Boiler Height | Boiler Diameter | Vent Box Radius | Boiler Top Radius | ControlElementId | Suction Nominal Radius | Suction Outside Diameter | Discharge Nominal Radius | Suction Nominal Diameter | RPM | Suction Outside Radius | Outside Diameter 4 | Outside Diameter 2 | Outside Diameter 1 | Discharge Nominal Diameter | Housing Width | Flange Height | Flange Diameter | Outside Radius 1 | Outside Radius 2 | Outside Radius 4 | Flange Radius | External Static Presure | Diameter 2 | Diameter 1 | Half Exhaust Inlet Height | Air Flow | Half Outlet Radius | Overall Height | Fan Radius | Fan Height | Fan Diameter | Outlet Width | Outlet Height | Cap Radius | Cap Diameter | Base Width
14661 | Level 1 | ExpectedLife | 5 | 545367 | New Construction | AccessibilityPerformance | WarrantyGuarantorParts | 90.000000 | FIXED | Unit A Hydronic Supply In | CodePerformance | 310491 | 0.093750 | Level 2 | 0.046875 | 14660 | 0.000000 | 14657 | Reference | Elbow - Generic | 25 mm-25 mm | 14724,14726,14728,14730,14732,14734,14736,310558,311068,311069,311070 | 1h2HIdbwr3t8YhukuWVcPX | Color | 33 | M_Elbow - Generic:Elbow - Generic:Elbow - Generic:545367 |  | InstallationDate | 14661 | WarrantyGuarantorLabor | 0.037500 | 0.041010 | 0.082021 | Features | TagNumber | 0.067708 | BarCode | Hydronic Supply | Regular 45, 90 and 180 Elbow | 0.046875 | Constituents | T | 0.067708 | SerialNumber | WarrantyStartDate | AssetIdentifier | Level : Level 2 | -0.351265 | 351 | ReplacementCost | M_Pipe Fitting - Generic.csv | Pipework Fittings | Finish | Grade | Material | ModelReference | NominalHeight | NominalLength | NominalWidth | ProductionYear | Shape | SustainabilityPerformance | WarrantyDescription | WarrantyDurationLabor | WarrantyDurationParts | ModelLabel | Manufacturer | 23.60.30.11.14
15491 | Level 1 | ExpectedLife | 5 | 546380 | New Construction | AccessibilityPerformance | WarrantyGuarantorParts | 90.000000 | FIXED | Unit A Hydronic Supply In | CodePerformance | 310491 | 0.093750 | Level 2 | 0.046875 | 15490 | 0.000000 | 15487 | Reference | Elbow - Generic | 25 mm-25 mm | 15519,15521,15523,15525,15527,15529,15531,310558,311068,311069,311070 | 2N0HEBexr8OuOYHpRXqZtb | Color | 33 | M_Elbow - Generic:Elbow - Generic:Elbow - Generic:546380 |  | InstallationDate | 15491 | WarrantyGuarantorLabor | 0.037500 | 0.041010 | 0.082021 | Features | TagNumber | 0.067708 | BarCode | Hydronic Supply | Regular 45, 90 and 180 Elbow | 0.046875 | Constituents | T | 0.067708 | SerialNumber | WarrantyStartDate | AssetIdentifier | Level : Level 2 | -0.351253 | 366 | ReplacementCost | M_Pipe Fitting - Generic.csv | Pipework Fittings | Finish | Grade | Material | ModelReference | NominalHeight | NominalLength | NominalWidth | ProductionYear | Shape | SustainabilityPerformance | WarrantyDescription | WarrantyDurationLabor | WarrantyDurationParts | ModelLabel | Manufacturer | 23.60.30.11.14
15725 | Level 1 | ExpectedLife | 5 | 546395 | New Construction | AccessibilityPerformance | WarrantyGuarantorParts | 90.000000 | FIXED | Unit A Hydronic Supply In | CodePerformance | 310491 | 0.093750 | Level 2 | 0.046875 | 15724 | 0.000000 | 15721 | Reference | Elbow - Generic | 25 mm-25 mm | 15753,15755,15757,15759,15761,15763,15765,310558,311068,311069,311070 | 2N0HEBexr8OuOYHpRXqZto | Color | 33 | M_Elbow - Generic:Elbow - Generic:Elbow - Generic:546395 |  | InstallationDate | 15725 | WarrantyGuarantorLabor | 0.037500 | 0.041010 | 0.082021 | Features | TagNumber | 0.067708 | BarCode | Hydronic Supply | Regular 45, 90 and 180 Elbow | 0.046875 | Constituents | T | 0.067708 | SerialNumber | WarrantyStartDate | AssetIdentifier | Level : Level 2 | -0.351253 | 372 | ReplacementCost | M_Pipe Fitting - Generic.csv | Pipework Fittings | Finish | Grade | Material | ModelReference | NominalHeight | NominalLength | NominalWidth | ProductionYear | Shape | SustainabilityPerformance | WarrantyDescription | WarrantyDurationLabor | WarrantyDurationParts | ModelLabel | Manufacturer | 23.60.30.11.14
16372 | Level 1 | ExpectedLife | 5 | 546904 | New Construction | AccessibilityPerformance | WarrantyGuarantorParts | 90.000000 | FIXED | Unit A Hydronic Supply In | CodePerformance | 310491 | 0.093750 | Level 2 | 0.046875 | 16371 | 0.000000 | 16368 | Reference | Elbow - Generic | 25 mm-25 mm | 16400,16402,16404,16406,16408,16410,16412,310558,311068,311069,311070 | 2N0HEBexr8OuOYHpRXqZFn | Color | 33 | M_Elbow - Generic:Elbow - Generic:Elbow - Generic:546904 |  | InstallationDate | 16372 | WarrantyGuarantorLabor | 0.037500 | 0.041010 | 0.082021 | Features | TagNumber | 0.067708 | BarCode | Hydronic Supply | Regular 45, 90 and 180 Elbow | 0.046875 | Constituents | T | 0.067708 | SerialNumber | WarrantyStartDate | AssetIdentifier | Level : Level 2 | -0.351265 | 404 | ReplacementCost | M_Pipe Fitting - Generic.csv | Pipework Fittings | Finish | Grade | Material | ModelReference | NominalHeight | NominalLength | NominalWidth | ProductionYear | Shape | SustainabilityPerformance | WarrantyDescription | WarrantyDurationLabor | WarrantyDurationParts | ModelLabel | Manufacturer | 23.60.30.11.14
17408 | Level 1 | ExpectedLife | 5 | 546905 | New Construction | AccessibilityPerformance | WarrantyGuarantorParts | 90.000000 | FIXED | Unit A Hydronic Supply In | CodePerformance | 310491 | 0.093750 | Level 2 | 0.046875 | 17407 | 0.000000 | 17404 | Reference | Tee - Generic | 25 mm-25 mm-25 mm | 17471,17473,17475,17477,17479,17481,17483,310567,311065,311066,311067 | 2apNB0mXHB2QMfsfH8g5jg | Color | 33 | M_Tee - Generic:Tee - Generic:Tee - Generic:546905 |  | InstallationDate | 17408 | WarrantyGuarantorLabor | 0.037500 | 0.041010 | 0.082021 | Features | TagNumber | 0.088542 | BarCode | Hydronic Supply | Tee | 0.046875 | Constituents | T |  | SerialNumber | WarrantyStartDate | AssetIdentifier | Level : Level 2 | -0.351265 | 405 | ReplacementCost | M_Pipe Fitting - Generic.csv | Pipework Fittings | Finish | Grade | Material | ModelReference | NominalHeight | NominalLength | NominalWidth | ProductionYear | Shape | SustainabilityPerformance | WarrantyDescription | WarrantyDurationLabor | WarrantyDurationParts | ModelLabel | Manufacturer | 23.60.30.11.14 | 0.088542 | 90.000000
18426 | Level 1 | ExpectedLife | 5 | 547147 | New Construction | AccessibilityPerformance | WarrantyGuarantorParts | 90.000000 | FIXED | Unit A Hydronic Supply In | CodePerformance | 310491 | 0.093750 | Level 2 | 0.046875 | 18425 | 0.000000 | 18422 | Reference | Elbow - Generic | 25 mm-25 mm | 18454,18456,18458,18460,18462,18464,18466,310558,311068,311069,311070 | 2N0HEBexr8OuOYHpRXqZBY | Color | 33 | M_Elbow - Generic:Elbow - Generic:Elbow - Generic:547147 |  | InstallationDate | 18426 | WarrantyGuarantorLabor | 0.037500 | 0.041010 | 0.082021 | Features | TagNumber | 0.067708 | BarCode | Hydronic Supply | Regular 45, 90 and 180 Elbow | 0.046875 | Constituents | T | 0.067708 | SerialNumber | WarrantyStartDate | AssetIdentifier | Level : Level 2 | -0.351265 | 414 | ReplacementCost | M_Pipe Fitting - Generic.csv | Pipework Fittings | Finish | Grade | Material | ModelReference | NominalHeight | NominalLength | NominalWidth | ProductionYear | Shape | SustainabilityPerformance | WarrantyDescription | WarrantyDurationLabor | WarrantyDurationParts | ModelLabel | Manufacturer | 23.60.30.11.14
18474 | Level 1 | ExpectedLife | 5 | 547149 | New Construction | AccessibilityPerformance | WarrantyGuarantorParts | 90.000000 | FIXED | Unit A Hydronic Supply In | CodePerformance | 310491 | 0.093750 | Level 2 | 0.046875 | 18473 | 0.000000 | 18470 | Reference | Tee - Generic | 25 mm-25 mm-25 mm | 18503,18505,18507,18509,18511,18513,18515,310567,311065,311066,311067 | 2N0HEBexr8OuOYHpRXqZBa | Color | 33 | M_Tee - Generic:Tee - Generic:Tee - Generic:547149 |  | InstallationDate | 18474 | WarrantyGuarantorLabor | 0.037500 | 0.041010 | 0.082021 | Features | TagNumber | 0.088542 | BarCode | Hydronic Supply | Tee | 0.046875 | Constituents | T |  | SerialNumber | WarrantyStartDate | AssetIdentifier | Level : Level 2 | -0.351265 | 416 | ReplacementCost | M_Pipe Fitting - Generic.csv | Pipework Fittings | Finish | Grade | Material | ModelReference | NominalHeight | NominalLength | NominalWidth | ProductionYear | Shape | SustainabilityPerformance | WarrantyDescription | WarrantyDurationLabor | WarrantyDurationParts | ModelLabel | Manufacturer | 23.60.30.11.14 | 0.088542 | 90.000000
20141 | Level 1 | ExpectedLife | 5 | 547619 | New Construction | AccessibilityPerformance | WarrantyGuarantorParts | 90.000000 | FIXED | Unit A Hydronic Supply In | CodePerformance | 310491 | 0.093750 | Level 2 | 0.046875 | 20140 | 0.000000 | 20137 | Reference | Tee - Generic | 25 mm-25 mm-25 mm | 20170,20172,20174,20176,20178,20180,20182,310567,311065,311066,311067 | 2N0HEBexr8OuOYHpRXqZ2A | Color | 33 | M_Tee - Generic:Tee - Generic:Tee - Generic:547619 |  | InstallationDate | 20141 | WarrantyGuarantorLabor | 0.037500 | 0.041010 | 0.082021 | Features | TagNumber | 0.088542 | BarCode | Hydronic Supply | Tee | 0.046875 | Constituents | T |  | SerialNumber | WarrantyStartDate | AssetIdentifier | Level : Level 2 | -0.351266 | 483 | ReplacementCost | M_Pipe Fitting - Generic.csv | Pipework Fittings | Finish | Grade | Material | ModelReference | NominalHeight | NominalLength | NominalWidth | ProductionYear | Shape | SustainabilityPerformance | WarrantyDescription | WarrantyDurationLabor | WarrantyDurationParts | ModelLabel | Manufacturer | 23.60.30.11.14 | 0.088542 | 90.000000
21924 | Level 1 | ExpectedLife | 5 | 547884 | New Construction | AccessibilityPerformance | WarrantyGuarantorParts | 90.000111 | FIXED | Unit A Hydronic Supply In | CodePerformance | 310491 | 0.093750 | Level 2 | 0.046875 | 21923 | 0.000000 | 21919 | Reference | Tee - Generic | 25 mm-25 mm-25 mm | 21953,21955,21957,21959,21961,21963,21965,310585,311065,311066,311067 | 1Gc_MGv3PDAxYH_yXet1yo | Color | 33 | M_Tee - Generic:Tee - Generic:Tee - Generic:547884 |  | InstallationDate | 21924 | WarrantyGuarantorLabor | 0.037500 | 0.041010 | 0.082021 | Features | TagNumber | 0.088542 | BarCode | Hydronic Supply | Tee | 0.046875 | Constituents | T |  | SerialNumber | WarrantyStartDate | AssetIdentifier | Level : Level 2 | -0.351257 | 521 | ReplacementCost | M_Pipe Fitting - Generic.csv | Pipework Fittings | Finish | Grade | Material | ModelReference | NominalHeight | NominalLength | NominalWidth | ProductionYear | Shape | SustainabilityPerformance | WarrantyDescription | WarrantyDurationLabor | WarrantyDurationParts | ModelLabel | Manufacturer | 23.60.30.11.14 | 0.088542 | 89.999889
22532 | Level 1 | ExpectedLife | 5 | 548088 | New Construction | AccessibilityPerformance | WarrantyGuarantorParts | 90.000000 | FIXED | Unit A Hydronic Supply In | CodePerformance | 310491 | 0.093750 | Level 2 | 0.046875 | 22531 | 0.000000 | 22528 | Reference | Tee - Generic | 25 mm-25 mm-25 mm | 22561,22563,22565,22567,22569,22571,22573,310567,311065,311066,311067 | 2N0HEBexr8OuOYHpRXqZTH | Color | 33 | M_Tee - Generic:Tee - Generic:Tee - Generic:548088 |  | InstallationDate | 22532 | WarrantyGuarantorLabor | 0.037500 | 0.041010 | 0.082021 | Features | TagNumber | 0.088542 | BarCode | Hydronic Supply | Tee | 0.046875 | Constituents | T |  | SerialNumber | WarrantyStartDate | AssetIdentifier | Level : Level 2 | -0.351253 | 540 | ReplacementCost | M_Pipe Fitting - Generic.csv | Pipework Fittings | Finish | Grade | Material | ModelReference | NominalHeight | NominalLength | NominalWidth | ProductionYear | Shape | SustainabilityPerformance | WarrantyDescription | WarrantyDurationLabor | WarrantyDurationParts | ModelLabel | Manufacturer | 23.60.30.11.14 | 0.088542 | 90.000000
22954 | Level 1 | ExpectedLife | 5 | 548122 | New Construction | AccessibilityPerformance | WarrantyGuarantorParts | 90.000000 | FIXED | Unit A Hydronic Supply In | CodePerformance | 310491 | 0.093750 | Level 2 | 0.046875 | 22953 | 0.000000 | 22950 | Reference | Tee - Generic | 25 mm-25 mm-25 mm | 22983,22985,22987,22989,22991,22993,22995,310567,311065,311066,311067 | 2N0HEBexr8OuOYHpRXqZQp | Color | 33 | M_Tee - Generic:Tee - Generic:Tee - Generic:548122 |  | InstallationDate | 22954 | WarrantyGuarantorLabor | 0.037500 | 0.041010 | 0.082021 | Features | TagNumber | 0.088542 | BarCode | Hydronic Supply | Tee | 0.046875 | Constituents | T |  | SerialNumber | WarrantyStartDate | AssetIdentifier | Level : Level 2 | -0.351253 | 544 | ReplacementCost | M_Pipe Fitting - Generic.csv | Pipework Fittings | Finish | Grade | Material | ModelReference | NominalHeight | NominalLength | NominalWidth | ProductionYear | Shape | SustainabilityPerformance | WarrantyDescription | WarrantyDurationLabor | WarrantyDurationParts | ModelLabel | Manufacturer | 23.60.30.11.14 | 0.088542 | 90.000000
23189 | Level 1 | ExpectedLife | 5 | 548141 | New Construction | AccessibilityPerformance | WarrantyGuarantorParts | 90.000000 | FIXED | Unit A Hydronic Supply In | CodePerformance | 310491 | 0.093750 | Level 2 | 0.046875 | 23188 | 0.000000 | 23185 | Reference | Elbow - Generic | 25 mm-25 mm | 23217,23219,23221,23223,23225,23227,23229,310558,311068,311069,311070 | 2N0HEBexr8OuOYHpRXqZQ4 | Color | 33 | M_Elbow - Generic:Elbow - Generic:Elbow - Generic:548141 |  | InstallationDate | 23189 | WarrantyGuarantorLabor | 0.037500 | 0.041010 | 0.082021 | Features | TagNumber | 0.067708 | BarCode | Hydronic Supply | Regular 45, 90 and 180 Elbow | 0.046875 | Constituents | T | 0.067708 | SerialNumber | WarrantyStartDate | AssetIdentifier | Level : Level 2 | -0.351253 | 550 | ReplacementCost | M_Pipe Fitting - Generic.csv | Pipework Fittings | Finish | Grade | Material | ModelReference | NominalHeight | NominalLength | NominalWidth | ProductionYear | Shape | SustainabilityPerformance | WarrantyDescription | WarrantyDurationLabor | WarrantyDurationParts | ModelLabel | Manufacturer | 23.60.30.11.14
23237 | Level 1 | ExpectedLife | 5 | 548144 | New Construction | AccessibilityPerformance | WarrantyGuarantorParts | 90.000000 | FIXED | Unit A Hydronic Supply In | CodePerformance | 310491 | 0.093750 | Level 2 | 0.046875 | 23236 | 0.000000 | 23233 | Reference | Elbow - Generic | 25 mm-25 mm | 23265,23267,23269,23271,23273,23275,23277,310558,311068,311069,311070 | 2N0HEBexr8OuOYHpRXqZQP | Color | 33 | M_Elbow - Generic:Elbow - Generic:Elbow - Generic:548144 |  | InstallationDate | 23237 | WarrantyGuarantorLabor | 0.037500 | 0.041010 | 0.082021 | Features | TagNumber | 0.067708 | BarCode | Hydronic Supply | Regular 45, 90 and 180 Elbow | 0.046875 | Constituents | T | 0.067708 | SerialNumber | WarrantyStartDate | AssetIdentifier | Level : Level 2 | -0.351253 | 553 | ReplacementCost | M_Pipe Fitting - Generic.csv | Pipework Fittings | Finish | Grade | Material | ModelReference | NominalHeight | NominalLength | NominalWidth | ProductionYear | Shape | SustainabilityPerformance | WarrantyDescription | WarrantyDurationLabor | WarrantyDurationParts | ModelLabel | Manufacturer | 23.60.30.11.14
24656 | Level 1 | ExpectedLife | 5 | 549959 | New Construction | AccessibilityPerformance | WarrantyGuarantorParts | 90.000000 | FIXED | Unit A Hydronic Supply In | CodePerformance | 310491 | 0.093750 | Level 2 | 0.046875 | 24655 | 0.000000 | 24652 | Reference | Tee - Generic | 25 mm-25 mm-25 mm | 24685,24687,24689,24691,24693,24695,24697,310567,311065,311066,311067 | 13kXneVBL8egWoGKRJw4vj | Color | 33 | M_Tee - Generic:Tee - Generic:Tee - Generic:549959 |  | InstallationDate | 24656 | WarrantyGuarantorLabor | 0.037500 | 0.041010 | 0.082021 | Features | TagNumber | 0.088542 | BarCode | Hydronic Supply | Tee | 0.046875 | Constituents | T |  | SerialNumber | WarrantyStartDate | AssetIdentifier | Level : Level 2 | -0.351253 | 639 | ReplacementCost | M_Pipe Fitting - Generic.csv | Pipework Fittings | Finish | Grade | Material | ModelReference | NominalHeight | NominalLength | NominalWidth | ProductionYear | Shape | SustainabilityPerformance | WarrantyDescription | WarrantyDurationLabor | WarrantyDurationParts | ModelLabel | Manufacturer | 23.60.30.11.14 | 0.088542 | 90.000000
25265 | Level 1 | ExpectedLife | 5 | 550034 | New Construction | AccessibilityPerformance | WarrantyGuarantorParts | 90.000000 | FIXED | Unit A Hydronic Supply In | CodePerformance | 310491 | 0.093750 | Level 2 | 0.046875 | 25264 | 0.000000 | 25261 | Reference | Elbow - Generic | 25 mm-25 mm | 25293,25295,25297,25299,25301,25303,25305,310558,311068,311069,311070 | 13kXneVBL8egWoGKRJw4wu | Color | 33 | M_Elbow - Generic:Elbow - Generic:Elbow - Generic:550034 |  | InstallationDate | 25265 | WarrantyGuarantorLabor | 0.037500 | 0.041010 | 0.082021 | Features | TagNumber | 0.067708 | BarCode | Hydronic Supply | Regular 45, 90 and 180 Elbow | 0.046875 | Constituents | T | 0.067708 | SerialNumber | WarrantyStartDate | AssetIdentifier | Level : Level 2 | -0.351253 | 646 | ReplacementCost | M_Pipe Fitting - Generic.csv | Pipework Fittings | Finish | Grade | Material | ModelReference | NominalHeight | NominalLength | NominalWidth | ProductionYear | Shape | SustainabilityPerformance | WarrantyDescription | WarrantyDurationLabor | WarrantyDurationParts | ModelLabel | Manufacturer | 23.60.30.11.14
25500 | Level 1 | ExpectedLife | 5 | 550040 | New Construction | AccessibilityPerformance | WarrantyGuarantorParts | 90.000000 | FIXED | Unit A Hydronic Supply In | CodePerformance | 310491 | 0.093750 | Level 2 | 0.046875 | 25499 | 0.000000 | 25496 | Reference | Tee - Generic | 25 mm-25 mm-25 mm | 25529,25531,25533,25535,25537,25539,25541,310567,311065,311066,311067 | 13kXneVBL8egWoGKRJw4wo | Color | 33 | M_Tee - Generic:Tee - Generic:Tee - Generic:550040 |  | InstallationDate | 25500 | WarrantyGuarantorLabor | 0.037500 | 0.041010 | 0.082021 | Features | TagNumber | 0.088542 | BarCode | Hydronic Supply | Tee | 0.046875 | Constituents | T |  | SerialNumber | WarrantyStartDate | AssetIdentifier | Level : Level 2 | -0.351253 | 647 | ReplacementCost | M_Pipe Fitting - Generic.csv | Pipework Fittings | Finish | Grade | Material | ModelReference | NominalHeight | NominalLength | NominalWidth | ProductionYear | Shape | SustainabilityPerformance | WarrantyDescription | WarrantyDurationLabor | WarrantyDurationParts | ModelLabel | Manufacturer | 23.60.30.11.14 | 0.088542 | 90.000000
26109 | Level 1 | ExpectedLife | 5 | 550083 | New Construction | AccessibilityPerformance | WarrantyGuarantorParts | 90.000000 | FIXED | Unit A Hydronic Supply In | CodePerformance | 310491 | 0.093750 | Level 2 | 0.046875 | 26108 | 0.000000 | 26105 | Reference | Elbow - Generic | 25 mm-25 mm | 26137,26139,26141,26143,26145,26147,26149,310558,311068,311069,311070 | 13kXneVBL8egWoGKRJw4xf | Color | 33 | M_Elbow - Generic:Elbow - Generic:Elbow - Generic:550083 |  | InstallationDate | 26109 | WarrantyGuarantorLabor | 0.037500 | 0.041010 | 0.082021 | Features | TagNumber | 0.067708 | BarCode | Hydronic Supply | Regular 45, 90 and 180 Elbow | 0.046875 | Constituents | T | 0.067708 | SerialNumber | WarrantyStartDate | AssetIdentifier | Level : Level 2 | -0.351253 | 654 | ReplacementCost | M_Pipe Fitting - Generic.csv | Pipework Fittings | Finish | Grade | Material | ModelReference | NominalHeight | NominalLength | NominalWidth | ProductionYear | Shape | SustainabilityPerformance | WarrantyDescription | WarrantyDurationLabor | WarrantyDurationParts | ModelLabel | Manufacturer | 23.60.30.11.14
52016 | Level 1 | ExpectedLife | 5 | 550223 | New Construction | AccessibilityPerformance | WarrantyGuarantorParts | 89.999314 | FIXED | Unit A Hydronic Supply In | CodePerformance | 310491 | 0.093750 | Level 2 | 0.046875 | 52015 | 0.000000 | 52012 | Reference | Elbow - Generic | 25 mm-25 mm | 52044,52046,52048,52050,52052,52054,52056,310606,311068,311069,311070 | 1NR_CPjqX9quifomqRoJkL | Color | 33 | M_Elbow - Generic:Elbow - Generic:Elbow - Generic:550223 |  | InstallationDate | 52016 | WarrantyGuarantorLabor | 0.037500 | 0.041010 | 0.082021 | Features | TagNumber | 0.067708 | BarCode | Hydronic Supply | Regular 45, 90 and 180 Elbow | 0.046875 | Constituents | T | 0.067708 | SerialNumber | WarrantyStartDate | AssetIdentifier | Level : Level 2 | -0.351262 | 660 | ReplacementCost | M_Pipe Fitting - Generic.csv | Pipework Fittings | Finish | Grade | Material | ModelReference | NominalHeight | NominalLength | NominalWidth | ProductionYear | Shape | SustainabilityPerformance | WarrantyDescription | WarrantyDurationLabor | WarrantyDurationParts | ModelLabel | Manufacturer | 23.60.30.11.14
52064 | Level 1 | ExpectedLife | 5 | 550225 | New Construction | AccessibilityPerformance | WarrantyGuarantorParts | 90.000000 | FIXED | Unit A Hydronic Supply In | CodePerformance | 310491 | 0.093750 | Level 2 | 0.046875 | 52063 | 0.000000 | 52060 | Reference | Elbow - Generic | 25 mm-25 mm | 52092,52094,52096,52098,52100,52102,52104,310558,311068,311069,311070 | 13kXneVBL8egWoGKRJw4zx | Color | 33 | M_Elbow - Generic:Elbow - Generic:Elbow - Generic:550225 |  | InstallationDate | 52064 | WarrantyGuarantorLabor | 0.037500 | 0.041010 | 0.082021 | Features | TagNumber | 0.067708 | BarCode | Hydronic Supply | Regular 45, 90 and 180 Elbow | 0.046875 | Constituents | T | 0.067708 | SerialNumber | WarrantyStartDate | AssetIdentifier | Level : Level 2 | -0.351265 | 662 | ReplacementCost | M_Pipe Fitting - Generic.csv | Pipework Fittings | Finish | Grade | Material | ModelReference | NominalHeight | NominalLength | NominalWidth | ProductionYear | Shape | SustainabilityPerformance | WarrantyDescription | WarrantyDurationLabor | WarrantyDurationParts | ModelLabel | Manufacturer | 23.60.30.11.14
56850 | Level 1 | ExpectedLife | 5 | 557546 | New Construction | AccessibilityPerformance | WarrantyGuarantorParts | 90.000000 | FIXED | Unit B Hydronic Supply In | CodePerformance | 310491 | 0.093750 | Level 2 | 0.046875 | 56849 | 0.000000 | 56846 | Reference | Elbow - Generic | 25 mm-25 mm | 56878,56880,56882,56884,56886,56888,56890,310558,311068,311069,311070 | 1jQu9wkdr0iwNuem13Fl5A | Color | 33 | M_Elbow - Generic:Elbow - Generic:Elbow - Generic:557546 |  | InstallationDate | 56850 | WarrantyGuarantorLabor | 0.037500 | 0.041010 | 0.082021 | Features | TagNumber | 0.067708 | BarCode | Hydronic Supply | Regular 45, 90 and 180 Elbow | 0.046875 | Constituents | T | 0.067708 | SerialNumber | WarrantyStartDate | AssetIdentifier | Level : Level 2 | -0.441249 | 805 | ReplacementCost | M_Pipe Fitting - Generic.csv | Pipework Fittings | Finish | Grade | Material | ModelReference | NominalHeight | NominalLength | NominalWidth | ProductionYear | Shape | SustainabilityPerformance | WarrantyDescription | WarrantyDurationLabor | WarrantyDurationParts | ModelLabel | Manufacturer | 23.60.30.11.14
56898 | Level 1 | ExpectedLife | 5 | 557547 | New Construction | AccessibilityPerformance | WarrantyGuarantorParts | 90.000000 | FIXED | Unit B Hydronic Supply In | CodePerformance | 310491 | 0.093750 | Level 2 | 0.046875 | 56897 | 0.000000 | 56894 | Reference | Elbow - Generic | 25 mm-25 mm | 56926,56928,56930,56932,56934,56936,56938,310558,311068,311069,311070 | 1jQu9wkdr0iwNuem13Fl5B | Color | 33 | M_Elbow - Generic:Elbow - Generic:Elbow - Generic:557547 |  | InstallationDate | 56898 | WarrantyGuarantorLabor | 0.037500 | 0.041010 | 0.082021 | Features | TagNumber | 0.067708 | BarCode | Hydronic Supply | Regular 45, 90 and 180 Elbow | 0.046875 | Constituents | T | 0.067708 | SerialNumber | WarrantyStartDate | AssetIdentifier | Level : Level 2 | -0.441249 | 806 | ReplacementCost | M_Pipe Fitting - Generic.csv | Pipework Fittings | Finish | Grade | Material | ModelReference | NominalHeight | NominalLength | NominalWidth | ProductionYear | Shape | SustainabilityPerformance | WarrantyDescription | WarrantyDurationLabor | WarrantyDurationParts | ModelLabel | Manufacturer | 23.60.30.11.14
57132 | Level 1 | ExpectedLife | 5 | 557551 | New Construction | AccessibilityPerformance | WarrantyGuarantorParts | 90.000000 | FIXED | Unit B Hydronic Supply In | CodePerformance | 310491 | 0.093750 | Level 2 | 0.046875 | 57131 | 0.000000 | 57128 | Reference | Elbow - Generic | 25 mm-25 mm | 57160,57162,57164,57166,57168,57170,57172,310558,311068,311069,311070 | 1jQu9wkdr0iwNuem13Fl5F | Color | 33 | M_Elbow - Generic:Elbow - Generic:Elbow - Generic:557551 |  | InstallationDate | 57132 | WarrantyGuarantorLabor | 0.037500 | 0.041010 | 0.082021 | Features | TagNumber | 0.067708 | BarCode | Hydronic Supply | Regular 45, 90 and 180 Elbow | 0.046875 | Constituents | T | 0.067708 | SerialNumber | WarrantyStartDate | AssetIdentifier | Level : Level 2 | -0.441255 | 808 | ReplacementCost | M_Pipe Fitting - Generic.csv | Pipework Fittings | Finish | Grade | Material | ModelReference | NominalHeight | NominalLength | NominalWidth | ProductionYear | Shape | SustainabilityPerformance | WarrantyDescription | WarrantyDurationLabor | WarrantyDurationParts | ModelLabel | Manufacturer | 23.60.30.11.14
57564 | Level 1 | ExpectedLife | 5 | 557554 | New Construction | AccessibilityPerformance | WarrantyGuarantorParts | 90.000000 | FIXED | Unit B Hydronic Supply In | CodePerformance | 310491 | 0.093750 | Level 2 | 0.046875 | 57563 | 0.000000 | 57560 | Reference | Elbow - Generic | 25 mm-25 mm | 57592,57594,57596,57598,57600,57602,57604,310558,311068,311069,311070 | 1jQu9wkdr0iwNuem13Fl5I | Color | 33 | M_Elbow - Generic:Elbow - Generic:Elbow - Generic:557554 |  | InstallationDate | 57564 | WarrantyGuarantorLabor | 0.037500 | 0.041010 | 0.082021 | Features | TagNumber | 0.067708 | BarCode | Hydronic Supply | Regular 45, 90 and 180 Elbow | 0.046875 | Constituents | T | 0.067708 | SerialNumber | WarrantyStartDate | AssetIdentifier | Level : Level 2 | -0.441240 | 809 | ReplacementCost | M_Pipe Fitting - Generic.csv | Pipework Fittings | Finish | Grade | Material | ModelReference | NominalHeight | NominalLength | NominalWidth | ProductionYear | Shape | SustainabilityPerformance | WarrantyDescription | WarrantyDurationLabor | WarrantyDurationParts | ModelLabel | Manufacturer | 23.60.30.11.14
57798 | Level 1 | ExpectedLife | 5 | 557556 | New Construction | AccessibilityPerformance | WarrantyGuarantorParts | 90.000000 | FIXED | Unit B Hydronic Supply In | CodePerformance | 310491 | 0.093750 | Level 2 | 0.046875 | 57797 | 0.000000 | 57794 | Reference | Elbow - Generic | 25 mm-25 mm | 57826,57828,57830,57832,57834,57836,57838,310558,311068,311069,311070 | 1jQu9wkdr0iwNuem13Fl5K | Color | 33 | M_Elbow - Generic:Elbow - Generic:Elbow - Generic:557556 |  | InstallationDate | 57798 | WarrantyGuarantorLabor | 0.037500 | 0.041010 | 0.082021 | Features | TagNumber | 0.067708 | BarCode | Hydronic Supply | Regular 45, 90 and 180 Elbow | 0.046875 | Constituents | T | 0.067708 | SerialNumber | WarrantyStartDate | AssetIdentifier | Level : Level 2 | -0.441240 | 810 | ReplacementCost | M_Pipe Fitting - Generic.csv | Pipework Fittings | Finish | Grade | Material | ModelReference | NominalHeight | NominalLength | NominalWidth | ProductionYear | Shape | SustainabilityPerformance | WarrantyDescription | WarrantyDurationLabor | WarrantyDurationParts | ModelLabel | Manufacturer | 23.60.30.11.14
58032 | Level 1 | ExpectedLife | 5 | 557558 | New Construction | AccessibilityPerformance | WarrantyGuarantorParts | 90.000000 | FIXED | Unit B Hydronic Supply In | CodePerformance | 310491 | 0.093750 | Level 2 | 0.046875 | 58031 | 0.000000 | 58028 | Reference | Elbow - Generic | 25 mm-25 mm | 58060,58062,58064,58066,58068,58070,58072,310558,311068,311069,311070 | 1jQu9wkdr0iwNuem13Fl5M | Color | 33 | M_Elbow - Generic:Elbow - Generic:Elbow - Generic:557558 |  | InstallationDate | 58032 | WarrantyGuarantorLabor | 0.037500 | 0.041010 | 0.082021 | Features | TagNumber | 0.067708 | BarCode | Hydronic Supply | Regular 45, 90 and 180 Elbow | 0.046875 | Constituents | T | 0.067708 | SerialNumber | WarrantyStartDate | AssetIdentifier | Level : Level 2 | -0.441240 | 811 | ReplacementCost | M_Pipe Fitting - Generic.csv | Pipework Fittings | Finish | Grade | Material | ModelReference | NominalHeight | NominalLength | NominalWidth | ProductionYear | Shape | SustainabilityPerformance | WarrantyDescription | WarrantyDurationLabor | WarrantyDurationParts | ModelLabel | Manufacturer | 23.60.30.11.14
58469 | Level 1 | ExpectedLife | 5 | 557565 | New Construction | AccessibilityPerformance | WarrantyGuarantorParts | 90.000000 | FIXED | Unit B Hydronic Supply In | CodePerformance | 310491 | 0.093750 | Level 2 | 0.046875 | 58468 | 0.000000 | 58465 | Reference | Elbow - Generic | 25 mm-25 mm | 58497,58499,58501,58503,58505,58507,58509,310558,311068,311069,311070 | 1jQu9wkdr0iwNuem13Fl5T | Color | 33 | M_Elbow - Generic:Elbow - Generic:Elbow - Generic:557565 |  | InstallationDate | 58469 | WarrantyGuarantorLabor | 0.037500 | 0.041010 | 0.082021 | Features | TagNumber | 0.067708 | BarCode | Hydronic Supply | Regular 45, 90 and 180 Elbow | 0.046875 | Constituents | T | 0.067708 | SerialNumber | WarrantyStartDate | AssetIdentifier | Level : Level 2 | -0.441249 | 813 | ReplacementCost | M_Pipe Fitting - Generic.csv | Pipework Fittings | Finish | Grade | Material | ModelReference | NominalHeight | NominalLength | NominalWidth | ProductionYear | Shape | SustainabilityPerformance | WarrantyDescription | WarrantyDurationLabor | WarrantyDurationParts | ModelLabel | Manufacturer | 23.60.30.11.14
58517 | Level 1 | ExpectedLife | 5 | 557566 | New Construction | AccessibilityPerformance | WarrantyGuarantorParts | 90.000000 | FIXED | Unit B Hydronic Supply In | CodePerformance | 310491 | 0.093750 | Level 2 | 0.046875 | 58516 | 0.000000 | 58513 | Reference | Tee - Generic | 25 mm-25 mm-25 mm | 58546,58548,58550,58552,58554,58556,58558,310567,311065,311066,311067 | 1jQu9wkdr0iwNuem13Fl5U | Color | 33 | M_Tee - Generic:Tee - Generic:Tee - Generic:557566 |  | InstallationDate | 58517 | WarrantyGuarantorLabor | 0.037500 | 0.041010 | 0.082021 | Features | TagNumber | 0.088542 | BarCode | Hydronic Supply | Tee | 0.046875 | Constituents | T |  | SerialNumber | WarrantyStartDate | AssetIdentifier | Level : Level 2 | -0.441249 | 814 | ReplacementCost | M_Pipe Fitting - Generic.csv | Pipework Fittings | Finish | Grade | Material | ModelReference | NominalHeight | NominalLength | NominalWidth | ProductionYear | Shape | SustainabilityPerformance | WarrantyDescription | WarrantyDurationLabor | WarrantyDurationParts | ModelLabel | Manufacturer | 23.60.30.11.14 | 0.088542 | 90.000000
59498 | Level 1 | ExpectedLife | 5 | 557572 | New Construction | AccessibilityPerformance | WarrantyGuarantorParts | 90.000000 | FIXED | Unit B Hydronic Supply In | CodePerformance | 310491 | 0.093750 | Level 2 | 0.046875 | 59497 | 0.000000 | 59494 | Reference | Elbow - Generic | 25 mm-25 mm | 59526,59528,59530,59532,59534,59536,59538,310558,311068,311069,311070 | 1jQu9wkdr0iwNuem13FlAa | Color | 33 | M_Elbow - Generic:Elbow - Generic:Elbow - Generic:557572 |  | InstallationDate | 59498 | WarrantyGuarantorLabor | 0.037500 | 0.041010 | 0.082021 | Features | TagNumber | 0.067708 | BarCode | Hydronic Supply | Regular 45, 90 and 180 Elbow | 0.046875 | Constituents | T | 0.067708 | SerialNumber | WarrantyStartDate | AssetIdentifier | Level : Level 2 | -0.441249 | 815 | ReplacementCost | M_Pipe Fitting - Generic.csv | Pipework Fittings | Finish | Grade | Material | ModelReference | NominalHeight | NominalLength | NominalWidth | ProductionYear | Shape | SustainabilityPerformance | WarrantyDescription | WarrantyDurationLabor | WarrantyDurationParts | ModelLabel | Manufacturer | 23.60.30.11.14
59546 | Level 1 | ExpectedLife | 5 | 557573 | New Construction | AccessibilityPerformance | WarrantyGuarantorParts | 90.000000 | FIXED | Unit B Hydronic Supply In | CodePerformance | 310491 | 0.093750 | Level 2 | 0.046875 | 59545 | 0.000000 | 59542 | Reference | Tee - Generic | 25 mm-25 mm-25 mm | 59575,59577,59579,59581,59583,59585,59587,310567,311065,311066,311067 | 1jQu9wkdr0iwNuem13FlAb | Color | 33 | M_Tee - Generic:Tee - Generic:Tee - Generic:557573 |  | InstallationDate | 59546 | WarrantyGuarantorLabor | 0.037500 | 0.041010 | 0.082021 | Features | TagNumber | 0.088542 | BarCode | Hydronic Supply | Tee | 0.046875 | Constituents | T |  | SerialNumber | WarrantyStartDate | AssetIdentifier | Level : Level 2 | -0.441249 | 816 | ReplacementCost | M_Pipe Fitting - Generic.csv | Pipework Fittings | Finish | Grade | Material | ModelReference | NominalHeight | NominalLength | NominalWidth | ProductionYear | Shape | SustainabilityPerformance | WarrantyDescription | WarrantyDurationLabor | WarrantyDurationParts | ModelLabel | Manufacturer | 23.60.30.11.14 | 0.088542 | 90.000000
61122 | Level 1 | ExpectedLife | 5 | 557598 | New Construction | AccessibilityPerformance | WarrantyGuarantorParts | 90.000000 | FIXED | Unit B Hydronic Supply In | CodePerformance | 310491 | 0.093750 | Level 2 | 0.046875 | 61121 | 0.000000 | 61118 | Reference | Tee - Generic | 25 mm-25 mm-25 mm | 61151,61153,61155,61157,61159,61161,61163,310567,311065,311066,311067 | 1jQu9wkdr0iwNuem13FlA_ | Color | 33 | M_Tee - Generic:Tee - Generic:Tee - Generic:557598 |  | InstallationDate | 61122 | WarrantyGuarantorLabor | 0.037500 | 0.041010 | 0.082021 | Features | TagNumber | 0.088542 | BarCode | Hydronic Supply | Tee | 0.046875 | Constituents | T |  | SerialNumber | WarrantyStartDate | AssetIdentifier | Level : Level 2 | -0.441255 | 823 | ReplacementCost | M_Pipe Fitting - Generic.csv | Pipework Fittings | Finish | Grade | Material | ModelReference | NominalHeight | NominalLength | NominalWidth | ProductionYear | Shape | SustainabilityPerformance | WarrantyDescription | WarrantyDurationLabor | WarrantyDurationParts | ModelLabel | Manufacturer | 23.60.30.11.14 | 0.088542 | 90.000000
61616 | Level 1 | ExpectedLife | 5 | 557602 | New Construction | AccessibilityPerformance | WarrantyGuarantorParts | 90.000111 | FIXED | Unit B Hydronic Supply In | CodePerformance | 310491 | 0.093750 | Level 2 | 0.046875 | 61615 | 0.000000 | 61611 | Reference | Tee - Generic | 25 mm-25 mm-25 mm | 61645,61647,61649,61651,61653,61655,61657,310585,311065,311066,311067 | 1jQu9wkdr0iwNuem13FlA2 | Color | 33 | M_Tee - Generic:Tee - Generic:Tee - Generic:557602 |  | InstallationDate | 61616 | WarrantyGuarantorLabor | 0.037500 | 0.041010 | 0.082021 | Features | TagNumber | 0.088542 | BarCode | Hydronic Supply | Tee | 0.046875 | Constituents | T |  | SerialNumber | WarrantyStartDate | AssetIdentifier | Level : Level 2 | -0.441250 | 824 | ReplacementCost | M_Pipe Fitting - Generic.csv | Pipework Fittings | Finish | Grade | Material | ModelReference | NominalHeight | NominalLength | NominalWidth | ProductionYear | Shape | SustainabilityPerformance | WarrantyDescription | WarrantyDurationLabor | WarrantyDurationParts | ModelLabel | Manufacturer | 23.60.30.11.14 | 0.088542 | 89.999889
62795 | Level 1 | ExpectedLife | 5 | 557613 | New Construction | AccessibilityPerformance | WarrantyGuarantorParts | 90.000000 | FIXED | Unit B Hydronic Supply In | CodePerformance | 310491 | 0.093750 | Level 2 | 0.046875 | 62794 | 0.000000 | 62791 | Reference | Tee - Generic | 25 mm-25 mm-25 mm | 62824,62826,62828,62830,62832,62834,62836,310567,311065,311066,311067 | 1jQu9wkdr0iwNuem13FlAD | Color | 33 | M_Tee - Generic:Tee - Generic:Tee - Generic:557613 |  | InstallationDate | 62795 | WarrantyGuarantorLabor | 0.037500 | 0.041010 | 0.082021 | Features | TagNumber | 0.088542 | BarCode | Hydronic Supply | Tee | 0.046875 | Constituents | T |  | SerialNumber | WarrantyStartDate | AssetIdentifier | Level : Level 2 | -0.441240 | 826 | ReplacementCost | M_Pipe Fitting - Generic.csv | Pipework Fittings | Finish | Grade | Material | ModelReference | NominalHeight | NominalLength | NominalWidth | ProductionYear | Shape | SustainabilityPerformance | WarrantyDescription | WarrantyDurationLabor | WarrantyDurationParts | ModelLabel | Manufacturer | 23.60.30.11.14 | 0.088542 | 90.000000
63217 | Level 1 | ExpectedLife | 5 | 557616 | New Construction | AccessibilityPerformance | WarrantyGuarantorParts | 90.000000 | FIXED | Unit B Hydronic Supply In | CodePerformance | 310491 | 0.093750 | Level 2 | 0.046875 | 63216 | 0.000000 | 63213 | Reference | Tee - Generic | 25 mm-25 mm-25 mm | 63246,63248,63250,63252,63254,63256,63258,310567,311065,311066,311067 | 1jQu9wkdr0iwNuem13FlAG | Color | 33 | M_Tee - Generic:Tee - Generic:Tee - Generic:557616 |  | InstallationDate | 63217 | WarrantyGuarantorLabor | 0.037500 | 0.041010 | 0.082021 | Features | TagNumber | 0.088542 | BarCode | Hydronic Supply | Tee | 0.046875 | Constituents | T |  | SerialNumber | WarrantyStartDate | AssetIdentifier | Level : Level 2 | -0.441240 | 827 | ReplacementCost | M_Pipe Fitting - Generic.csv | Pipework Fittings | Finish | Grade | Material | ModelReference | NominalHeight | NominalLength | NominalWidth | ProductionYear | Shape | SustainabilityPerformance | WarrantyDescription | WarrantyDurationLabor | WarrantyDurationParts | ModelLabel | Manufacturer | 23.60.30.11.14 | 0.088542 | 90.000000
63452 | Level 1 | ExpectedLife | 5 | 557618 | New Construction | AccessibilityPerformance | WarrantyGuarantorParts | 90.000000 | FIXED | Unit B Hydronic Supply In | CodePerformance | 310491 | 0.093750 | Level 2 | 0.046875 | 63451 | 0.000000 | 63448 | Reference | Elbow - Generic | 25 mm-25 mm | 63480,63482,63484,63486,63488,63490,63492,310558,311068,311069,311070 | 1jQu9wkdr0iwNuem13FlAI | Color | 33 | M_Elbow - Generic:Elbow - Generic:Elbow - Generic:557618 |  | InstallationDate | 63452 | WarrantyGuarantorLabor | 0.037500 | 0.041010 | 0.082021 | Features | TagNumber | 0.067708 | BarCode | Hydronic Supply | Regular 45, 90 and 180 Elbow | 0.046875 | Constituents | T | 0.067708 | SerialNumber | WarrantyStartDate | AssetIdentifier | Level : Level 2 | -0.441240 | 828 | ReplacementCost | M_Pipe Fitting - Generic.csv | Pipework Fittings | Finish | Grade | Material | ModelReference | NominalHeight | NominalLength | NominalWidth | ProductionYear | Shape | SustainabilityPerformance | WarrantyDescription | WarrantyDurationLabor | WarrantyDurationParts | ModelLabel | Manufacturer | 23.60.30.11.14
63500 | Level 1 | ExpectedLife | 5 | 557619 | New Construction | AccessibilityPerformance | WarrantyGuarantorParts | 90.000000 | FIXED | Unit B Hydronic Supply In | CodePerformance | 310491 | 0.093750 | Level 2 | 0.046875 | 63499 | 0.000000 | 63496 | Reference | Elbow - Generic | 25 mm-25 mm | 63528,63530,63532,63534,63536,63538,63540,310558,311068,311069,311070 | 1jQu9wkdr0iwNuem13FlAJ | Color | 33 | M_Elbow - Generic:Elbow - Generic:Elbow - Generic:557619 |  | InstallationDate | 63500 | WarrantyGuarantorLabor | 0.037500 | 0.041010 | 0.082021 | Features | TagNumber | 0.067708 | BarCode | Hydronic Supply | Regular 45, 90 and 180 Elbow | 0.046875 | Constituents | T | 0.067708 | SerialNumber | WarrantyStartDate | AssetIdentifier | Level : Level 2 | -0.441240 | 829 | ReplacementCost | M_Pipe Fitting - Generic.csv | Pipework Fittings | Finish | Grade | Material | ModelReference | NominalHeight | NominalLength | NominalWidth | ProductionYear | Shape | SustainabilityPerformance | WarrantyDescription | WarrantyDurationLabor | WarrantyDurationParts | ModelLabel | Manufacturer | 23.60.30.11.14
64191 | Level 1 | ExpectedLife | 5 | 557645 | New Construction | AccessibilityPerformance | WarrantyGuarantorParts | 90.000000 | FIXED | Unit B Hydronic Supply In | CodePerformance | 310491 | 0.093750 | Level 2 | 0.046875 | 64190 | 0.000000 | 64187 | Reference | Tee - Generic | 25 mm-25 mm-25 mm | 64220,64222,64224,64226,64228,64230,64232,310567,311065,311066,311067 | 1jQu9wkdr0iwNuem13FlBj | Color | 33 | M_Tee - Generic:Tee - Generic:Tee - Generic:557645 |  | InstallationDate | 64191 | WarrantyGuarantorLabor | 0.037500 | 0.041010 | 0.082021 | Features | TagNumber | 0.088542 | BarCode | Hydronic Supply | Tee | 0.046875 | Constituents | T |  | SerialNumber | WarrantyStartDate | AssetIdentifier | Level : Level 2 | -0.441240 | 846 | ReplacementCost | M_Pipe Fitting - Generic.csv | Pipework Fittings | Finish | Grade | Material | ModelReference | NominalHeight | NominalLength | NominalWidth | ProductionYear | Shape | SustainabilityPerformance | WarrantyDescription | WarrantyDurationLabor | WarrantyDurationParts | ModelLabel | Manufacturer | 23.60.30.11.14 | 0.088542 | 90.000000
64800 | Level 1 | ExpectedLife | 5 | 557651 | New Construction | AccessibilityPerformance | WarrantyGuarantorParts | 90.000000 | FIXED | Unit B Hydronic Supply In | CodePerformance | 310491 | 0.093750 | Level 2 | 0.046875 | 64799 | 0.000000 | 64796 | Reference | Elbow - Generic | 25 mm-25 mm | 64828,64830,64832,64834,64836,64838,64840,310558,311068,311069,311070 | 1jQu9wkdr0iwNuem13FlBp | Color | 33 | M_Elbow - Generic:Elbow - Generic:Elbow - Generic:557651 |  | InstallationDate | 64800 | WarrantyGuarantorLabor | 0.037500 | 0.041010 | 0.082021 | Features | TagNumber | 0.067708 | BarCode | Hydronic Supply | Regular 45, 90 and 180 Elbow | 0.046875 | Constituents | T | 0.067708 | SerialNumber | WarrantyStartDate | AssetIdentifier | Level : Level 2 | -0.441240 | 848 | ReplacementCost | M_Pipe Fitting - Generic.csv | Pipework Fittings | Finish | Grade | Material | ModelReference | NominalHeight | NominalLength | NominalWidth | ProductionYear | Shape | SustainabilityPerformance | WarrantyDescription | WarrantyDurationLabor | WarrantyDurationParts | ModelLabel | Manufacturer | 23.60.30.11.14
65035 | Level 1 | ExpectedLife | 5 | 557653 | New Construction | AccessibilityPerformance | WarrantyGuarantorParts | 90.000000 | FIXED | Unit B Hydronic Supply In | CodePerformance | 310491 | 0.093750 | Level 2 | 0.046875 | 65034 | 0.000000 | 65031 | Reference | Tee - Generic | 25 mm-25 mm-25 mm | 65064,65066,65068,65070,65072,65074,65076,310567,311065,311066,311067 | 1jQu9wkdr0iwNuem13FlBr | Color | 33 | M_Tee - Generic:Tee - Generic:Tee - Generic:557653 |  | InstallationDate | 65035 | WarrantyGuarantorLabor | 0.037500 | 0.041010 | 0.082021 | Features | TagNumber | 0.088542 | BarCode | Hydronic Supply | Tee | 0.046875 | Constituents | T |  | SerialNumber | WarrantyStartDate | AssetIdentifier | Level : Level 2 | -0.441240 | 849 | ReplacementCost | M_Pipe Fitting - Generic.csv | Pipework Fittings | Finish | Grade | Material | ModelReference | NominalHeight | NominalLength | NominalWidth | ProductionYear | Shape | SustainabilityPerformance | WarrantyDescription | WarrantyDurationLabor | WarrantyDurationParts | ModelLabel | Manufacturer | 23.60.30.11.14 | 0.088542 | 90.000000
65644 | Level 1 | ExpectedLife | 5 | 557660 | New Construction | AccessibilityPerformance | WarrantyGuarantorParts | 90.000000 | FIXED | Unit B Hydronic Supply In | CodePerformance | 310491 | 0.093750 | Level 2 | 0.046875 | 65643 | 0.000000 | 65640 | Reference | Elbow - Generic | 25 mm-25 mm | 65672,65674,65676,65678,65680,65682,65684,310558,311068,311069,311070 | 1jQu9wkdr0iwNuem13FlBy | Color | 33 | M_Elbow - Generic:Elbow - Generic:Elbow - Generic:557660 |  | InstallationDate | 65644 | WarrantyGuarantorLabor | 0.037500 | 0.041010 | 0.082021 | Features | TagNumber | 0.067708 | BarCode | Hydronic Supply | Regular 45, 90 and 180 Elbow | 0.046875 | Constituents | T | 0.067708 | SerialNumber | WarrantyStartDate | AssetIdentifier | Level : Level 2 | -0.441240 | 852 | ReplacementCost | M_Pipe Fitting - Generic.csv | Pipework Fittings | Finish | Grade | Material | ModelReference | NominalHeight | NominalLength | NominalWidth | ProductionYear | Shape | SustainabilityPerformance | WarrantyDescription | WarrantyDurationLabor | WarrantyDurationParts | ModelLabel | Manufacturer | 23.60.30.11.14
65694 | Level 1 | ExpectedLife | 5 | 557665 | New Construction | AccessibilityPerformance | WarrantyGuarantorParts | 90.000000 | FIXED | Unit B Hydronic Supply In | CodePerformance | 310491 | 0.093750 | Level 2 | 0.046875 | 65693 | 0.000000 | 65688 | Reference | Elbow - Generic | 25 mm-25 mm | 65722,65724,65726,65728,65730,65732,65734,310558,311068,311069,311070 | 1jQu9wkdr0iwNuem13FlB1 | Color | 33 | M_Elbow - Generic:Elbow - Generic:Elbow - Generic:557665 |  | InstallationDate | 65694 | WarrantyGuarantorLabor | 0.037500 | 0.041010 | 0.082021 | Features | TagNumber | 0.067708 | BarCode | Hydronic Supply | Regular 45, 90 and 180 Elbow | 0.046875 | Constituents | T | 0.067708 | SerialNumber | WarrantyStartDate | AssetIdentifier | Level : Level 2 | -0.441249 | 855 | ReplacementCost | M_Pipe Fitting - Generic.csv | Pipework Fittings | Finish | Grade | Material | ModelReference | NominalHeight | NominalLength | NominalWidth | ProductionYear | Shape | SustainabilityPerformance | WarrantyDescription | WarrantyDurationLabor | WarrantyDurationParts | ModelLabel | Manufacturer | 23.60.30.11.14
83211 | Level 1 | ExpectedLife | 5 | 577791 | New Construction | AccessibilityPerformance | WarrantyGuarantorParts | 90.000000 | FIXED | Unit A Hydronic Supply In | CodePerformance | 310491 | 0.093750 | Level 2 | 0.046875 | 83210 | 0.000000 | 83207 | Reference | Elbow - Generic | 25 mm-25 mm | 83239,83241,83243,83245,83247,83249,83251,310558,311068,311069,311070 | 1LorUkoirEpRE75085bOw6 | Color | 33 | M_Elbow - Generic:Elbow - Generic:Elbow - Generic:577791 |  | InstallationDate | 83211 | WarrantyGuarantorLabor | 0.037500 | 0.041010 | 0.082021 | Features | TagNumber | 0.067708 | BarCode | Hydronic Supply | Regular 45, 90 and 180 Elbow | 0.046875 | Constituents | T | 0.067708 | SerialNumber | WarrantyStartDate | AssetIdentifier | Level : Level 2 | -0.351265 | 961 | ReplacementCost | M_Pipe Fitting - Generic.csv | Pipework Fittings | Finish | Grade | Material | ModelReference | NominalHeight | NominalLength | NominalWidth | ProductionYear | Shape | SustainabilityPerformance | WarrantyDescription | WarrantyDurationLabor | WarrantyDurationParts | ModelLabel | Manufacturer | 23.60.30.11.14
83493 | Level 1 | ExpectedLife | 5 | 577812 | New Construction | AccessibilityPerformance | WarrantyGuarantorParts | 90.000000 | FIXED | Unit A Hydronic Supply In | CodePerformance | 310491 | 0.093750 | Level 2 | 0.046875 | 83492 | 0.000000 | 83489 | Reference | Tee - Generic | 25 mm-25 mm-25 mm | 83522,83524,83526,83528,83530,83532,83534,310567,311065,311066,311067 | 1LorUkoirEpRE75085bOzj | Color | 33 | M_Tee - Generic:Tee - Generic:Tee - Generic:577812 |  | InstallationDate | 83493 | WarrantyGuarantorLabor | 0.037500 | 0.041010 | 0.082021 | Features | TagNumber | 0.088542 | BarCode | Hydronic Supply | Tee | 0.046875 | Constituents | T |  | SerialNumber | WarrantyStartDate | AssetIdentifier | Level : Level 2 | -0.351265 | 968 | ReplacementCost | M_Pipe Fitting - Generic.csv | Pipework Fittings | Finish | Grade | Material | ModelReference | NominalHeight | NominalLength | NominalWidth | ProductionYear | Shape | SustainabilityPerformance | WarrantyDescription | WarrantyDurationLabor | WarrantyDurationParts | ModelLabel | Manufacturer | 23.60.30.11.14 | 0.088542 | 90.000000
83914 | Level 1 | ExpectedLife | 5 | 577871 | New Construction | AccessibilityPerformance | WarrantyGuarantorParts | 90.000000 | FIXED | Unit A Hydronic Supply In | CodePerformance | 310491 | 0.093750 | Level 2 | 0.046875 | 83913 | 0.000000 | 83910 | Reference | Tee - Generic | 25 mm-25 mm-25 mm | 83943,83945,83947,83949,83951,83953,83955,310567,311065,311066,311067 | 1LorUkoirEpRE75085bOys | Color | 33 | M_Tee - Generic:Tee - Generic:Tee - Generic:577871 |  | InstallationDate | 83914 | WarrantyGuarantorLabor | 0.037500 | 0.041010 | 0.082021 | Features | TagNumber | 0.088542 | BarCode | Hydronic Supply | Tee | 0.046875 | Constituents | T |  | SerialNumber | WarrantyStartDate | AssetIdentifier | Level : Level 2 | -0.351265 | 970 | ReplacementCost | M_Pipe Fitting - Generic.csv | Pipework Fittings | Finish | Grade | Material | ModelReference | NominalHeight | NominalLength | NominalWidth | ProductionYear | Shape | SustainabilityPerformance | WarrantyDescription | WarrantyDurationLabor | WarrantyDurationParts | ModelLabel | Manufacturer | 23.60.30.11.14 | 0.088542 | 90.000000
84462 | Level 1 | ExpectedLife | 5 | 577919 | New Construction | AccessibilityPerformance | WarrantyGuarantorParts | 90.000000 | FIXED | Unit A Hydronic Supply In | CodePerformance | 310491 | 0.093750 | Level 2 | 0.046875 | 84461 | 0.000000 | 84457 | Reference | Tee - Generic | 25 mm-25 mm-25 mm | 84491,84493,84495,84497,84499,84501,84503,310567,311065,311066,311067 | 09MuOLFfP2PBERh1jIFp7m | Color | 33 | M_Tee - Generic:Tee - Generic:Tee - Generic:577919 |  | InstallationDate | 84462 | WarrantyGuarantorLabor | 0.037500 | 0.041010 | 0.082021 | Features | TagNumber | 0.088542 | BarCode | Hydronic Supply | Tee | 0.046875 | Constituents | T |  | SerialNumber | WarrantyStartDate | AssetIdentifier | Level : Level 2 | -0.351266 | 979 | ReplacementCost | M_Pipe Fitting - Generic.csv | Pipework Fittings | Finish | Grade | Material | ModelReference | NominalHeight | NominalLength | NominalWidth | ProductionYear | Shape | SustainabilityPerformance | WarrantyDescription | WarrantyDurationLabor | WarrantyDurationParts | ModelLabel | Manufacturer | 23.60.30.11.14 | 0.088542 | 90.000000
84729 | Level 1 | ExpectedLife | 5 | 577966 | New Construction | AccessibilityPerformance | WarrantyGuarantorParts | 90.000000 | FIXED | Unit A Hydronic Supply In | CodePerformance | 310491 | 0.093750 | Level 2 | 0.046875 | 84728 | 0.000000 | 84723 | Reference | Elbow - Generic | 25 mm-25 mm | 84757,84759,84761,84763,84765,84767,84769,310558,311068,311069,311070 | 09MuOLFfP2PBERh1jIFp4X | Color | 33 | M_Elbow - Generic:Elbow - Generic:Elbow - Generic:577966 |  | InstallationDate | 84729 | WarrantyGuarantorLabor | 0.037500 | 0.041010 | 0.082021 | Features | TagNumber | 0.067708 | BarCode | Hydronic Supply | Regular 45, 90 and 180 Elbow | 0.046875 | Constituents | T | 0.067708 | SerialNumber | WarrantyStartDate | AssetIdentifier | Level : Level 2 | -0.351266 | 980 | ReplacementCost | M_Pipe Fitting - Generic.csv | Pipework Fittings | Finish | Grade | Material | ModelReference | NominalHeight | NominalLength | NominalWidth | ProductionYear | Shape | SustainabilityPerformance | WarrantyDescription | WarrantyDurationLabor | WarrantyDurationParts | ModelLabel | Manufacturer | 23.60.30.11.14
85766 | Level 1 | ExpectedLife | 5 | 577990 | New Construction | AccessibilityPerformance | WarrantyGuarantorParts | 89.999889 | FIXED | Unit A Hydronic Supply In | CodePerformance | 310491 | 0.093750 | Level 2 | 0.046875 | 85765 | 0.000000 | 85761 | Reference | Tee - Generic | 25 mm-25 mm-25 mm | 85795,85797,85799,85801,85803,85805,85807,310683,311065,311066,311067 | 0ohin_b4j4eRTUPZimgBys | Color | 33 | M_Tee - Generic:Tee - Generic:Tee - Generic:577990 |  | InstallationDate | 85766 | WarrantyGuarantorLabor | 0.037500 | 0.041010 | 0.082021 | Features | TagNumber | 0.088542 | BarCode | Hydronic Supply | Tee | 0.046875 | Constituents | T |  | SerialNumber | WarrantyStartDate | AssetIdentifier | Level : Level 2 | -0.351261 | 986 | ReplacementCost | M_Pipe Fitting - Generic.csv | Pipework Fittings | Finish | Grade | Material | ModelReference | NominalHeight | NominalLength | NominalWidth | ProductionYear | Shape | SustainabilityPerformance | WarrantyDescription | WarrantyDurationLabor | WarrantyDurationParts | ModelLabel | Manufacturer | 23.60.30.11.14 | 0.088542 | 90.000000
86002 | Level 1 | ExpectedLife | 5 | 578049 | New Construction | AccessibilityPerformance | WarrantyGuarantorParts | 90.000000 | FIXED | Unit B Hydronic Supply In | CodePerformance | 310491 | 0.093750 | Level 2 | 0.046875 | 86001 | 0.000000 | 85997 | Reference | Elbow - Generic | 25 mm-25 mm | 86030,86032,86034,86036,86038,86040,86042,310558,311068,311069,311070 | 09MuOLFfP2PBERh1jIFpAE | Color | 33 | M_Elbow - Generic:Elbow - Generic:Elbow - Generic:578049 |  | InstallationDate | 86002 | WarrantyGuarantorLabor | 0.037500 | 0.041010 | 0.082021 | Features | TagNumber | 0.067708 | BarCode | Hydronic Supply | Regular 45, 90 and 180 Elbow | 0.046875 | Constituents | T | 0.067708 | SerialNumber | WarrantyStartDate | AssetIdentifier | Level : Level 2 | -0.441249 | 990 | ReplacementCost | M_Pipe Fitting - Generic.csv | Pipework Fittings | Finish | Grade | Material | ModelReference | NominalHeight | NominalLength | NominalWidth | ProductionYear | Shape | SustainabilityPerformance | WarrantyDescription | WarrantyDurationLabor | WarrantyDurationParts | ModelLabel | Manufacturer | 23.60.30.11.14
86236 | Level 1 | ExpectedLife | 5 | 578144 | New Construction | AccessibilityPerformance | WarrantyGuarantorParts | 90.000000 | FIXED | Unit A Hydronic Supply In | CodePerformance | 310491 | 0.093750 | Level 2 | 0.046875 | 86235 | 0.000000 | 86232 | Reference | Elbow - Generic | 25 mm-25 mm | 86264,86266,86268,86270,86272,86274,86276,310558,311068,311069,311070 | 09MuOLFfP2PBERh1jIFpBl | Color | 33 | M_Elbow - Generic:Elbow - Generic:Elbow - Generic:578144 |  | InstallationDate | 86236 | WarrantyGuarantorLabor | 0.037500 | 0.041010 | 0.082021 | Features | TagNumber | 0.067708 | BarCode | Hydronic Supply | Regular 45, 90 and 180 Elbow | 0.046875 | Constituents | T | 0.067708 | SerialNumber | WarrantyStartDate | AssetIdentifier | Level : Level 2 | -0.351253 | 992 | ReplacementCost | M_Pipe Fitting - Generic.csv | Pipework Fittings | Finish | Grade | Material | ModelReference | NominalHeight | NominalLength | NominalWidth | ProductionYear | Shape | SustainabilityPerformance | WarrantyDescription | WarrantyDurationLabor | WarrantyDurationParts | ModelLabel | Manufacturer | 23.60.30.11.14
86470 | Level 1 | ExpectedLife | 5 | 578189 | New Construction | AccessibilityPerformance | WarrantyGuarantorParts | 90.000000 | FIXED | Unit A Hydronic Supply In | CodePerformance | 310491 | 0.093750 | Level 2 | 0.046875 | 86469 | 0.000000 | 86466 | Reference | Elbow - Generic | 25 mm-25 mm | 86498,86500,86502,86504,86506,86508,86510,310558,311068,311069,311070 | 09MuOLFfP2PBERh1jIFp82 | Color | 33 | M_Elbow - Generic:Elbow - Generic:Elbow - Generic:578189 |  | InstallationDate | 86470 | WarrantyGuarantorLabor | 0.037500 | 0.041010 | 0.082021 | Features | TagNumber | 0.067708 | BarCode | Hydronic Supply | Regular 45, 90 and 180 Elbow | 0.046875 | Constituents | T | 0.067708 | SerialNumber | WarrantyStartDate | AssetIdentifier | Level : Level 2 | -0.351253 | 1001 | ReplacementCost | M_Pipe Fitting - Generic.csv | Pipework Fittings | Finish | Grade | Material | ModelReference | NominalHeight | NominalLength | NominalWidth | ProductionYear | Shape | SustainabilityPerformance | WarrantyDescription | WarrantyDurationLabor | WarrantyDurationParts | ModelLabel | Manufacturer | 23.60.30.11.14
87357 | Level 1 | ExpectedLife | 5 | 578386 | New Construction | AccessibilityPerformance | WarrantyGuarantorParts | 90.000000 | FIXED | Unit A Hydronic Supply In | CodePerformance | 310491 | 0.093750 | Level 2 | 0.046875 | 87356 | 0.000000 | 87353 | Reference | Elbow - Generic | 25 mm-25 mm | 87385,87387,87389,87391,87393,87395,87397,310558,311068,311069,311070 | 09MuOLFfP2PBERh1jIFpFT | Color | 33 | M_Elbow - Generic:Elbow - Generic:Elbow - Generic:578386 |  | InstallationDate | 87357 | WarrantyGuarantorLabor | 0.037500 | 0.041010 | 0.082021 | Features | TagNumber | 0.067708 | BarCode | Hydronic Supply | Regular 45, 90 and 180 Elbow | 0.046875 | Constituents | T | 0.067708 | SerialNumber | WarrantyStartDate | AssetIdentifier | Level : Level 2 | -0.351253 | 1031 | ReplacementCost | M_Pipe Fitting - Generic.csv | Pipework Fittings | Finish | Grade | Material | ModelReference | NominalHeight | NominalLength | NominalWidth | ProductionYear | Shape | SustainabilityPerformance | WarrantyDescription | WarrantyDurationLabor | WarrantyDurationParts | ModelLabel | Manufacturer | 23.60.30.11.14
87405 | Level 1 | ExpectedLife | 5 | 578388 | New Construction | AccessibilityPerformance | WarrantyGuarantorParts | 90.000000 | FIXED | Unit A Hydronic Supply In | CodePerformance | 310491 | 0.093750 | Level 2 | 0.046875 | 87404 | 0.000000 | 87401 | Reference | Elbow - Generic | 25 mm-25 mm | 87433,87435,87437,87439,87441,87443,87445,310558,311068,311069,311070 | 09MuOLFfP2PBERh1jIFpFR | Color | 33 | M_Elbow - Generic:Elbow - Generic:Elbow - Generic:578388 |  | InstallationDate | 87405 | WarrantyGuarantorLabor | 0.037500 | 0.041010 | 0.082021 | Features | TagNumber | 0.067708 | BarCode | Hydronic Supply | Regular 45, 90 and 180 Elbow | 0.046875 | Constituents | T | 0.067708 | SerialNumber | WarrantyStartDate | AssetIdentifier | Level : Level 2 | -0.351253 | 1033 | ReplacementCost | M_Pipe Fitting - Generic.csv | Pipework Fittings | Finish | Grade | Material | ModelReference | NominalHeight | NominalLength | NominalWidth | ProductionYear | Shape | SustainabilityPerformance | WarrantyDescription | WarrantyDurationLabor | WarrantyDurationParts | ModelLabel | Manufacturer | 23.60.30.11.14
90589 | Level 1 | ExpectedLife | 5 | 578422 | New Construction | AccessibilityPerformance | WarrantyGuarantorParts | 90.000000 | FIXED | Unit A Hydronic Supply In | CodePerformance | 310491 | 0.093750 | Level 2 | 0.046875 | 90588 | 0.000000 | 90585 | Reference | Tee - Generic | 25 mm-25 mm-25 mm | 90618,90620,90622,90624,90626,90628,90630,310567,311065,311066,311067 | 09MuOLFfP2PBERh1jIFpFv | Color | 33 | M_Tee - Generic:Tee - Generic:Tee - Generic:578422 |  | InstallationDate | 90589 | WarrantyGuarantorLabor | 0.037500 | 0.041010 | 0.082021 | Features | TagNumber | 0.088542 | BarCode | Hydronic Supply | Tee | 0.046875 | Constituents | T |  | SerialNumber | WarrantyStartDate | AssetIdentifier | Level : Level 2 | -0.351253 | 1038 | ReplacementCost | M_Pipe Fitting - Generic.csv | Pipework Fittings | Finish | Grade | Material | ModelReference | NominalHeight | NominalLength | NominalWidth | ProductionYear | Shape | SustainabilityPerformance | WarrantyDescription | WarrantyDurationLabor | WarrantyDurationParts | ModelLabel | Manufacturer | 23.60.30.11.14 | 0.088542 | 90.000000
96249 | Level 1 | ExpectedLife | 5 | 578437 | New Construction | AccessibilityPerformance | WarrantyGuarantorParts |  | FIXED | Unit A Hydronic Supply In | CodePerformance | 310491 |  | Level 2 |  | 96248 | 0.000000 | 96245 | Reference | Transition - Generic | 50 mm-25 mm | 96286,96288,96290,96292,96294,96296,96298,310696,311078,311079,311080 | 09MuOLFfP2PBERh1jIFpCA | Color | 33 | M_Transition - Generic:Transition - Generic:Transition - Generic:578437 |  | InstallationDate | 96249 | WarrantyGuarantorLabor |  |  |  | Features | TagNumber |  | BarCode | Hydronic Supply | Reducer/Coupling/Union/Increaser |  | Constituents | T |  | SerialNumber | WarrantyStartDate | AssetIdentifier | Level : Level 2 | -0.215988 | 1040 | ReplacementCost | M_Pipe Fitting - Generic.csv | Pipework Fittings | Finish | Grade | Material | ModelReference | NominalHeight | NominalLength | NominalWidth | ProductionYear | Shape | SustainabilityPerformance | WarrantyDescription | WarrantyDurationLabor | WarrantyDurationParts | ModelLabel | Manufacturer | 23.60.30.11.14 |  |  | F | T | F | 0.082021 | 0.093750 | 0.177083 | 0.046875 | 0.088542 | 0.082021 | 0.164042 | 10.000000 | 0.177083 | 10.000000 | 0.046875 | 0.088542 | 0.037500 | 0.070833 | 0.041010 | 0.082021 | 0.044271 | 0.082021
97789 | Level 1 | ExpectedLife | 5 | 578707 | New Construction | AccessibilityPerformance | WarrantyGuarantorParts | 90.000000 | FIXED | Unit B Hydronic Supply In | CodePerformance | 310491 | 0.093750 | Level 2 | 0.046875 | 97788 | 0.000000 | 97785 | Reference | Tee - Generic | 25 mm-25 mm-25 mm | 97818,97820,97822,97824,97826,97828,97830,310567,311065,311066,311067 | 09MuOLFfP2PBERh1jIFpGS | Color | 33 | M_Tee - Generic:Tee - Generic:Tee - Generic:578707 |  | InstallationDate | 97789 | WarrantyGuarantorLabor | 0.037500 | 0.041010 | 0.082021 | Features | TagNumber | 0.088542 | BarCode | Hydronic Supply | Tee | 0.046875 | Constituents | T |  | SerialNumber | WarrantyStartDate | AssetIdentifier | Level : Level 2 | -0.441249 | 1068 | ReplacementCost | M_Pipe Fitting - Generic.csv | Pipework Fittings | Finish | Grade | Material | ModelReference | NominalHeight | NominalLength | NominalWidth | ProductionYear | Shape | SustainabilityPerformance | WarrantyDescription | WarrantyDurationLabor | WarrantyDurationParts | ModelLabel | Manufacturer | 23.60.30.11.14 | 0.088542 | 90.000000
98258 | Level 1 | ExpectedLife | 5 | 578743 | New Construction | AccessibilityPerformance | WarrantyGuarantorParts | 90.000000 | FIXED | Unit B Hydronic Supply In | CodePerformance | 310491 | 0.093750 | Level 2 | 0.046875 | 98257 | 0.000000 | 98254 | Reference | Tee - Generic | 25 mm-25 mm-25 mm | 98287,98289,98291,98293,98295,98297,98299,310567,311065,311066,311067 | 09MuOLFfP2PBERh1jIFpGu | Color | 33 | M_Tee - Generic:Tee - Generic:Tee - Generic:578743 |  | InstallationDate | 98258 | WarrantyGuarantorLabor | 0.037500 | 0.041010 | 0.082021 | Features | TagNumber | 0.088542 | BarCode | Hydronic Supply | Tee | 0.046875 | Constituents | T |  | SerialNumber | WarrantyStartDate | AssetIdentifier | Level : Level 2 | -0.441249 | 1074 | ReplacementCost | M_Pipe Fitting - Generic.csv | Pipework Fittings | Finish | Grade | Material | ModelReference | NominalHeight | NominalLength | NominalWidth | ProductionYear | Shape | SustainabilityPerformance | WarrantyDescription | WarrantyDurationLabor | WarrantyDurationParts | ModelLabel | Manufacturer | 23.60.30.11.14 | 0.088542 | 90.000000
99531 | Level 1 | ExpectedLife | 5 | 578774 | New Construction | AccessibilityPerformance | WarrantyGuarantorParts | 90.000277 | FIXED | Unit B Hydronic Supply In | CodePerformance | 310491 | 0.093750 | Level 2 | 0.046875 | 99530 | 0.000000 | 99525 | Reference | Tee - Generic | 25 mm-25 mm-25 mm | 99560,99562,99564,99566,99568,99570,99572,310706,311065,311066,311067 | 2EXDOXwvjBzP6MG7UG1B23 | Color | 33 | M_Tee - Generic:Tee - Generic:Tee - Generic:578774 |  | InstallationDate | 99531 | WarrantyGuarantorLabor | 0.037500 | 0.041010 | 0.082021 | Features | TagNumber | 0.088542 | BarCode | Hydronic Supply | Tee | 0.046875 | Constituents | T |  | SerialNumber | WarrantyStartDate | AssetIdentifier | Level : Level 2 | -0.441249 | 1082 | ReplacementCost | M_Pipe Fitting - Generic.csv | Pipework Fittings | Finish | Grade | Material | ModelReference | NominalHeight | NominalLength | NominalWidth | ProductionYear | Shape | SustainabilityPerformance | WarrantyDescription | WarrantyDurationLabor | WarrantyDurationParts | ModelLabel | Manufacturer | 23.60.30.11.14 | 0.088542 | 90.000000
99952 | Level 1 | ExpectedLife | 5 | 578831 | New Construction | AccessibilityPerformance | WarrantyGuarantorParts | 90.000000 | FIXED | Unit B Hydronic Supply In | CodePerformance | 310491 | 0.093750 | Level 2 | 0.046875 | 99951 | 0.000000 | 99948 | Reference | Elbow - Generic | 25 mm-25 mm | 99980,99982,99984,99986,99988,99990,99992,310558,311068,311069,311070 | 09MuOLFfP2PBERh1jIFpM0 | Color | 33 | M_Elbow - Generic:Elbow - Generic:Elbow - Generic:578831 |  | InstallationDate | 99952 | WarrantyGuarantorLabor | 0.037500 | 0.041010 | 0.082021 | Features | TagNumber | 0.067708 | BarCode | Hydronic Supply | Regular 45, 90 and 180 Elbow | 0.046875 | Constituents | T | 0.067708 | SerialNumber | WarrantyStartDate | AssetIdentifier | Level : Level 2 | -0.441240 | 1083 | ReplacementCost | M_Pipe Fitting - Generic.csv | Pipework Fittings | Finish | Grade | Material | ModelReference | NominalHeight | NominalLength | NominalWidth | ProductionYear | Shape | SustainabilityPerformance | WarrantyDescription | WarrantyDurationLabor | WarrantyDurationParts | ModelLabel | Manufacturer | 23.60.30.11.14
100186 | Level 1 | ExpectedLife | 5 | 578873 | New Construction | AccessibilityPerformance | WarrantyGuarantorParts | 90.000000 | FIXED | Unit B Hydronic Supply In | CodePerformance | 310491 | 0.093750 | Level 2 | 0.046875 | 100185 | 0.000000 | 100182 | Reference | Elbow - Generic | 25 mm-25 mm | 100214,100216,100218,100220,100222,100224,100226,310558,311068,311069,311070 | 09MuOLFfP2PBERh1jIFpMs | Color | 33 | M_Elbow - Generic:Elbow - Generic:Elbow - Generic:578873 |  | InstallationDate | 100186 | WarrantyGuarantorLabor | 0.037500 | 0.041010 | 0.082021 | Features | TagNumber | 0.067708 | BarCode | Hydronic Supply | Regular 45, 90 and 180 Elbow | 0.046875 | Constituents | T | 0.067708 | SerialNumber | WarrantyStartDate | AssetIdentifier | Level : Level 2 | -0.441240 | 1090 | ReplacementCost | M_Pipe Fitting - Generic.csv | Pipework Fittings | Finish | Grade | Material | ModelReference | NominalHeight | NominalLength | NominalWidth | ProductionYear | Shape | SustainabilityPerformance | WarrantyDescription | WarrantyDurationLabor | WarrantyDurationParts | ModelLabel | Manufacturer | 23.60.30.11.14
101550 | Level 1 | ExpectedLife | 5 | 580000 | New Construction | AccessibilityPerformance | WarrantyGuarantorParts | 90.000000 | FIXED | Unit B Hydronic Supply In | CodePerformance | 310491 | 0.093750 | Level 2 | 0.046875 | 101549 | 0.000000 | 101546 | Reference | Elbow - Generic | 25 mm-25 mm | 101578,101580,101582,101584,101586,101588,101590,310558,311068,311069,311070 | 2$dTH4D0v6UvzO4e0uyqs8 | Color | 33 | M_Elbow - Generic:Elbow - Generic:Elbow - Generic:580000 |  | InstallationDate | 101550 | WarrantyGuarantorLabor | 0.037500 | 0.041010 | 0.082021 | Features | TagNumber | 0.067708 | BarCode | Hydronic Supply | Regular 45, 90 and 180 Elbow | 0.046875 | Constituents | T | 0.067708 | SerialNumber | WarrantyStartDate | AssetIdentifier | Level : Level 2 | -0.441240 | 1177 | ReplacementCost | M_Pipe Fitting - Generic.csv | Pipework Fittings | Finish | Grade | Material | ModelReference | NominalHeight | NominalLength | NominalWidth | ProductionYear | Shape | SustainabilityPerformance | WarrantyDescription | WarrantyDurationLabor | WarrantyDurationParts | ModelLabel | Manufacturer | 23.60.30.11.14
104003 | Level 1 | ExpectedLife | 5 | 580415 | New Construction | AccessibilityPerformance | WarrantyGuarantorParts | 90.000000 | FIXED | Unit B Hydronic Supply In | CodePerformance | 310491 | 0.093750 | Level 2 | 0.046875 | 104002 | 0.000000 | 103999 | Reference | Elbow - Generic | 25 mm-25 mm | 104031,104033,104035,104037,104039,104041,104043,310558,311068,311069,311070 | 2$dTH4D0v6UvzO4e0uyqyN | Color | 33 | M_Elbow - Generic:Elbow - Generic:Elbow - Generic:580415 |  | InstallationDate | 104003 | WarrantyGuarantorLabor | 0.037500 | 0.041010 | 0.082021 | Features | TagNumber | 0.067708 | BarCode | Hydronic Supply | Regular 45, 90 and 180 Elbow | 0.046875 | Constituents | T | 0.067708 | SerialNumber | WarrantyStartDate | AssetIdentifier | Level : Level 2 | -0.441240 | 1190 | ReplacementCost | M_Pipe Fitting - Generic.csv | Pipework Fittings | Finish | Grade | Material | ModelReference | NominalHeight | NominalLength | NominalWidth | ProductionYear | Shape | SustainabilityPerformance | WarrantyDescription | WarrantyDurationLabor | WarrantyDurationParts | ModelLabel | Manufacturer | 23.60.30.11.14
107632 | Level 1 | ExpectedLife | 5 | 580429 | New Construction | AccessibilityPerformance | WarrantyGuarantorParts | 89.998083 | FIXED | Unit B Hydronic Supply In | CodePerformance | 310491 | 0.093750 | Level 2 | 0.046875 | 107631 | 0.000000 | 107627 | Reference | Elbow - Generic | 25 mm-25 mm | 107660,107662,107664,107666,107668,107670,107672,310718,311068,311069,311070 | 0xQ3f2TrrAbQJH707SXp06 | Color | 33 | M_Elbow - Generic:Elbow - Generic:Elbow - Generic:580429 |  | InstallationDate | 107632 | WarrantyGuarantorLabor | 0.037500 | 0.041010 | 0.082021 | Features | TagNumber | 0.067708 | BarCode | Hydronic Supply | Regular 45, 90 and 180 Elbow | 0.046875 | Constituents | T | 0.067708 | SerialNumber | WarrantyStartDate | AssetIdentifier | Level : Level 2 | -0.441246 | 1197 | ReplacementCost | M_Pipe Fitting - Generic.csv | Pipework Fittings | Finish | Grade | Material | ModelReference | NominalHeight | NominalLength | NominalWidth | ProductionYear | Shape | SustainabilityPerformance | WarrantyDescription | WarrantyDurationLabor | WarrantyDurationParts | ModelLabel | Manufacturer | 23.60.30.11.14
116226 | Level 1 | ExpectedLife | 5 | 581177 | New Construction | AccessibilityPerformance | WarrantyGuarantorParts |  | FIXED | Unit B Hydronic Supply In | CodePerformance | 310491 |  | Level 2 |  | 116225 | 0.000000 | 116222 | Reference | Transition - Generic | 50 mm-25 mm | 116263,116265,116267,116269,116271,116273,116275,310696,311078,311079,311080 | 2$dTH4D0v6UvzO4e0uyqeH | Color | 33 | M_Transition - Generic:Transition - Generic:Transition - Generic:581177 |  | InstallationDate | 116226 | WarrantyGuarantorLabor |  |  |  | Features | TagNumber |  | BarCode | Hydronic Supply | Reducer/Coupling/Union/Increaser |  | Constituents | T |  | SerialNumber | WarrantyStartDate | AssetIdentifier | Level : Level 2 | -0.209938 | 1212 | ReplacementCost | M_Pipe Fitting - Generic.csv | Pipework Fittings | Finish | Grade | Material | ModelReference | NominalHeight | NominalLength | NominalWidth | ProductionYear | Shape | SustainabilityPerformance | WarrantyDescription | WarrantyDurationLabor | WarrantyDurationParts | ModelLabel | Manufacturer | 23.60.30.11.14 |  |  | F | T | F | 0.082021 | 0.093750 | 0.177083 | 0.046875 | 0.088542 | 0.082021 | 0.164042 | 10.000000 | 0.177083 | 10.000000 | 0.046875 | 0.088542 | 0.037500 | 0.070833 | 0.041010 | 0.082021 | 0.044271 | 0.082021
116283 | Level 1 | ExpectedLife | 5 | 581178 | New Construction | AccessibilityPerformance | WarrantyGuarantorParts | 90.000000 | FIXED | Unit B Hydronic Supply In | CodePerformance | 310491 | 0.093750 | Level 2 | 0.046875 | 116282 | 0.000000 | 116279 | Reference | Tee - Generic | 25 mm-25 mm-25 mm | 116312,116314,116316,116318,116320,116322,116324,310567,311065,311066,311067 | 2$dTH4D0v6UvzO4e0uyqeI | Color | 33 | M_Tee - Generic:Tee - Generic:Tee - Generic:581178 |  | InstallationDate | 116283 | WarrantyGuarantorLabor | 0.037500 | 0.041010 | 0.082021 | Features | TagNumber | 0.088542 | BarCode | Hydronic Supply | Tee | 0.046875 | Constituents | T |  | SerialNumber | WarrantyStartDate | AssetIdentifier | Level : Level 2 | -0.441240 | 1213 | ReplacementCost | M_Pipe Fitting - Generic.csv | Pipework Fittings | Finish | Grade | Material | ModelReference | NominalHeight | NominalLength | NominalWidth | ProductionYear | Shape | SustainabilityPerformance | WarrantyDescription | WarrantyDurationLabor | WarrantyDurationParts | ModelLabel | Manufacturer | 23.60.30.11.14 | 0.088542 | 90.000000
130616 | Level 1 | ExpectedLife | 5 | 582938 | New Construction | AccessibilityPerformance | WarrantyGuarantorParts | 89.998568 | FIXED | Unit B Sanitary | CodePerformance | 310491 | 0.260417 | Level 1 | 0.130208 | 130615 | 0.000000 | 130610 | Reference | Elbow - Generic | 40 mm-40 mm | 130644,130646,130648,130650,130652,130654,130656,310733,311068,311069,311070 | 3T$kO2w2DDI8QpClf6eQBB | Color | 33 | M_Elbow - Generic:Elbow - Generic:Elbow - Generic:582938 |  | InstallationDate | 130616 | WarrantyGuarantorLabor | 0.104164 | 0.065617 | 0.131234 | Features | TagNumber | 0.151038 | BarCode | Sanitary | Regular 45, 90 and 180 Elbow | 0.130208 | Constituents | T | 0.151042 | SerialNumber | WarrantyStartDate | AssetIdentifier | Level : Level 1 | -0.585913 | 155 | ReplacementCost | M_Pipe Fitting - Generic.csv | Pipework Fittings | Finish | Grade | Material | ModelReference | NominalHeight | NominalLength | NominalWidth | ProductionYear | Shape | SustainabilityPerformance | WarrantyDescription | WarrantyDurationLabor | WarrantyDurationParts | ModelLabel | Manufacturer | 23.60.30.11.14
133105 | Level 1 | ExpectedLife | 5 | 582939 | New Construction | AccessibilityPerformance | WarrantyGuarantorParts | 89.713523 | FIXED | Unit B Sanitary | CodePerformance | 310491 | 0.260417 | Level 1 | 0.130208 | 133104 | 0.000000 | 133100 | Reference | Elbow - Generic | 40 mm-40 mm | 133133,133135,133137,133139,133141,133143,133145,310734,311068,311069,311070 | 1m8dAeHvDBxxrwZJ_6QGkg | Color | 33 | M_Elbow - Generic:Elbow - Generic:Elbow - Generic:582939 |  | InstallationDate | 133105 | WarrantyGuarantorLabor | 0.103647 | 0.065617 | 0.131234 | Features | TagNumber | 0.150288 | BarCode | Sanitary | Regular 45, 90 and 180 Elbow | 0.130208 | Constituents | T | 0.151042 | SerialNumber | WarrantyStartDate | AssetIdentifier | Level : Level 1 | -0.577100 | 167 | ReplacementCost | M_Pipe Fitting - Generic.csv | Pipework Fittings | Finish | Grade | Material | ModelReference | NominalHeight | NominalLength | NominalWidth | ProductionYear | Shape | SustainabilityPerformance | WarrantyDescription | WarrantyDurationLabor | WarrantyDurationParts | ModelLabel | Manufacturer | 23.60.30.11.14
136038 | Level 1 | ExpectedLife | 5 | 582943 | New Construction | AccessibilityPerformance | WarrantyGuarantorParts | 90.000000 | FIXED | Unit B Sanitary | CodePerformance | 310491 | 0.260417 | Level 1 | 0.130208 | 136037 | 0.000000 | 136034 | Reference | Elbow - Generic | 40 mm-40 mm | 136066,136068,136070,136072,136074,136076,136078,310737,311068,311069,311070 | 3eknGnFy5CJQhRXYLso9rx | Color | 33 | M_Elbow - Generic:Elbow - Generic:Elbow - Generic:582943 |  | InstallationDate | 136038 | WarrantyGuarantorLabor | 0.104167 | 0.065617 | 0.131234 | Features | TagNumber | 0.151042 | BarCode | Sanitary | Regular 45, 90 and 180 Elbow | 0.130208 | Constituents | T | 0.151042 | SerialNumber | WarrantyStartDate | AssetIdentifier | Level : Level 1 | -0.578060 | 173 | ReplacementCost | M_Pipe Fitting - Generic.csv | Pipework Fittings | Finish | Grade | Material | ModelReference | NominalHeight | NominalLength | NominalWidth | ProductionYear | Shape | SustainabilityPerformance | WarrantyDescription | WarrantyDurationLabor | WarrantyDurationParts | ModelLabel | Manufacturer | 23.60.30.11.14
139060 | Level 1 | ExpectedLife | 5 | 582948 | New Construction | AccessibilityPerformance | WarrantyGuarantorParts | 90.000000 | FIXED | Unit B Sanitary | CodePerformance | 310491 | 0.114583 | Level 1 | 0.057292 | 139059 | 0.000000 | 139056 | Reference | Elbow - Generic | 32 mm-32 mm | 139088,139090,139092,139094,139096,139098,139100,310741,311068,311069,311070 | 1SO1ux5hD1HBU4JXheRTqv | Color | 33 | M_Elbow - Generic:Elbow - Generic:Elbow - Generic:582948 |  | InstallationDate | 139060 | WarrantyGuarantorLabor | 0.045833 | 0.052493 | 0.104987 | Features | TagNumber | 0.078125 | BarCode | Sanitary | Regular 45, 90 and 180 Elbow | 0.057292 | Constituents | T | 0.078125 | SerialNumber | WarrantyStartDate | AssetIdentifier | Level : Level 1 | -0.581253 | 185 | ReplacementCost | M_Pipe Fitting - Generic.csv | Pipework Fittings | Finish | Grade | Material | ModelReference | NominalHeight | NominalLength | NominalWidth | ProductionYear | Shape | SustainabilityPerformance | WarrantyDescription | WarrantyDurationLabor | WarrantyDurationParts | ModelLabel | Manufacturer | 23.60.30.11.14
140520 | Level 1 | ExpectedLife | 5 | 582949 | New Construction | AccessibilityPerformance | WarrantyGuarantorParts | 90.000000 | FIXED | Unit B Sanitary | CodePerformance | 310491 | 0.260417 | Level 1 | 0.130208 | 140519 | 0.000000 | 140514 | Reference | Tee - Generic | 40 mm-40 mm-40 mm | 140549,140551,140553,140555,140557,140559,140561,310742,311065,311066,311067 | 0kIh3MZ3j0KvYZZiPn1QmO | Color | 33 | M_Tee - Generic:Tee - Generic:Tee - Generic:582949 |  | InstallationDate | 140520 | WarrantyGuarantorLabor | 0.104167 | 0.065617 | 0.131234 | Features | TagNumber | 0.171875 | BarCode | Sanitary | Tee | 0.130208 | Constituents | T |  | SerialNumber | WarrantyStartDate | AssetIdentifier | Level : Level 1 | -0.581287 | 186 | ReplacementCost | M_Pipe Fitting - Generic.csv | Pipework Fittings | Finish | Grade | Material | ModelReference | NominalHeight | NominalLength | NominalWidth | ProductionYear | Shape | SustainabilityPerformance | WarrantyDescription | WarrantyDurationLabor | WarrantyDurationParts | ModelLabel | Manufacturer | 23.60.30.11.14 | 0.171875 | 90.000000
143595 | Level 1 | ExpectedLife | 5 | 582954 | New Construction | AccessibilityPerformance | WarrantyGuarantorParts | 90.000000 | FIXED | Unit B Sanitary | CodePerformance | 310491 | 0.177083 | Level 1 | 0.088542 | 143594 | 0.000000 | 143591 | Reference | Elbow - Generic | 50 mm-50 mm | 143623,143625,143627,143629,143631,143633,143635,310746,311068,311069,311070 | 0yIUDjMir0Uf4bkB$wjECb | Color | 33 | M_Elbow - Generic:Elbow - Generic:Elbow - Generic:582954 |  | InstallationDate | 143595 | WarrantyGuarantorLabor | 0.070833 | 0.082021 | 0.164042 | Features | TagNumber | 0.109375 | BarCode | Sanitary | Regular 45, 90 and 180 Elbow | 0.088542 | Constituents | T | 0.109375 | SerialNumber | WarrantyStartDate | AssetIdentifier | Level : Level 1 | -0.584628 | 200 | ReplacementCost | M_Pipe Fitting - Generic.csv | Pipework Fittings | Finish | Grade | Material | ModelReference | NominalHeight | NominalLength | NominalWidth | ProductionYear | Shape | SustainabilityPerformance | WarrantyDescription | WarrantyDurationLabor | WarrantyDurationParts | ModelLabel | Manufacturer | 23.60.30.11.14
143645 | Level 1 | ExpectedLife | 5 | 582955 | New Construction | AccessibilityPerformance | WarrantyGuarantorParts | 90.000000 | FIXED | Unit B Sanitary | CodePerformance | 310491 | 0.260417 | Level 1 | 0.130208 | 143644 | 0.000000 | 143639 | Reference | Tee - Generic | 40 mm-40 mm-40 mm | 143674,143676,143678,143680,143682,143684,143686,310742,311065,311066,311067 | 2h405XijT83A$BX7w5ki4T | Color | 33 | M_Tee - Generic:Tee - Generic:Tee - Generic:582955 |  | InstallationDate | 143645 | WarrantyGuarantorLabor | 0.104167 | 0.065617 | 0.131234 | Features | TagNumber | 0.171875 | BarCode | Sanitary | Tee | 0.130208 | Constituents | T |  | SerialNumber | WarrantyStartDate | AssetIdentifier | Level : Level 1 | -0.584662 | 201 | ReplacementCost | M_Pipe Fitting - Generic.csv | Pipework Fittings | Finish | Grade | Material | ModelReference | NominalHeight | NominalLength | NominalWidth | ProductionYear | Shape | SustainabilityPerformance | WarrantyDescription | WarrantyDurationLabor | WarrantyDurationParts | ModelLabel | Manufacturer | 23.60.30.11.14 | 0.171875 | 90.000000
145513 | Level 1 | ExpectedLife | 5 | 582959 | New Construction | AccessibilityPerformance | WarrantyGuarantorParts | 90.286477 | FIXED | Unit B Sanitary | CodePerformance | 310491 | 0.260417 | Level 1 | 0.130208 | 145512 | 0.000000 | 145509 | Reference | Tee - Generic | 40 mm-40 mm-40 mm | 145542,145544,145546,145548,145550,145552,145554,310749,311065,311066,311067 | 3fo0d8AiP5_eueMjA3oF0Y | Color | 33 | M_Tee - Generic:Tee - Generic:Tee - Generic:582959 |  | InstallationDate | 145513 | WarrantyGuarantorLabor | 0.104167 | 0.065617 | 0.131234 | Features | TagNumber | 0.171875 | BarCode | Sanitary | Tee | 0.130208 | Constituents | T |  | SerialNumber | WarrantyStartDate | AssetIdentifier | Level : Level 1 | -0.410310 | 205 | ReplacementCost | M_Pipe Fitting - Generic.csv | Pipework Fittings | Finish | Grade | Material | ModelReference | NominalHeight | NominalLength | NominalWidth | ProductionYear | Shape | SustainabilityPerformance | WarrantyDescription | WarrantyDurationLabor | WarrantyDurationParts | ModelLabel | Manufacturer | 23.60.30.11.14 | 0.171875 | 89.713523
145742 | Level 1 | ExpectedLife | 5 | 582961 | New Construction | AccessibilityPerformance | WarrantyGuarantorParts | 89.998568 | FIXED | Unit B Sanitary | CodePerformance | 310491 | 0.260417 | Level 1 | 0.130208 | 145741 | 0.000000 | 145736 | Reference | Elbow - Generic | 40 mm-40 mm | 145770,145772,145774,145776,145778,145780,145782,310733,311068,311069,311070 | 2h405XijT83A$BX7w5ki47 | Color | 33 | M_Elbow - Generic:Elbow - Generic:Elbow - Generic:582961 |  | InstallationDate | 145742 | WarrantyGuarantorLabor | 0.104164 | 0.065617 | 0.131234 | Features | TagNumber | 0.151038 | BarCode | Sanitary | Regular 45, 90 and 180 Elbow | 0.130208 | Constituents | T | 0.151042 | SerialNumber | WarrantyStartDate | AssetIdentifier | Level : Level 1 | -0.408857 | 206 | ReplacementCost | M_Pipe Fitting - Generic.csv | Pipework Fittings | Finish | Grade | Material | ModelReference | NominalHeight | NominalLength | NominalWidth | ProductionYear | Shape | SustainabilityPerformance | WarrantyDescription | WarrantyDurationLabor | WarrantyDurationParts | ModelLabel | Manufacturer | 23.60.30.11.14
146441 | Level 1 | ExpectedLife | 5 | 582974 | New Construction | AccessibilityPerformance | WarrantyGuarantorParts | 90.286477 | FIXED | Unit B Sanitary | CodePerformance | 310491 | 0.260417 | Level 1 | 0.130208 | 146440 | 0.000000 | 146437 | Reference | Tee - Generic | 40 mm-40 mm-40 mm | 146470,146472,146474,146476,146478,146480,146482,310749,311065,311066,311067 | 2h405XijT83A$BX7w5ki48 | Color | 33 | M_Tee - Generic:Tee - Generic:Tee - Generic:582974 |  | InstallationDate | 146441 | WarrantyGuarantorLabor | 0.104167 | 0.065617 | 0.131234 | Features | TagNumber | 0.171875 | BarCode | Sanitary | Tee | 0.130208 | Constituents | T |  | SerialNumber | WarrantyStartDate | AssetIdentifier | Level : Level 1 | 2.727543 | 229 | ReplacementCost | M_Pipe Fitting - Generic.csv | Pipework Fittings | Finish | Grade | Material | ModelReference | NominalHeight | NominalLength | NominalWidth | ProductionYear | Shape | SustainabilityPerformance | WarrantyDescription | WarrantyDurationLabor | WarrantyDurationParts | ModelLabel | Manufacturer | 23.60.30.11.14 | 0.171875 | 89.713523
149523 | Level 1 | ExpectedLife | 5 | 582978 | New Construction | AccessibilityPerformance | WarrantyGuarantorParts | 90.000000 | FIXED | Unit B Sanitary | CodePerformance | 310491 | 0.114583 | Level 2 | 0.057292 | 149522 | 0.000000 | 149519 | Reference | Elbow - Generic | 40 mm-40 mm | 149551,149553,149555,149557,149559,149561,149563,310757,311068,311069,311070 | 00BuoG3xf1n8QElM_9VYaq | Color | 33 | M_Elbow - Generic:Elbow - Generic:Elbow - Generic:582978 |  | InstallationDate | 149523 | WarrantyGuarantorLabor | 0.045833 | 0.065617 | 0.131234 | Features | TagNumber | 0.078125 | BarCode | Sanitary | Regular 45, 90 and 180 Elbow | 0.057292 | Constituents | T | 0.078125 | SerialNumber | WarrantyStartDate | AssetIdentifier | Level : Level 2 | -0.366508 | 245 | ReplacementCost | M_Pipe Fitting - Generic.csv | Pipework Fittings | Finish | Grade | Material | ModelReference | NominalHeight | NominalLength | NominalWidth | ProductionYear | Shape | SustainabilityPerformance | WarrantyDescription | WarrantyDurationLabor | WarrantyDurationParts | ModelLabel | Manufacturer | 23.60.30.11.14
149573 | Level 1 | ExpectedLife | 5 | 582979 | New Construction | AccessibilityPerformance | WarrantyGuarantorParts | 90.000000 | FIXED | Unit B Sanitary | CodePerformance | 310491 | 0.260417 | Level 2 | 0.130208 | 149572 | 0.000000 | 149567 | Reference | Tee - Generic | 40 mm-40 mm-40 mm | 149602,149604,149606,149608,149610,149612,149614,310742,311065,311066,311067 | 2h405XijT83A$BX7w5ki5r | Color | 33 | M_Tee - Generic:Tee - Generic:Tee - Generic:582979 |  | InstallationDate | 149573 | WarrantyGuarantorLabor | 0.104167 | 0.065617 | 0.131234 | Features | TagNumber | 0.171875 | BarCode | Sanitary | Tee | 0.130208 | Constituents | T |  | SerialNumber | WarrantyStartDate | AssetIdentifier | Level : Level 2 | -0.366508 | 246 | ReplacementCost | M_Pipe Fitting - Generic.csv | Pipework Fittings | Finish | Grade | Material | ModelReference | NominalHeight | NominalLength | NominalWidth | ProductionYear | Shape | SustainabilityPerformance | WarrantyDescription | WarrantyDurationLabor | WarrantyDurationParts | ModelLabel | Manufacturer | 23.60.30.11.14 | 0.171875 | 90.000000
150246 | Level 1 | ExpectedLife | 5 | 582984 | New Construction | AccessibilityPerformance | WarrantyGuarantorParts | 90.000000 | FIXED | Unit B Sanitary | CodePerformance | 310491 | 0.260417 | Level 2 | 0.130208 | 150245 | 0.000000 | 150242 | Reference | Elbow - Generic | 40 mm-40 mm | 150274,150276,150278,150280,150282,150284,150286,310737,311068,311069,311070 | 2h405XijT83A$BX7w5ki5_ | Color | 33 | M_Elbow - Generic:Elbow - Generic:Elbow - Generic:582984 |  | InstallationDate | 150246 | WarrantyGuarantorLabor | 0.104167 | 0.065617 | 0.131234 | Features | TagNumber | 0.151042 | BarCode | Sanitary | Regular 45, 90 and 180 Elbow | 0.130208 | Constituents | T | 0.151042 | SerialNumber | WarrantyStartDate | AssetIdentifier | Level : Level 2 | -0.370733 | 253 | ReplacementCost | M_Pipe Fitting - Generic.csv | Pipework Fittings | Finish | Grade | Material | ModelReference | NominalHeight | NominalLength | NominalWidth | ProductionYear | Shape | SustainabilityPerformance | WarrantyDescription | WarrantyDurationLabor | WarrantyDurationParts | ModelLabel | Manufacturer | 23.60.30.11.14
150296 | Level 1 | ExpectedLife | 5 | 582985 | New Construction | AccessibilityPerformance | WarrantyGuarantorParts | 90.000000 | FIXED | Unit B Sanitary | CodePerformance | 310491 | 0.260417 | Level 2 | 0.130208 | 150295 | 0.000000 | 150290 | Reference | Tee - Generic | 40 mm-40 mm-40 mm | 150325,150327,150329,150331,150333,150335,150337,310742,311065,311066,311067 | 2h405XijT83A$BX7w5ki5$ | Color | 33 | M_Tee - Generic:Tee - Generic:Tee - Generic:582985 |  | InstallationDate | 150296 | WarrantyGuarantorLabor | 0.104167 | 0.065617 | 0.131234 | Features | TagNumber | 0.171875 | BarCode | Sanitary | Tee | 0.130208 | Constituents | T |  | SerialNumber | WarrantyStartDate | AssetIdentifier | Level : Level 2 | -0.370733 | 254 | ReplacementCost | M_Pipe Fitting - Generic.csv | Pipework Fittings | Finish | Grade | Material | ModelReference | NominalHeight | NominalLength | NominalWidth | ProductionYear | Shape | SustainabilityPerformance | WarrantyDescription | WarrantyDurationLabor | WarrantyDurationParts | ModelLabel | Manufacturer | 23.60.30.11.14 | 0.171875 | 90.000000
154093 | Level 1 | ExpectedLife | 5 | 582993 | New Construction | AccessibilityPerformance | WarrantyGuarantorParts | 90.000000 | FIXED | Unit B Sanitary | CodePerformance | 310491 | 0.135417 | Level 2 | 0.067708 | 154092 | 0.000000 | 154089 | Reference | Elbow - Generic | 40 mm-40 mm | 154121,154123,154125,154127,154129,154131,154133,310768,311068,311069,311070 | 0C3le$8kz2TRXfg7YEwnHk | Color | 33 | M_Elbow - Generic:Elbow - Generic:Elbow - Generic:582993 |  | InstallationDate | 154093 | WarrantyGuarantorLabor | 0.054167 | 0.065617 | 0.131234 | Features | TagNumber | 0.088542 | BarCode | Sanitary | Regular 45, 90 and 180 Elbow | 0.067708 | Constituents | T | 0.088542 | SerialNumber | WarrantyStartDate | AssetIdentifier | Level : Level 2 | -0.217368 | 267 | ReplacementCost | M_Pipe Fitting - Generic.csv | Pipework Fittings | Finish | Grade | Material | ModelReference | NominalHeight | NominalLength | NominalWidth | ProductionYear | Shape | SustainabilityPerformance | WarrantyDescription | WarrantyDurationLabor | WarrantyDurationParts | ModelLabel | Manufacturer | 23.60.30.11.14
154143 | Level 1 | ExpectedLife | 5 | 582994 | New Construction | AccessibilityPerformance | WarrantyGuarantorParts | 90.000000 | FIXED | Unit B Sanitary | CodePerformance | 310491 | 0.135417 | Level 2 | 0.067708 | 154142 | 0.000000 | 154137 | Reference | Elbow - Generic | 40 mm-40 mm | 154171,154173,154175,154177,154179,154181,154183,310768,311068,311069,311070 | 2h405XijT83A$BX7w5ki5a | Color | 33 | M_Elbow - Generic:Elbow - Generic:Elbow - Generic:582994 |  | InstallationDate | 154143 | WarrantyGuarantorLabor | 0.054167 | 0.065617 | 0.131234 | Features | TagNumber | 0.088542 | BarCode | Sanitary | Regular 45, 90 and 180 Elbow | 0.067708 | Constituents | T | 0.088542 | SerialNumber | WarrantyStartDate | AssetIdentifier | Level : Level 2 | -0.217391 | 268 | ReplacementCost | M_Pipe Fitting - Generic.csv | Pipework Fittings | Finish | Grade | Material | ModelReference | NominalHeight | NominalLength | NominalWidth | ProductionYear | Shape | SustainabilityPerformance | WarrantyDescription | WarrantyDurationLabor | WarrantyDurationParts | ModelLabel | Manufacturer | 23.60.30.11.14
157502 | Level 1 | ExpectedLife | 5 | 583005 | New Construction | AccessibilityPerformance | WarrantyGuarantorParts | 90.000000 | FIXED | Unit A Sanitary | CodePerformance | 310491 | 0.177083 | Level 1 | 0.088542 | 157501 | 0.000000 | 157498 | Reference | Elbow - Generic | 40 mm-40 mm | 157530,157532,157534,157536,157538,157540,157542,310773,311068,311069,311070 | 0ByEBySwz3jvSlLfX2VHKk | Color | 33 | M_Elbow - Generic:Elbow - Generic:Elbow - Generic:583005 |  | InstallationDate | 157502 | WarrantyGuarantorLabor | 0.070833 | 0.065617 | 0.131234 | Features | TagNumber | 0.109375 | BarCode | Sanitary | Regular 45, 90 and 180 Elbow | 0.088542 | Constituents | T | 0.109375 | SerialNumber | WarrantyStartDate | AssetIdentifier | Level : Level 1 | -0.570473 | 279 | ReplacementCost | M_Pipe Fitting - Generic.csv | Pipework Fittings | Finish | Grade | Material | ModelReference | NominalHeight | NominalLength | NominalWidth | ProductionYear | Shape | SustainabilityPerformance | WarrantyDescription | WarrantyDurationLabor | WarrantyDurationParts | ModelLabel | Manufacturer | 23.60.30.11.14
157551 | Level 1 | ExpectedLife | 5 | 583006 | New Construction | AccessibilityPerformance | WarrantyGuarantorParts | 90.000000 | FIXED | Unit A Sanitary | CodePerformance | 310491 | 0.177083 | Level 1 | 0.088542 | 157550 | 0.000000 | 157546 | Reference | Elbow - Generic | 40 mm-40 mm | 157579,157581,157583,157585,157587,157589,157591,310773,311068,311069,311070 | 2h405XijT83A$BX7w5ki5e | Color | 33 | M_Elbow - Generic:Elbow - Generic:Elbow - Generic:583006 |  | InstallationDate | 157551 | WarrantyGuarantorLabor | 0.070833 | 0.065617 | 0.131234 | Features | TagNumber | 0.109375 | BarCode | Sanitary | Regular 45, 90 and 180 Elbow | 0.088542 | Constituents | T | 0.109375 | SerialNumber | WarrantyStartDate | AssetIdentifier | Level : Level 1 | -0.570473 | 280 | ReplacementCost | M_Pipe Fitting - Generic.csv | Pipework Fittings | Finish | Grade | Material | ModelReference | NominalHeight | NominalLength | NominalWidth | ProductionYear | Shape | SustainabilityPerformance | WarrantyDescription | WarrantyDurationLabor | WarrantyDurationParts | ModelLabel | Manufacturer | 23.60.30.11.14
157956 | Level 1 | ExpectedLife | 5 | 583010 | New Construction | AccessibilityPerformance | WarrantyGuarantorParts | 90.000000 | FIXED | Unit A Sanitary | CodePerformance | 310491 | 0.114583 | Level 1 | 0.057292 | 157955 | 0.000000 | 157952 | Reference | Elbow - Generic | 40 mm-40 mm | 157984,157986,157988,157990,157992,157994,157996,310757,311068,311069,311070 | 2h405XijT83A$BX7w5ki5K | Color | 33 | M_Elbow - Generic:Elbow - Generic:Elbow - Generic:583010 |  | InstallationDate | 157956 | WarrantyGuarantorLabor | 0.045833 | 0.065617 | 0.131234 | Features | TagNumber | 0.078125 | BarCode | Sanitary | Regular 45, 90 and 180 Elbow | 0.057292 | Constituents | T | 0.078125 | SerialNumber | WarrantyStartDate | AssetIdentifier | Level : Level 1 | -0.573848 | 287 | ReplacementCost | M_Pipe Fitting - Generic.csv | Pipework Fittings | Finish | Grade | Material | ModelReference | NominalHeight | NominalLength | NominalWidth | ProductionYear | Shape | SustainabilityPerformance | WarrantyDescription | WarrantyDurationLabor | WarrantyDurationParts | ModelLabel | Manufacturer | 23.60.30.11.14
158006 | Level 1 | ExpectedLife | 5 | 583011 | New Construction | AccessibilityPerformance | WarrantyGuarantorParts | 90.000000 | FIXED | Unit A Sanitary | CodePerformance | 310491 | 0.260417 | Level 1 | 0.130208 | 158005 | 0.000000 | 158000 | Reference | Tee - Generic | 40 mm-40 mm-40 mm | 158035,158037,158039,158041,158043,158045,158047,310742,311065,311066,311067 | 2h405XijT83A$BX7w5ki5L | Color | 33 | M_Tee - Generic:Tee - Generic:Tee - Generic:583011 |  | InstallationDate | 158006 | WarrantyGuarantorLabor | 0.104167 | 0.065617 | 0.131234 | Features | TagNumber | 0.171875 | BarCode | Sanitary | Tee | 0.130208 | Constituents | T |  | SerialNumber | WarrantyStartDate | AssetIdentifier | Level : Level 1 | -0.573948 | 288 | ReplacementCost | M_Pipe Fitting - Generic.csv | Pipework Fittings | Finish | Grade | Material | ModelReference | NominalHeight | NominalLength | NominalWidth | ProductionYear | Shape | SustainabilityPerformance | WarrantyDescription | WarrantyDurationLabor | WarrantyDurationParts | ModelLabel | Manufacturer | 23.60.30.11.14 | 0.171875 | 90.000000
158619 | Level 1 | ExpectedLife | 5 | 583016 | New Construction | AccessibilityPerformance | WarrantyGuarantorParts | 90.000000 | FIXED | Unit A Sanitary | CodePerformance | 310491 | 0.260417 | Level 1 | 0.130208 | 158618 | 0.000000 | 158615 | Reference | Elbow - Generic | 40 mm-40 mm | 158647,158649,158651,158653,158655,158657,158659,310737,311068,311069,311070 | 2h405XijT83A$BX7w5ki5U | Color | 33 | M_Elbow - Generic:Elbow - Generic:Elbow - Generic:583016 |  | InstallationDate | 158619 | WarrantyGuarantorLabor | 0.104167 | 0.065617 | 0.131234 | Features | TagNumber | 0.151042 | BarCode | Sanitary | Regular 45, 90 and 180 Elbow | 0.130208 | Constituents | T | 0.151042 | SerialNumber | WarrantyStartDate | AssetIdentifier | Level : Level 1 | -0.577042 | 295 | ReplacementCost | M_Pipe Fitting - Generic.csv | Pipework Fittings | Finish | Grade | Material | ModelReference | NominalHeight | NominalLength | NominalWidth | ProductionYear | Shape | SustainabilityPerformance | WarrantyDescription | WarrantyDurationLabor | WarrantyDurationParts | ModelLabel | Manufacturer | 23.60.30.11.14
158669 | Level 1 | ExpectedLife | 5 | 583017 | New Construction | AccessibilityPerformance | WarrantyGuarantorParts | 90.000000 | FIXED | Unit A Sanitary | CodePerformance | 310491 | 0.260417 | Level 1 | 0.130208 | 158668 | 0.000000 | 158663 | Reference | Tee - Generic | 40 mm-40 mm-40 mm | 158698,158700,158702,158704,158706,158708,158710,310742,311065,311066,311067 | 2h405XijT83A$BX7w5ki5V | Color | 33 | M_Tee - Generic:Tee - Generic:Tee - Generic:583017 |  | InstallationDate | 158669 | WarrantyGuarantorLabor | 0.104167 | 0.065617 | 0.131234 | Features | TagNumber | 0.171875 | BarCode | Sanitary | Tee | 0.130208 | Constituents | T |  | SerialNumber | WarrantyStartDate | AssetIdentifier | Level : Level 1 | -0.577142 | 296 | ReplacementCost | M_Pipe Fitting - Generic.csv | Pipework Fittings | Finish | Grade | Material | ModelReference | NominalHeight | NominalLength | NominalWidth | ProductionYear | Shape | SustainabilityPerformance | WarrantyDescription | WarrantyDurationLabor | WarrantyDurationParts | ModelLabel | Manufacturer | 23.60.30.11.14 | 0.171875 | 90.000000
158928 | Level 1 | ExpectedLife | 5 | 583031 | New Construction | AccessibilityPerformance | WarrantyGuarantorParts | 90.286477 | FIXED | Unit A Sanitary | CodePerformance | 310491 | 0.260417 | Level 1 | 0.130208 | 158927 | 0.000000 | 158923 | Reference | Tee - Generic | 40 mm-40 mm-40 mm | 158957,158959,158961,158963,158965,158967,158969,310749,311065,311066,311067 | 2h405XijT83A$BX7w5ki51 | Color | 33 | M_Tee - Generic:Tee - Generic:Tee - Generic:583031 |  | InstallationDate | 158928 | WarrantyGuarantorLabor | 0.104167 | 0.065617 | 0.131234 | Features | TagNumber | 0.171875 | BarCode | Sanitary | Tee | 0.130208 | Constituents | T |  | SerialNumber | WarrantyStartDate | AssetIdentifier | Level : Level 1 | -0.578965 | 322 | ReplacementCost | M_Pipe Fitting - Generic.csv | Pipework Fittings | Finish | Grade | Material | ModelReference | NominalHeight | NominalLength | NominalWidth | ProductionYear | Shape | SustainabilityPerformance | WarrantyDescription | WarrantyDurationLabor | WarrantyDurationParts | ModelLabel | Manufacturer | 23.60.30.11.14 | 0.171875 | 89.713523
159389 | Level 1 | ExpectedLife | 5 | 583034 | New Construction | AccessibilityPerformance | WarrantyGuarantorParts | 90.286477 | FIXED | Unit A Sanitary | CodePerformance | 310491 | 0.260417 | Level 1 | 0.130208 | 159388 | 0.000000 | 159385 | Reference | Tee - Generic | 40 mm-40 mm-40 mm | 159418,159420,159422,159424,159426,159428,159430,310749,311065,311066,311067 | 2h405XijT83A$BX7w5ki5C | Color | 33 | M_Tee - Generic:Tee - Generic:Tee - Generic:583034 |  | InstallationDate | 159389 | WarrantyGuarantorLabor | 0.104167 | 0.065617 | 0.131234 | Features | TagNumber | 0.171875 | BarCode | Sanitary | Tee | 0.130208 | Constituents | T |  | SerialNumber | WarrantyStartDate | AssetIdentifier | Level : Level 1 | 2.720724 | 325 | ReplacementCost | M_Pipe Fitting - Generic.csv | Pipework Fittings | Finish | Grade | Material | ModelReference | NominalHeight | NominalLength | NominalWidth | ProductionYear | Shape | SustainabilityPerformance | WarrantyDescription | WarrantyDurationLabor | WarrantyDurationParts | ModelLabel | Manufacturer | 23.60.30.11.14 | 0.171875 | 89.713523
160460 | Level 1 | ExpectedLife | 5 | 583040 | New Construction | AccessibilityPerformance | WarrantyGuarantorParts | 90.000000 | FIXED | Unit A Sanitary | CodePerformance | 310491 | 0.135417 | Level 2 | 0.067708 | 160459 | 0.000000 | 160456 | Reference | Elbow - Generic | 40 mm-40 mm | 160488,160490,160492,160494,160496,160498,160500,310768,311068,311069,311070 | 2h405XijT83A$BX7w5ki6s | Color | 33 | M_Elbow - Generic:Elbow - Generic:Elbow - Generic:583040 |  | InstallationDate | 160460 | WarrantyGuarantorLabor | 0.054167 | 0.065617 | 0.131234 | Features | TagNumber | 0.088542 | BarCode | Sanitary | Regular 45, 90 and 180 Elbow | 0.067708 | Constituents | T | 0.088542 | SerialNumber | WarrantyStartDate | AssetIdentifier | Level : Level 2 | -0.227874 | 330 | ReplacementCost | M_Pipe Fitting - Generic.csv | Pipework Fittings | Finish | Grade | Material | ModelReference | NominalHeight | NominalLength | NominalWidth | ProductionYear | Shape | SustainabilityPerformance | WarrantyDescription | WarrantyDurationLabor | WarrantyDurationParts | ModelLabel | Manufacturer | 23.60.30.11.14
160917 | Level 1 | ExpectedLife | 5 | 583043 | New Construction | AccessibilityPerformance | WarrantyGuarantorParts | 90.000000 | FIXED | Unit A Sanitary | CodePerformance | 310491 | 0.260417 | Level 2 | 0.130208 | 160916 | 0.000000 | 160913 | Reference | Elbow - Generic | 40 mm-40 mm | 160945,160947,160949,160951,160953,160955,160957,310737,311068,311069,311070 | 2h405XijT83A$BX7w5ki6r | Color | 33 | M_Elbow - Generic:Elbow - Generic:Elbow - Generic:583043 |  | InstallationDate | 160917 | WarrantyGuarantorLabor | 0.104167 | 0.065617 | 0.131234 | Features | TagNumber | 0.151042 | BarCode | Sanitary | Regular 45, 90 and 180 Elbow | 0.130208 | Constituents | T | 0.151042 | SerialNumber | WarrantyStartDate | AssetIdentifier | Level : Level 2 | -0.376801 | 336 | ReplacementCost | M_Pipe Fitting - Generic.csv | Pipework Fittings | Finish | Grade | Material | ModelReference | NominalHeight | NominalLength | NominalWidth | ProductionYear | Shape | SustainabilityPerformance | WarrantyDescription | WarrantyDurationLabor | WarrantyDurationParts | ModelLabel | Manufacturer | 23.60.30.11.14
160967 | Level 1 | ExpectedLife | 5 | 583044 | New Construction | AccessibilityPerformance | WarrantyGuarantorParts | 90.000000 | FIXED | Unit A Sanitary | CodePerformance | 310491 | 0.260417 | Level 2 | 0.130208 | 160966 | 0.000000 | 160961 | Reference | Tee - Generic | 40 mm-40 mm-40 mm | 160996,160998,161000,161002,161004,161006,161008,310742,311065,311066,311067 | 2h405XijT83A$BX7w5ki6o | Color | 33 | M_Tee - Generic:Tee - Generic:Tee - Generic:583044 |  | InstallationDate | 160967 | WarrantyGuarantorLabor | 0.104167 | 0.065617 | 0.131234 | Features | TagNumber | 0.171875 | BarCode | Sanitary | Tee | 0.130208 | Constituents | T |  | SerialNumber | WarrantyStartDate | AssetIdentifier | Level : Level 2 | -0.376801 | 337 | ReplacementCost | M_Pipe Fitting - Generic.csv | Pipework Fittings | Finish | Grade | Material | ModelReference | NominalHeight | NominalLength | NominalWidth | ProductionYear | Shape | SustainabilityPerformance | WarrantyDescription | WarrantyDurationLabor | WarrantyDurationParts | ModelLabel | Manufacturer | 23.60.30.11.14 | 0.171875 | 90.000000
161618 | Level 1 | ExpectedLife | 5 | 583048 | New Construction | AccessibilityPerformance | WarrantyGuarantorParts | 90.000000 | FIXED | Unit A Sanitary | CodePerformance | 310491 | 0.114583 | Level 2 | 0.057292 | 161617 | 0.000000 | 161614 | Reference | Elbow - Generic | 40 mm-40 mm | 161646,161648,161650,161652,161654,161656,161658,310757,311068,311069,311070 | 2h405XijT83A$BX7w5ki6_ | Color | 33 | M_Elbow - Generic:Elbow - Generic:Elbow - Generic:583048 |  | InstallationDate | 161618 | WarrantyGuarantorLabor | 0.045833 | 0.065617 | 0.131234 | Features | TagNumber | 0.078125 | BarCode | Sanitary | Regular 45, 90 and 180 Elbow | 0.057292 | Constituents | T | 0.078125 | SerialNumber | WarrantyStartDate | AssetIdentifier | Level : Level 2 | -0.372573 | 344 | ReplacementCost | M_Pipe Fitting - Generic.csv | Pipework Fittings | Finish | Grade | Material | ModelReference | NominalHeight | NominalLength | NominalWidth | ProductionYear | Shape | SustainabilityPerformance | WarrantyDescription | WarrantyDurationLabor | WarrantyDurationParts | ModelLabel | Manufacturer | 23.60.30.11.14
161668 | Level 1 | ExpectedLife | 5 | 583049 | New Construction | AccessibilityPerformance | WarrantyGuarantorParts | 90.000000 | FIXED | Unit A Sanitary | CodePerformance | 310491 | 0.260417 | Level 2 | 0.130208 | 161667 | 0.000000 | 161662 | Reference | Tee - Generic | 40 mm-40 mm-40 mm | 161697,161699,161701,161703,161705,161707,161709,310742,311065,311066,311067 | 2h405XijT83A$BX7w5ki6$ | Color | 33 | M_Tee - Generic:Tee - Generic:Tee - Generic:583049 |  | InstallationDate | 161668 | WarrantyGuarantorLabor | 0.104167 | 0.065617 | 0.131234 | Features | TagNumber | 0.171875 | BarCode | Sanitary | Tee | 0.130208 | Constituents | T |  | SerialNumber | WarrantyStartDate | AssetIdentifier | Level : Level 2 | -0.372573 | 345 | ReplacementCost | M_Pipe Fitting - Generic.csv | Pipework Fittings | Finish | Grade | Material | ModelReference | NominalHeight | NominalLength | NominalWidth | ProductionYear | Shape | SustainabilityPerformance | WarrantyDescription | WarrantyDurationLabor | WarrantyDurationParts | ModelLabel | Manufacturer | 23.60.30.11.14 | 0.171875 | 90.000000
163798 | Level 1 | ExpectedLife | 5 | 583057 | New Construction | AccessibilityPerformance | WarrantyGuarantorParts | 90.000000 | FIXED | Unit B Domestic Cold Water | CodePerformance | 310491 | 0.052083 | Level 1 | 0.026042 | 163797 | 0.000000 | 163794 | Reference | Elbow - Generic | 15 mm-15 mm | 163826,163828,163830,163832,163834,163836,163838,310798,311068,311069,311070 | 3fXw$T4W993uTpDnaBqucZ | Color | 33 | M_Elbow - Generic:Elbow - Generic:Elbow - Generic:583057 |  | InstallationDate | 163798 | WarrantyGuarantorLabor | 0.020833 | 0.024606 | 0.049213 | Features | TagNumber | 0.046875 | BarCode | Domestic Cold Water | Regular 45, 90 and 180 Elbow | 0.026042 | Constituents | T | 0.046875 | SerialNumber | WarrantyStartDate | AssetIdentifier | Level : Level 1 | -0.460000 | 380 | ReplacementCost | M_Pipe Fitting - Generic.csv | Pipework Fittings | Finish | Grade | Material | ModelReference | NominalHeight | NominalLength | NominalWidth | ProductionYear | Shape | SustainabilityPerformance | WarrantyDescription | WarrantyDurationLabor | WarrantyDurationParts | ModelLabel | Manufacturer | 23.60.30.11.14
163846 | Level 1 | ExpectedLife | 5 | 583058 | New Construction | AccessibilityPerformance | WarrantyGuarantorParts | 90.000000 | FIXED | Unit B Domestic Cold Water | CodePerformance | 310491 | 0.093750 | Level 1 | 0.046875 | 163845 | 0.000000 | 163842 | Reference | Tee - Generic | 25 mm-25 mm-25 mm | 163875,163877,163879,163881,163883,163885,163887,310567,311065,311066,311067 | 2h405XijT83A$BX7w5ki6a | Color | 33 | M_Tee - Generic:Tee - Generic:Tee - Generic:583058 |  | InstallationDate | 163846 | WarrantyGuarantorLabor | 0.037500 | 0.041010 | 0.082021 | Features | TagNumber | 0.088542 | BarCode | Domestic Cold Water | Tee | 0.046875 | Constituents | T |  | SerialNumber | WarrantyStartDate | AssetIdentifier | Level : Level 1 | -0.460000 | 381 | ReplacementCost | M_Pipe Fitting - Generic.csv | Pipework Fittings | Finish | Grade | Material | ModelReference | NominalHeight | NominalLength | NominalWidth | ProductionYear | Shape | SustainabilityPerformance | WarrantyDescription | WarrantyDurationLabor | WarrantyDurationParts | ModelLabel | Manufacturer | 23.60.30.11.14 | 0.088542 | 90.000000
164676 | Level 1 | ExpectedLife | 5 | 583060 | New Construction | AccessibilityPerformance | WarrantyGuarantorParts |  | FIXED | Unit B Domestic Cold Water | CodePerformance | 310491 |  | Level 1 |  | 164675 | 0.000000 | 164672 | Reference | Transition - Generic | 25 mm-15 mm | 164713,164715,164717,164719,164721,164723,164725,310800,311078,311079,311080 | 1LAty58CH48wt3FIOhfw0T | Color | 33 | M_Transition - Generic:Transition - Generic:Transition - Generic:583060 |  | InstallationDate | 164676 | WarrantyGuarantorLabor |  |  |  | Features | TagNumber |  | BarCode | Domestic Cold Water | Reducer/Coupling/Union/Increaser |  | Constituents | T |  | SerialNumber | WarrantyStartDate | AssetIdentifier | Level : Level 1 | -0.460000 | 384 | ReplacementCost | M_Pipe Fitting - Generic.csv | Pipework Fittings | Finish | Grade | Material | ModelReference | NominalHeight | NominalLength | NominalWidth | ProductionYear | Shape | SustainabilityPerformance | WarrantyDescription | WarrantyDurationLabor | WarrantyDurationParts | ModelLabel | Manufacturer | 23.60.30.11.14 |  |  | F | T | F | 0.041010 | 0.052083 | 0.093750 | 0.026042 | 0.046875 | 0.049213 | 0.082021 | 10.000000 | 0.093750 | 10.000000 | 0.026042 | 0.046875 | 0.020833 | 0.037500 | 0.024606 | 0.041010 | 0.023438 | 0.041010
165108 | Level 1 | ExpectedLife | 5 | 583063 | New Construction | AccessibilityPerformance | WarrantyGuarantorParts | 90.000000 | FIXED | Unit B Domestic Cold Water | CodePerformance | 310491 | 0.052083 | Level 1 | 0.026042 | 165107 | 0.000000 | 165104 | Reference | Elbow - Generic | 15 mm-15 mm | 165136,165138,165140,165142,165144,165146,165148,310798,311068,311069,311070 | 2h405XijT83A$BX7w5ki6X | Color | 33 | M_Elbow - Generic:Elbow - Generic:Elbow - Generic:583063 |  | InstallationDate | 165108 | WarrantyGuarantorLabor | 0.020833 | 0.024606 | 0.049213 | Features | TagNumber | 0.046875 | BarCode | Domestic Cold Water | Regular 45, 90 and 180 Elbow | 0.026042 | Constituents | T | 0.046875 | SerialNumber | WarrantyStartDate | AssetIdentifier | Level : Level 1 | 0.469943 | 390 | ReplacementCost | M_Pipe Fitting - Generic.csv | Pipework Fittings | Finish | Grade | Material | ModelReference | NominalHeight | NominalLength | NominalWidth | ProductionYear | Shape | SustainabilityPerformance | WarrantyDescription | WarrantyDurationLabor | WarrantyDurationParts | ModelLabel | Manufacturer | 23.60.30.11.14
165156 | Level 1 | ExpectedLife | 5 | 583064 | New Construction | AccessibilityPerformance | WarrantyGuarantorParts | 90.000000 | FIXED | Unit B Domestic Cold Water | CodePerformance | 310491 | 0.093750 | Level 1 | 0.046875 | 165155 | 0.000000 | 165152 | Reference | Tee - Generic | 25 mm-25 mm-25 mm | 165185,165187,165189,165191,165193,165195,165197,310567,311065,311066,311067 | 2h405XijT83A$BX7w5ki6k | Color | 33 | M_Tee - Generic:Tee - Generic:Tee - Generic:583064 |  | InstallationDate | 165156 | WarrantyGuarantorLabor | 0.037500 | 0.041010 | 0.082021 | Features | TagNumber | 0.088542 | BarCode | Domestic Cold Water | Tee | 0.046875 | Constituents | T |  | SerialNumber | WarrantyStartDate | AssetIdentifier | Level : Level 1 | -0.460000 | 391 | ReplacementCost | M_Pipe Fitting - Generic.csv | Pipework Fittings | Finish | Grade | Material | ModelReference | NominalHeight | NominalLength | NominalWidth | ProductionYear | Shape | SustainabilityPerformance | WarrantyDescription | WarrantyDurationLabor | WarrantyDurationParts | ModelLabel | Manufacturer | 23.60.30.11.14 | 0.088542 | 90.000000
165985 | Level 1 | ExpectedLife | 5 | 583066 | New Construction | AccessibilityPerformance | WarrantyGuarantorParts |  | FIXED | Unit B Domestic Cold Water | CodePerformance | 310491 |  | Level 1 |  | 165984 | 0.000000 | 165981 | Reference | Transition - Generic | 25 mm-15 mm | 166022,166024,166026,166028,166030,166032,166034,310804,311078,311079,311080 | 1xrXmBs2P5kxDWd6hFV1sa | Color | 33 | M_Transition - Generic:Transition - Generic:Transition - Generic:583066 |  | InstallationDate | 165985 | WarrantyGuarantorLabor |  |  |  | Features | TagNumber |  | BarCode | Domestic Cold Water | Reducer/Coupling/Union/Increaser |  | Constituents | T |  | SerialNumber | WarrantyStartDate | AssetIdentifier | Level : Level 1 | -0.433013 | 394 | ReplacementCost | M_Pipe Fitting - Generic.csv | Pipework Fittings | Finish | Grade | Material | ModelReference | NominalHeight | NominalLength | NominalWidth | ProductionYear | Shape | SustainabilityPerformance | WarrantyDescription | WarrantyDurationLabor | WarrantyDurationParts | ModelLabel | Manufacturer | 23.60.30.11.14 |  |  | F | T | F | 0.041010 | 0.052083 | 0.093750 | 0.026042 | 0.046875 | 0.049213 | 0.082021 | 10.000000 | 0.093750 | 10.000000 | 0.026042 | 0.046875 | 0.020833 | 0.037500 | 0.024606 | 0.041010 | 0.023438 | 0.041010
166792 | Level 1 | ExpectedLife | 5 | 583071 | New Construction | AccessibilityPerformance | WarrantyGuarantorParts | 90.000000 | FIXED | Unit B Domestic Cold Water | CodePerformance | 310491 | 0.093750 | Level 1 | 0.046875 | 166791 | 0.000000 | 166788 | Reference | Elbow - Generic | 25 mm-25 mm | 166820,166822,166824,166826,166828,166830,166832,310558,311068,311069,311070 | 2h405XijT83A$BX7w5ki6f | Color | 33 | M_Elbow - Generic:Elbow - Generic:Elbow - Generic:583071 |  | InstallationDate | 166792 | WarrantyGuarantorLabor | 0.037500 | 0.041010 | 0.082021 | Features | TagNumber | 0.067708 | BarCode | Domestic Cold Water | Regular 45, 90 and 180 Elbow | 0.046875 | Constituents | T | 0.067708 | SerialNumber | WarrantyStartDate | AssetIdentifier | Level : Level 1 | -0.460000 | 412 | ReplacementCost | M_Pipe Fitting - Generic.csv | Pipework Fittings | Finish | Grade | Material | ModelReference | NominalHeight | NominalLength | NominalWidth | ProductionYear | Shape | SustainabilityPerformance | WarrantyDescription | WarrantyDurationLabor | WarrantyDurationParts | ModelLabel | Manufacturer | 23.60.30.11.14
167026 | Level 1 | ExpectedLife | 5 | 583073 | New Construction | AccessibilityPerformance | WarrantyGuarantorParts | 90.000000 | FIXED | Unit B Domestic Cold Water | CodePerformance | 310491 | 0.093750 | Level 1 | 0.046875 | 167025 | 0.000000 | 167022 | Reference | Elbow - Generic | 25 mm-25 mm | 167054,167056,167058,167060,167062,167064,167066,310558,311068,311069,311070 | 2h405XijT83A$BX7w5ki6N | Color | 33 | M_Elbow - Generic:Elbow - Generic:Elbow - Generic:583073 |  | InstallationDate | 167026 | WarrantyGuarantorLabor | 0.037500 | 0.041010 | 0.082021 | Features | TagNumber | 0.067708 | BarCode | Domestic Cold Water | Regular 45, 90 and 180 Elbow | 0.046875 | Constituents | T | 0.067708 | SerialNumber | WarrantyStartDate | AssetIdentifier | Level : Level 1 | -0.210000 | 945 | ReplacementCost | M_Pipe Fitting - Generic.csv | Pipework Fittings | Finish | Grade | Material | ModelReference | NominalHeight | NominalLength | NominalWidth | ProductionYear | Shape | SustainabilityPerformance | WarrantyDescription | WarrantyDurationLabor | WarrantyDurationParts | ModelLabel | Manufacturer | 23.60.30.11.14
167074 | Level 1 | ExpectedLife | 5 | 583074 | New Construction | AccessibilityPerformance | WarrantyGuarantorParts | 90.000000 | FIXED | Unit B Domestic Cold Water | CodePerformance | 310491 | 0.093750 | Level 1 | 0.046875 | 167073 | 0.000000 | 167070 | Reference | Tee - Generic | 25 mm-25 mm-25 mm | 167103,167105,167107,167109,167111,167113,167115,310567,311065,311066,311067 | 2h405XijT83A$BX7w5ki6K | Color | 33 | M_Tee - Generic:Tee - Generic:Tee - Generic:583074 |  | InstallationDate | 167074 | WarrantyGuarantorLabor | 0.037500 | 0.041010 | 0.082021 | Features | TagNumber | 0.088542 | BarCode | Domestic Cold Water | Tee | 0.046875 | Constituents | T |  | SerialNumber | WarrantyStartDate | AssetIdentifier | Level : Level 1 | -0.210000 | 415 | ReplacementCost | M_Pipe Fitting - Generic.csv | Pipework Fittings | Finish | Grade | Material | ModelReference | NominalHeight | NominalLength | NominalWidth | ProductionYear | Shape | SustainabilityPerformance | WarrantyDescription | WarrantyDurationLabor | WarrantyDurationParts | ModelLabel | Manufacturer | 23.60.30.11.14 | 0.088542 | 90.000000
167309 | Level 1 | ExpectedLife | 5 | 583081 | New Construction | AccessibilityPerformance | WarrantyGuarantorParts | 90.000000 | FIXED | Unit B Domestic Cold Water | CodePerformance | 310491 | 0.093750 | Level 2 | 0.046875 | 167308 | 0.000000 | 167305 | Reference | Tee - Generic | 25 mm-25 mm-25 mm | 167338,167340,167342,167344,167346,167348,167350,310567,311065,311066,311067 | 2h405XijT83A$BX7w5ki6V | Color | 33 | M_Tee - Generic:Tee - Generic:Tee - Generic:583081 |  | InstallationDate | 167309 | WarrantyGuarantorLabor | 0.037500 | 0.041010 | 0.082021 | Features | TagNumber | 0.088542 | BarCode | Domestic Cold Water | Tee | 0.046875 | Constituents | T |  | SerialNumber | WarrantyStartDate | AssetIdentifier | Level : Level 2 | -0.100000 | 426 | ReplacementCost | M_Pipe Fitting - Generic.csv | Pipework Fittings | Finish | Grade | Material | ModelReference | NominalHeight | NominalLength | NominalWidth | ProductionYear | Shape | SustainabilityPerformance | WarrantyDescription | WarrantyDurationLabor | WarrantyDurationParts | ModelLabel | Manufacturer | 23.60.30.11.14 | 0.088542 | 90.000000
167969 | Level 1 | ExpectedLife | 5 | 583086 | New Construction | AccessibilityPerformance | WarrantyGuarantorParts | 90.000000 | FIXED | Unit B Domestic Cold Water | CodePerformance | 310491 | 0.093750 | Level 2 | 0.046875 | 167968 | 0.000000 | 167965 | Reference | Tee - Generic | 25 mm-25 mm-25 mm | 167998,168000,168002,168004,168006,168008,168010,310567,311065,311066,311067 | 2h405XijT83A$BX7w5ki6O | Color | 33 | M_Tee - Generic:Tee - Generic:Tee - Generic:583086 |  | InstallationDate | 167969 | WarrantyGuarantorLabor | 0.037500 | 0.041010 | 0.082021 | Features | TagNumber | 0.088542 | BarCode | Domestic Cold Water | Tee | 0.046875 | Constituents | T |  | SerialNumber | WarrantyStartDate | AssetIdentifier | Level : Level 2 | -0.100000 | 444 | ReplacementCost | M_Pipe Fitting - Generic.csv | Pipework Fittings | Finish | Grade | Material | ModelReference | NominalHeight | NominalLength | NominalWidth | ProductionYear | Shape | SustainabilityPerformance | WarrantyDescription | WarrantyDurationLabor | WarrantyDurationParts | ModelLabel | Manufacturer | 23.60.30.11.14 | 0.088542 | 90.000000
168637 | Level 1 | ExpectedLife | 5 | 583091 | New Construction | AccessibilityPerformance | WarrantyGuarantorParts | 90.000000 | FIXED | Unit B Domestic Cold Water | CodePerformance | 310491 | 0.052083 | Level 2 | 0.026042 | 168636 | 0.000000 | 168633 | Reference | Elbow - Generic | 15 mm-15 mm | 168665,168667,168669,168671,168673,168675,168677,310798,311068,311069,311070 | 2h405XijT83A$BX7w5ki65 | Color | 33 | M_Elbow - Generic:Elbow - Generic:Elbow - Generic:583091 |  | InstallationDate | 168637 | WarrantyGuarantorLabor | 0.020833 | 0.024606 | 0.049213 | Features | TagNumber | 0.046875 | BarCode | Domestic Cold Water | Regular 45, 90 and 180 Elbow | 0.026042 | Constituents | T | 0.046875 | SerialNumber | WarrantyStartDate | AssetIdentifier | Level : Level 2 | -0.100000 | 453 | ReplacementCost | M_Pipe Fitting - Generic.csv | Pipework Fittings | Finish | Grade | Material | ModelReference | NominalHeight | NominalLength | NominalWidth | ProductionYear | Shape | SustainabilityPerformance | WarrantyDescription | WarrantyDurationLabor | WarrantyDurationParts | ModelLabel | Manufacturer | 23.60.30.11.14
168685 | Level 1 | ExpectedLife | 5 | 583092 | New Construction | AccessibilityPerformance | WarrantyGuarantorParts | 90.000000 | FIXED | Unit B Domestic Cold Water | CodePerformance | 310491 | 0.093750 | Level 2 | 0.046875 | 168684 | 0.000000 | 168681 | Reference | Tee - Generic | 25 mm-25 mm-25 mm | 168714,168716,168718,168720,168722,168724,168726,310567,311065,311066,311067 | 2h405XijT83A$BX7w5ki62 | Color | 33 | M_Tee - Generic:Tee - Generic:Tee - Generic:583092 |  | InstallationDate | 168685 | WarrantyGuarantorLabor | 0.037500 | 0.041010 | 0.082021 | Features | TagNumber | 0.088542 | BarCode | Domestic Cold Water | Tee | 0.046875 | Constituents | T |  | SerialNumber | WarrantyStartDate | AssetIdentifier | Level : Level 2 | -0.100000 | 454 | ReplacementCost | M_Pipe Fitting - Generic.csv | Pipework Fittings | Finish | Grade | Material | ModelReference | NominalHeight | NominalLength | NominalWidth | ProductionYear | Shape | SustainabilityPerformance | WarrantyDescription | WarrantyDurationLabor | WarrantyDurationParts | ModelLabel | Manufacturer | 23.60.30.11.14 | 0.088542 | 90.000000
168921 | Level 1 | ExpectedLife | 5 | 583094 | New Construction | AccessibilityPerformance | WarrantyGuarantorParts |  | FIXED | Unit B Domestic Cold Water | CodePerformance | 310491 |  | Level 2 |  | 168920 | 0.000000 | 168917 | Reference | Transition - Generic | 25 mm-15 mm | 168958,168960,168962,168964,168966,168968,168970,310800,311078,311079,311080 | 2h405XijT83A$BX7w5ki60 | Color | 33 | M_Transition - Generic:Transition - Generic:Transition - Generic:583094 |  | InstallationDate | 168921 | WarrantyGuarantorLabor |  |  |  | Features | TagNumber |  | BarCode | Domestic Cold Water | Reducer/Coupling/Union/Increaser |  | Constituents | T |  | SerialNumber | WarrantyStartDate | AssetIdentifier | Level : Level 2 | -0.100000 | 457 | ReplacementCost | M_Pipe Fitting - Generic.csv | Pipework Fittings | Finish | Grade | Material | ModelReference | NominalHeight | NominalLength | NominalWidth | ProductionYear | Shape | SustainabilityPerformance | WarrantyDescription | WarrantyDurationLabor | WarrantyDurationParts | ModelLabel | Manufacturer | 23.60.30.11.14 |  |  | F | T | F | 0.041010 | 0.052083 | 0.093750 | 0.026042 | 0.046875 | 0.049213 | 0.082021 | 10.000000 | 0.093750 | 10.000000 | 0.026042 | 0.046875 | 0.020833 | 0.037500 | 0.024606 | 0.041010 | 0.023438 | 0.041010
169916 | Level 1 | ExpectedLife | 5 | 583109 | New Construction | AccessibilityPerformance | WarrantyGuarantorParts | 90.000000 | FIXED | Unit A Domestic Cold Water | CodePerformance | 310491 | 0.052083 | Level 1 | 0.026042 | 169915 | 0.000000 | 169912 | Reference | Elbow - Generic | 15 mm-15 mm | 169944,169946,169948,169950,169952,169954,169956,310798,311068,311069,311070 | 2h405XijT83A$BX7w5ki7p | Color | 33 | M_Elbow - Generic:Elbow - Generic:Elbow - Generic:583109 |  | InstallationDate | 169916 | WarrantyGuarantorLabor | 0.020833 | 0.024606 | 0.049213 | Features | TagNumber | 0.046875 | BarCode | Domestic Cold Water | Regular 45, 90 and 180 Elbow | 0.026042 | Constituents | T | 0.046875 | SerialNumber | WarrantyStartDate | AssetIdentifier | Level : Level 1 | 0.469943 | 486 | ReplacementCost | M_Pipe Fitting - Generic.csv | Pipework Fittings | Finish | Grade | Material | ModelReference | NominalHeight | NominalLength | NominalWidth | ProductionYear | Shape | SustainabilityPerformance | WarrantyDescription | WarrantyDurationLabor | WarrantyDurationParts | ModelLabel | Manufacturer | 23.60.30.11.14
169964 | Level 1 | ExpectedLife | 5 | 583110 | New Construction | AccessibilityPerformance | WarrantyGuarantorParts | 90.000000 | FIXED | Unit A Domestic Cold Water | CodePerformance | 310491 | 0.093750 | Level 1 | 0.046875 | 169963 | 0.000000 | 169960 | Reference | Tee - Generic | 25 mm-25 mm-25 mm | 169993,169995,169997,169999,170001,170003,170005,310567,311065,311066,311067 | 2h405XijT83A$BX7w5ki7m | Color | 33 | M_Tee - Generic:Tee - Generic:Tee - Generic:583110 |  | InstallationDate | 169964 | WarrantyGuarantorLabor | 0.037500 | 0.041010 | 0.082021 | Features | TagNumber | 0.088542 | BarCode | Domestic Cold Water | Tee | 0.046875 | Constituents | T |  | SerialNumber | WarrantyStartDate | AssetIdentifier | Level : Level 1 | -0.460000 | 487 | ReplacementCost | M_Pipe Fitting - Generic.csv | Pipework Fittings | Finish | Grade | Material | ModelReference | NominalHeight | NominalLength | NominalWidth | ProductionYear | Shape | SustainabilityPerformance | WarrantyDescription | WarrantyDurationLabor | WarrantyDurationParts | ModelLabel | Manufacturer | 23.60.30.11.14 | 0.088542 | 90.000000
170013 | Level 1 | ExpectedLife | 5 | 583111 | New Construction | AccessibilityPerformance | WarrantyGuarantorParts |  | FIXED | Unit A Domestic Cold Water | CodePerformance | 310491 |  | Level 1 |  | 170012 | 0.000000 | 170009 | Reference | Transition - Generic | 25 mm-15 mm | 170050,170052,170054,170056,170058,170060,170062,310804,311078,311079,311080 | 2h405XijT83A$BX7w5ki7n | Color | 33 | M_Transition - Generic:Transition - Generic:Transition - Generic:583111 |  | InstallationDate | 170013 | WarrantyGuarantorLabor |  |  |  | Features | TagNumber |  | BarCode | Domestic Cold Water | Reducer/Coupling/Union/Increaser |  | Constituents | T |  | SerialNumber | WarrantyStartDate | AssetIdentifier | Level : Level 1 | -0.433013 | 490 | ReplacementCost | M_Pipe Fitting - Generic.csv | Pipework Fittings | Finish | Grade | Material | ModelReference | NominalHeight | NominalLength | NominalWidth | ProductionYear | Shape | SustainabilityPerformance | WarrantyDescription | WarrantyDurationLabor | WarrantyDurationParts | ModelLabel | Manufacturer | 23.60.30.11.14 |  |  | F | T | F | 0.041010 | 0.052083 | 0.093750 | 0.026042 | 0.046875 | 0.049213 | 0.082021 | 10.000000 | 0.093750 | 10.000000 | 0.026042 | 0.046875 | 0.020833 | 0.037500 | 0.024606 | 0.041010 | 0.023438 | 0.041010
170445 | Level 1 | ExpectedLife | 5 | 583114 | New Construction | AccessibilityPerformance | WarrantyGuarantorParts | 90.000000 | FIXED | Unit A Domestic Cold Water | CodePerformance | 310491 | 0.052083 | Level 1 | 0.026042 | 170444 | 0.000000 | 170441 | Reference | Elbow - Generic | 15 mm-15 mm | 170473,170475,170477,170479,170481,170483,170485,310798,311068,311069,311070 | 2h405XijT83A$BX7w5ki7y | Color | 33 | M_Elbow - Generic:Elbow - Generic:Elbow - Generic:583114 |  | InstallationDate | 170445 | WarrantyGuarantorLabor | 0.020833 | 0.024606 | 0.049213 | Features | TagNumber | 0.046875 | BarCode | Domestic Cold Water | Regular 45, 90 and 180 Elbow | 0.026042 | Constituents | T | 0.046875 | SerialNumber | WarrantyStartDate | AssetIdentifier | Level : Level 1 | -0.460000 | 496 | ReplacementCost | M_Pipe Fitting - Generic.csv | Pipework Fittings | Finish | Grade | Material | ModelReference | NominalHeight | NominalLength | NominalWidth | ProductionYear | Shape | SustainabilityPerformance | WarrantyDescription | WarrantyDurationLabor | WarrantyDurationParts | ModelLabel | Manufacturer | 23.60.30.11.14
170493 | Level 1 | ExpectedLife | 5 | 583115 | New Construction | AccessibilityPerformance | WarrantyGuarantorParts | 90.000000 | FIXED | Unit A Domestic Cold Water | CodePerformance | 310491 | 0.093750 | Level 1 | 0.046875 | 170492 | 0.000000 | 170489 | Reference | Tee - Generic | 25 mm-25 mm-25 mm | 170522,170524,170526,170528,170530,170532,170534,310567,311065,311066,311067 | 2h405XijT83A$BX7w5ki7z | Color | 33 | M_Tee - Generic:Tee - Generic:Tee - Generic:583115 |  | InstallationDate | 170493 | WarrantyGuarantorLabor | 0.037500 | 0.041010 | 0.082021 | Features | TagNumber | 0.088542 | BarCode | Domestic Cold Water | Tee | 0.046875 | Constituents | T |  | SerialNumber | WarrantyStartDate | AssetIdentifier | Level : Level 1 | -0.460000 | 497 | ReplacementCost | M_Pipe Fitting - Generic.csv | Pipework Fittings | Finish | Grade | Material | ModelReference | NominalHeight | NominalLength | NominalWidth | ProductionYear | Shape | SustainabilityPerformance | WarrantyDescription | WarrantyDurationLabor | WarrantyDurationParts | ModelLabel | Manufacturer | 23.60.30.11.14 | 0.088542 | 90.000000
170730 | Level 1 | ExpectedLife | 5 | 583117 | New Construction | AccessibilityPerformance | WarrantyGuarantorParts |  | FIXED | Unit A Domestic Cold Water | CodePerformance | 310491 |  | Level 1 |  | 170729 | 0.000000 | 170726 | Reference | Transition - Generic | 25 mm-15 mm | 170767,170769,170771,170773,170775,170777,170779,310800,311078,311079,311080 | 2h405XijT83A$BX7w5ki7x | Color | 33 | M_Transition - Generic:Transition - Generic:Transition - Generic:583117 |  | InstallationDate | 170730 | WarrantyGuarantorLabor |  |  |  | Features | TagNumber |  | BarCode | Domestic Cold Water | Reducer/Coupling/Union/Increaser |  | Constituents | T |  | SerialNumber | WarrantyStartDate | AssetIdentifier | Level : Level 1 | -0.460000 | 500 | ReplacementCost | M_Pipe Fitting - Generic.csv | Pipework Fittings | Finish | Grade | Material | ModelReference | NominalHeight | NominalLength | NominalWidth | ProductionYear | Shape | SustainabilityPerformance | WarrantyDescription | WarrantyDurationLabor | WarrantyDurationParts | ModelLabel | Manufacturer | 23.60.30.11.14 |  |  | F | T | F | 0.041010 | 0.052083 | 0.093750 | 0.026042 | 0.046875 | 0.049213 | 0.082021 | 10.000000 | 0.093750 | 10.000000 | 0.026042 | 0.046875 | 0.020833 | 0.037500 | 0.024606 | 0.041010 | 0.023438 | 0.041010
171350 | Level 1 | ExpectedLife | 5 | 583121 | New Construction | AccessibilityPerformance | WarrantyGuarantorParts | 90.000000 | FIXED | Unit A Domestic Cold Water | CodePerformance | 310491 | 0.052083 | Level 1 | 0.026042 | 171349 | 0.000000 | 171346 | Reference | Elbow - Generic | 15 mm-15 mm | 171378,171380,171382,171384,171386,171388,171390,310798,311068,311069,311070 | 2h405XijT83A$BX7w5ki7d | Color | 33 | M_Elbow - Generic:Elbow - Generic:Elbow - Generic:583121 |  | InstallationDate | 171350 | WarrantyGuarantorLabor | 0.020833 | 0.024606 | 0.049213 | Features | TagNumber | 0.046875 | BarCode | Domestic Cold Water | Regular 45, 90 and 180 Elbow | 0.026042 | Constituents | T | 0.046875 | SerialNumber | WarrantyStartDate | AssetIdentifier | Level : Level 1 | -0.460000 | 502 | ReplacementCost | M_Pipe Fitting - Generic.csv | Pipework Fittings | Finish | Grade | Material | ModelReference | NominalHeight | NominalLength | NominalWidth | ProductionYear | Shape | SustainabilityPerformance | WarrantyDescription | WarrantyDurationLabor | WarrantyDurationParts | ModelLabel | Manufacturer | 23.60.30.11.14
171398 | Level 1 | ExpectedLife | 5 | 583122 | New Construction | AccessibilityPerformance | WarrantyGuarantorParts |  | FIXED | Unit A Domestic Cold Water | CodePerformance | 310491 |  | Level 1 |  | 171397 | 0.000000 | 171394 | Reference | Transition - Generic | 25 mm-15 mm | 171435,171437,171439,171441,171443,171445,171447,310800,311078,311079,311080 | 2h405XijT83A$BX7w5ki7a | Color | 33 | M_Transition - Generic:Transition - Generic:Transition - Generic:583122 |  | InstallationDate | 171398 | WarrantyGuarantorLabor |  |  |  | Features | TagNumber |  | BarCode | Domestic Cold Water | Reducer/Coupling/Union/Increaser |  | Constituents | T |  | SerialNumber | WarrantyStartDate | AssetIdentifier | Level : Level 1 | -0.460000 | 503 | ReplacementCost | M_Pipe Fitting - Generic.csv | Pipework Fittings | Finish | Grade | Material | ModelReference | NominalHeight | NominalLength | NominalWidth | ProductionYear | Shape | SustainabilityPerformance | WarrantyDescription | WarrantyDurationLabor | WarrantyDurationParts | ModelLabel | Manufacturer | 23.60.30.11.14 |  |  | F | T | F | 0.041010 | 0.052083 | 0.093750 | 0.026042 | 0.046875 | 0.049213 | 0.082021 | 10.000000 | 0.093750 | 10.000000 | 0.026042 | 0.046875 | 0.020833 | 0.037500 | 0.024606 | 0.041010 | 0.023438 | 0.041010
171455 | Level 1 | ExpectedLife | 5 | 583123 | New Construction | AccessibilityPerformance | WarrantyGuarantorParts | 90.000000 | FIXED | Unit A Domestic Cold Water | CodePerformance | 310491 | 0.052083 | Level 1 | 0.026042 | 171454 | 0.000000 | 171451 | Reference | Elbow - Generic | 15 mm-15 mm | 171483,171485,171487,171489,171491,171493,171495,310798,311068,311069,311070 | 2h405XijT83A$BX7w5ki7b | Color | 33 | M_Elbow - Generic:Elbow - Generic:Elbow - Generic:583123 |  | InstallationDate | 171455 | WarrantyGuarantorLabor | 0.020833 | 0.024606 | 0.049213 | Features | TagNumber | 0.046875 | BarCode | Domestic Cold Water | Regular 45, 90 and 180 Elbow | 0.026042 | Constituents | T | 0.046875 | SerialNumber | WarrantyStartDate | AssetIdentifier | Level : Level 1 | 0.914400 | 506 | ReplacementCost | M_Pipe Fitting - Generic.csv | Pipework Fittings | Finish | Grade | Material | ModelReference | NominalHeight | NominalLength | NominalWidth | ProductionYear | Shape | SustainabilityPerformance | WarrantyDescription | WarrantyDurationLabor | WarrantyDurationParts | ModelLabel | Manufacturer | 23.60.30.11.14
171503 | Level 1 | ExpectedLife | 5 | 583124 | New Construction | AccessibilityPerformance | WarrantyGuarantorParts | 90.000000 | FIXED | Unit A Domestic Cold Water | CodePerformance | 310491 | 0.052083 | Level 1 | 0.026042 | 171502 | 0.000000 | 171499 | Reference | Elbow - Generic | 15 mm-15 mm | 171531,171533,171535,171537,171539,171541,171543,310798,311068,311069,311070 | 2h405XijT83A$BX7w5ki7Y | Color | 33 | M_Elbow - Generic:Elbow - Generic:Elbow - Generic:583124 |  | InstallationDate | 171503 | WarrantyGuarantorLabor | 0.020833 | 0.024606 | 0.049213 | Features | TagNumber | 0.046875 | BarCode | Domestic Cold Water | Regular 45, 90 and 180 Elbow | 0.026042 | Constituents | T | 0.046875 | SerialNumber | WarrantyStartDate | AssetIdentifier | Level : Level 1 | 0.914400 | 507 | ReplacementCost | M_Pipe Fitting - Generic.csv | Pipework Fittings | Finish | Grade | Material | ModelReference | NominalHeight | NominalLength | NominalWidth | ProductionYear | Shape | SustainabilityPerformance | WarrantyDescription | WarrantyDurationLabor | WarrantyDurationParts | ModelLabel | Manufacturer | 23.60.30.11.14
172112 | Level 1 | ExpectedLife | 5 | 583128 | New Construction | AccessibilityPerformance | WarrantyGuarantorParts | 90.000000 | FIXED | Unit A Domestic Cold Water | CodePerformance | 310491 | 0.093750 | Level 1 | 0.046875 | 172111 | 0.000000 | 172108 | Reference | Tee - Generic | 25 mm-25 mm-25 mm | 172141,172143,172145,172147,172149,172151,172153,310567,311065,311066,311067 | 2h405XijT83A$BX7w5ki7k | Color | 33 | M_Tee - Generic:Tee - Generic:Tee - Generic:583128 |  | InstallationDate | 172112 | WarrantyGuarantorLabor | 0.037500 | 0.041010 | 0.082021 | Features | TagNumber | 0.088542 | BarCode | Domestic Cold Water | Tee | 0.046875 | Constituents | T |  | SerialNumber | WarrantyStartDate | AssetIdentifier | Level : Level 1 | -0.460000 | 515 | ReplacementCost | M_Pipe Fitting - Generic.csv | Pipework Fittings | Finish | Grade | Material | ModelReference | NominalHeight | NominalLength | NominalWidth | ProductionYear | Shape | SustainabilityPerformance | WarrantyDescription | WarrantyDurationLabor | WarrantyDurationParts | ModelLabel | Manufacturer | 23.60.30.11.14 | 0.088542 | 90.000000
172348 | Level 1 | ExpectedLife | 5 | 583130 | New Construction | AccessibilityPerformance | WarrantyGuarantorParts | 90.000000 | FIXED | Unit A Domestic Cold Water | CodePerformance | 310491 | 0.093750 | Level 2 | 0.046875 | 172347 | 0.000000 | 172344 | Reference | Tee - Generic | 25 mm-25 mm-25 mm | 172377,172379,172381,172383,172385,172387,172389,310567,311065,311066,311067 | 2h405XijT83A$BX7w5ki7i | Color | 33 | M_Tee - Generic:Tee - Generic:Tee - Generic:583130 |  | InstallationDate | 172348 | WarrantyGuarantorLabor | 0.037500 | 0.041010 | 0.082021 | Features | TagNumber | 0.088542 | BarCode | Domestic Cold Water | Tee | 0.046875 | Constituents | T |  | SerialNumber | WarrantyStartDate | AssetIdentifier | Level : Level 2 | -0.100000 | 517 | ReplacementCost | M_Pipe Fitting - Generic.csv | Pipework Fittings | Finish | Grade | Material | ModelReference | NominalHeight | NominalLength | NominalWidth | ProductionYear | Shape | SustainabilityPerformance | WarrantyDescription | WarrantyDurationLabor | WarrantyDurationParts | ModelLabel | Manufacturer | 23.60.30.11.14 | 0.088542 | 90.000000
172960 | Level 1 | ExpectedLife | 5 | 583134 | New Construction | AccessibilityPerformance | WarrantyGuarantorParts | 90.000000 | FIXED | Unit A Domestic Cold Water | CodePerformance | 310491 | 0.052083 | Level 2 | 0.026042 | 172959 | 0.000000 | 172956 | Reference | Elbow - Generic | 15 mm-15 mm | 172988,172990,172992,172994,172996,172998,173000,310798,311068,311069,311070 | 2h405XijT83A$BX7w5ki7e | Color | 33 | M_Elbow - Generic:Elbow - Generic:Elbow - Generic:583134 |  | InstallationDate | 172960 | WarrantyGuarantorLabor | 0.020833 | 0.024606 | 0.049213 | Features | TagNumber | 0.046875 | BarCode | Domestic Cold Water | Regular 45, 90 and 180 Elbow | 0.026042 | Constituents | T | 0.046875 | SerialNumber | WarrantyStartDate | AssetIdentifier | Level : Level 2 | -0.100000 | 532 | ReplacementCost | M_Pipe Fitting - Generic.csv | Pipework Fittings | Finish | Grade | Material | ModelReference | NominalHeight | NominalLength | NominalWidth | ProductionYear | Shape | SustainabilityPerformance | WarrantyDescription | WarrantyDurationLabor | WarrantyDurationParts | ModelLabel | Manufacturer | 23.60.30.11.14
173008 | Level 1 | ExpectedLife | 5 | 583135 | New Construction | AccessibilityPerformance | WarrantyGuarantorParts | 90.000000 | FIXED | Unit A Domestic Cold Water | CodePerformance | 310491 | 0.093750 | Level 2 | 0.046875 | 173007 | 0.000000 | 173004 | Reference | Tee - Generic | 25 mm-25 mm-25 mm | 173037,173039,173041,173043,173045,173047,173049,310567,311065,311066,311067 | 2h405XijT83A$BX7w5ki7f | Color | 33 | M_Tee - Generic:Tee - Generic:Tee - Generic:583135 |  | InstallationDate | 173008 | WarrantyGuarantorLabor | 0.037500 | 0.041010 | 0.082021 | Features | TagNumber | 0.088542 | BarCode | Domestic Cold Water | Tee | 0.046875 | Constituents | T |  | SerialNumber | WarrantyStartDate | AssetIdentifier | Level : Level 2 | -0.100000 | 533 | ReplacementCost | M_Pipe Fitting - Generic.csv | Pipework Fittings | Finish | Grade | Material | ModelReference | NominalHeight | NominalLength | NominalWidth | ProductionYear | Shape | SustainabilityPerformance | WarrantyDescription | WarrantyDurationLabor | WarrantyDurationParts | ModelLabel | Manufacturer | 23.60.30.11.14 | 0.088542 | 90.000000
173244 | Level 1 | ExpectedLife | 5 | 583137 | New Construction | AccessibilityPerformance | WarrantyGuarantorParts |  | FIXED | Unit A Domestic Cold Water | CodePerformance | 310491 |  | Level 2 |  | 173243 | 0.000000 | 173240 | Reference | Transition - Generic | 25 mm-15 mm | 173281,173283,173285,173287,173289,173291,173293,310800,311078,311079,311080 | 2h405XijT83A$BX7w5ki7N | Color | 33 | M_Transition - Generic:Transition - Generic:Transition - Generic:583137 |  | InstallationDate | 173244 | WarrantyGuarantorLabor |  |  |  | Features | TagNumber |  | BarCode | Domestic Cold Water | Reducer/Coupling/Union/Increaser |  | Constituents | T |  | SerialNumber | WarrantyStartDate | AssetIdentifier | Level : Level 2 | -0.100000 | 536 | ReplacementCost | M_Pipe Fitting - Generic.csv | Pipework Fittings | Finish | Grade | Material | ModelReference | NominalHeight | NominalLength | NominalWidth | ProductionYear | Shape | SustainabilityPerformance | WarrantyDescription | WarrantyDurationLabor | WarrantyDurationParts | ModelLabel | Manufacturer | 23.60.30.11.14 |  |  | F | T | F | 0.041010 | 0.052083 | 0.093750 | 0.026042 | 0.046875 | 0.049213 | 0.082021 | 10.000000 | 0.093750 | 10.000000 | 0.026042 | 0.046875 | 0.020833 | 0.037500 | 0.024606 | 0.041010 | 0.023438 | 0.041010
173863 | Level 1 | ExpectedLife | 5 | 583141 | New Construction | AccessibilityPerformance | WarrantyGuarantorParts | 90.000000 | FIXED | Unit A Domestic Cold Water | CodePerformance | 310491 | 0.093750 | Level 1 | 0.046875 | 173862 | 0.000000 | 173859 | Reference | Elbow - Generic | 25 mm-25 mm | 173891,173893,173895,173897,173899,173901,173903,310558,311068,311069,311070 | 2h405XijT83A$BX7w5ki7J | Color | 33 | M_Elbow - Generic:Elbow - Generic:Elbow - Generic:583141 |  | InstallationDate | 173863 | WarrantyGuarantorLabor | 0.037500 | 0.041010 | 0.082021 | Features | TagNumber | 0.067708 | BarCode | Domestic Cold Water | Regular 45, 90 and 180 Elbow | 0.046875 | Constituents | T | 0.067708 | SerialNumber | WarrantyStartDate | AssetIdentifier | Level : Level 1 | -0.460000 | 543 | ReplacementCost | M_Pipe Fitting - Generic.csv | Pipework Fittings | Finish | Grade | Material | ModelReference | NominalHeight | NominalLength | NominalWidth | ProductionYear | Shape | SustainabilityPerformance | WarrantyDescription | WarrantyDurationLabor | WarrantyDurationParts | ModelLabel | Manufacturer | 23.60.30.11.14
174285 | Level 1 | ExpectedLife | 5 | 583144 | New Construction | AccessibilityPerformance | WarrantyGuarantorParts | 90.000000 | FIXED | Unit B Domestic Cold Water | CodePerformance | 310491 | 0.093750 | Level 2 | 0.046875 | 174284 | 0.000000 | 174281 | Reference | Elbow - Generic | 25 mm-25 mm | 174313,174315,174317,174319,174321,174323,174325,310558,311068,311069,311070 | 2h405XijT83A$BX7w5ki7U | Color | 33 | M_Elbow - Generic:Elbow - Generic:Elbow - Generic:583144 |  | InstallationDate | 174285 | WarrantyGuarantorLabor | 0.037500 | 0.041010 | 0.082021 | Features | TagNumber | 0.067708 | BarCode | Domestic Cold Water | Regular 45, 90 and 180 Elbow | 0.046875 | Constituents | T | 0.067708 | SerialNumber | WarrantyStartDate | AssetIdentifier | Level : Level 2 | -0.100000 | 545 | ReplacementCost | M_Pipe Fitting - Generic.csv | Pipework Fittings | Finish | Grade | Material | ModelReference | NominalHeight | NominalLength | NominalWidth | ProductionYear | Shape | SustainabilityPerformance | WarrantyDescription | WarrantyDurationLabor | WarrantyDurationParts | ModelLabel | Manufacturer | 23.60.30.11.14
174333 | Level 1 | ExpectedLife | 5 | 583145 | New Construction | AccessibilityPerformance | WarrantyGuarantorParts | 90.000000 | FIXED | Unit B Domestic Cold Water | CodePerformance | 310491 | 0.052083 | Level 2 | 0.026042 | 174332 | 0.000000 | 174329 | Reference | Elbow - Generic | 15 mm-15 mm | 174361,174363,174365,174367,174369,174371,174373,310798,311068,311069,311070 | 2h405XijT83A$BX7w5ki7V | Color | 33 | M_Elbow - Generic:Elbow - Generic:Elbow - Generic:583145 |  | InstallationDate | 174333 | WarrantyGuarantorLabor | 0.020833 | 0.024606 | 0.049213 | Features | TagNumber | 0.046875 | BarCode | Domestic Cold Water | Regular 45, 90 and 180 Elbow | 0.026042 | Constituents | T | 0.046875 | SerialNumber | WarrantyStartDate | AssetIdentifier | Level : Level 2 | -0.100000 | 947 | ReplacementCost | M_Pipe Fitting - Generic.csv | Pipework Fittings | Finish | Grade | Material | ModelReference | NominalHeight | NominalLength | NominalWidth | ProductionYear | Shape | SustainabilityPerformance | WarrantyDescription | WarrantyDurationLabor | WarrantyDurationParts | ModelLabel | Manufacturer | 23.60.30.11.14
174381 | Level 1 | ExpectedLife | 5 | 583146 | New Construction | AccessibilityPerformance | WarrantyGuarantorParts | 90.000000 | FIXED | Unit B Domestic Cold Water | CodePerformance | 310491 | 0.093750 | Level 2 | 0.046875 | 174380 | 0.000000 | 174377 | Reference | Tee - Generic | 25 mm-25 mm-25 mm | 174410,174412,174414,174416,174418,174420,174422,310567,311065,311066,311067 | 2h405XijT83A$BX7w5ki7S | Color | 33 | M_Tee - Generic:Tee - Generic:Tee - Generic:583146 |  | InstallationDate | 174381 | WarrantyGuarantorLabor | 0.037500 | 0.041010 | 0.082021 | Features | TagNumber | 0.088542 | BarCode | Domestic Cold Water | Tee | 0.046875 | Constituents | T |  | SerialNumber | WarrantyStartDate | AssetIdentifier | Level : Level 2 | -0.100000 | 552 | ReplacementCost | M_Pipe Fitting - Generic.csv | Pipework Fittings | Finish | Grade | Material | ModelReference | NominalHeight | NominalLength | NominalWidth | ProductionYear | Shape | SustainabilityPerformance | WarrantyDescription | WarrantyDurationLabor | WarrantyDurationParts | ModelLabel | Manufacturer | 23.60.30.11.14 | 0.088542 | 90.000000
174617 | Level 1 | ExpectedLife | 5 | 583148 | New Construction | AccessibilityPerformance | WarrantyGuarantorParts |  | FIXED | Unit B Domestic Cold Water | CodePerformance | 310491 |  | Level 2 |  | 174616 | 0.000000 | 174613 | Reference | Transition - Generic | 25 mm-15 mm | 174654,174656,174658,174660,174662,174664,174666,310800,311078,311079,311080 | 2h405XijT83A$BX7w5ki7Q | Color | 33 | M_Transition - Generic:Transition - Generic:Transition - Generic:583148 |  | InstallationDate | 174617 | WarrantyGuarantorLabor |  |  |  | Features | TagNumber |  | BarCode | Domestic Cold Water | Reducer/Coupling/Union/Increaser |  | Constituents | T |  | SerialNumber | WarrantyStartDate | AssetIdentifier | Level : Level 2 | -0.100000 | 555 | ReplacementCost | M_Pipe Fitting - Generic.csv | Pipework Fittings | Finish | Grade | Material | ModelReference | NominalHeight | NominalLength | NominalWidth | ProductionYear | Shape | SustainabilityPerformance | WarrantyDescription | WarrantyDurationLabor | WarrantyDurationParts | ModelLabel | Manufacturer | 23.60.30.11.14 |  |  | F | T | F | 0.041010 | 0.052083 | 0.093750 | 0.026042 | 0.046875 | 0.049213 | 0.082021 | 10.000000 | 0.093750 | 10.000000 | 0.026042 | 0.046875 | 0.020833 | 0.037500 | 0.024606 | 0.041010 | 0.023438 | 0.041010
176508 | Level 1 | ExpectedLife | 5 | 583165 | New Construction | AccessibilityPerformance | WarrantyGuarantorParts | 90.000000 | FIXED | Unit A Domestic Cold Water | CodePerformance | 310491 | 0.052083 | Level 2 | 0.026042 | 176507 | 0.000000 | 176504 | Reference | Elbow - Generic | 15 mm-15 mm | 176536,176538,176540,176542,176544,176546,176548,310798,311068,311069,311070 | 2h405XijT83A$BX7w5ki7B | Color | 33 | M_Elbow - Generic:Elbow - Generic:Elbow - Generic:583165 |  | InstallationDate | 176508 | WarrantyGuarantorLabor | 0.020833 | 0.024606 | 0.049213 | Features | TagNumber | 0.046875 | BarCode | Domestic Cold Water | Regular 45, 90 and 180 Elbow | 0.026042 | Constituents | T | 0.046875 | SerialNumber | WarrantyStartDate | AssetIdentifier | Level : Level 2 | -0.100000 | 948 | ReplacementCost | M_Pipe Fitting - Generic.csv | Pipework Fittings | Finish | Grade | Material | ModelReference | NominalHeight | NominalLength | NominalWidth | ProductionYear | Shape | SustainabilityPerformance | WarrantyDescription | WarrantyDurationLabor | WarrantyDurationParts | ModelLabel | Manufacturer | 23.60.30.11.14
176556 | Level 1 | ExpectedLife | 5 | 583166 | New Construction | AccessibilityPerformance | WarrantyGuarantorParts | 90.000000 | FIXED | Unit A Domestic Cold Water | CodePerformance | 310491 | 0.093750 | Level 2 | 0.046875 | 176555 | 0.000000 | 176552 | Reference | Tee - Generic | 25 mm-25 mm-25 mm | 176585,176587,176589,176591,176593,176595,176597,310567,311065,311066,311067 | 2h405XijT83A$BX7w5ki78 | Color | 33 | M_Tee - Generic:Tee - Generic:Tee - Generic:583166 |  | InstallationDate | 176556 | WarrantyGuarantorLabor | 0.037500 | 0.041010 | 0.082021 | Features | TagNumber | 0.088542 | BarCode | Domestic Cold Water | Tee | 0.046875 | Constituents | T |  | SerialNumber | WarrantyStartDate | AssetIdentifier | Level : Level 2 | -0.100000 | 949 | ReplacementCost | M_Pipe Fitting - Generic.csv | Pipework Fittings | Finish | Grade | Material | ModelReference | NominalHeight | NominalLength | NominalWidth | ProductionYear | Shape | SustainabilityPerformance | WarrantyDescription | WarrantyDurationLabor | WarrantyDurationParts | ModelLabel | Manufacturer | 23.60.30.11.14 | 0.088542 | 90.000000
176792 | Level 1 | ExpectedLife | 5 | 583168 | New Construction | AccessibilityPerformance | WarrantyGuarantorParts |  | FIXED | Unit A Domestic Cold Water | CodePerformance | 310491 |  | Level 2 |  | 176791 | 0.000000 | 176788 | Reference | Transition - Generic | 25 mm-15 mm | 176829,176831,176833,176835,176837,176839,176841,310800,311078,311079,311080 | 2h405XijT83A$BX7w5ki8s | Color | 33 | M_Transition - Generic:Transition - Generic:Transition - Generic:583168 |  | InstallationDate | 176792 | WarrantyGuarantorLabor |  |  |  | Features | TagNumber |  | BarCode | Domestic Cold Water | Reducer/Coupling/Union/Increaser |  | Constituents | T |  | SerialNumber | WarrantyStartDate | AssetIdentifier | Level : Level 2 | -0.100000 | 599 | ReplacementCost | M_Pipe Fitting - Generic.csv | Pipework Fittings | Finish | Grade | Material | ModelReference | NominalHeight | NominalLength | NominalWidth | ProductionYear | Shape | SustainabilityPerformance | WarrantyDescription | WarrantyDurationLabor | WarrantyDurationParts | ModelLabel | Manufacturer | 23.60.30.11.14 |  |  | F | T | F | 0.041010 | 0.052083 | 0.093750 | 0.026042 | 0.046875 | 0.049213 | 0.082021 | 10.000000 | 0.093750 | 10.000000 | 0.026042 | 0.046875 | 0.020833 | 0.037500 | 0.024606 | 0.041010 | 0.023438 | 0.041010
177036 | Level 1 | ExpectedLife | 5 | 583170 | New Construction | AccessibilityPerformance | WarrantyGuarantorParts | 90.000000 | FIXED | Unit A Domestic Cold Water | CodePerformance | 310491 | 0.093750 | Level 2 | 0.046875 | 177035 | 0.000000 | 177032 | Reference | Elbow - Generic | 25 mm-25 mm | 177064,177066,177068,177070,177072,177074,177076,310558,311068,311069,311070 | 2h405XijT83A$BX7w5ki8q | Color | 33 | M_Elbow - Generic:Elbow - Generic:Elbow - Generic:583170 |  | InstallationDate | 177036 | WarrantyGuarantorLabor | 0.037500 | 0.041010 | 0.082021 | Features | TagNumber | 0.067708 | BarCode | Domestic Cold Water | Regular 45, 90 and 180 Elbow | 0.046875 | Constituents | T | 0.067708 | SerialNumber | WarrantyStartDate | AssetIdentifier | Level : Level 2 | -0.100000 | 600 | ReplacementCost | M_Pipe Fitting - Generic.csv | Pipework Fittings | Finish | Grade | Material | ModelReference | NominalHeight | NominalLength | NominalWidth | ProductionYear | Shape | SustainabilityPerformance | WarrantyDescription | WarrantyDurationLabor | WarrantyDurationParts | ModelLabel | Manufacturer | 23.60.30.11.14
180085 | Level 1 | ExpectedLife | 5 | 583193 | New Construction | AccessibilityPerformance | WarrantyGuarantorParts | 90.000000 | FIXED | Unit A Domestic Cold Water | CodePerformance | 310491 | 0.093750 | Level 2 | 0.046875 | 180084 | 0.000000 | 180081 | Reference | Elbow - Generic | 25 mm-25 mm | 180113,180115,180117,180119,180121,180123,180125,310558,311068,311069,311070 | 2h405XijT83A$BX7w5ki8l | Color | 33 | M_Elbow - Generic:Elbow - Generic:Elbow - Generic:583193 |  | InstallationDate | 180085 | WarrantyGuarantorLabor | 0.037500 | 0.041010 | 0.082021 | Features | TagNumber | 0.067708 | BarCode | Domestic Cold Water | Regular 45, 90 and 180 Elbow | 0.046875 | Constituents | T | 0.067708 | SerialNumber | WarrantyStartDate | AssetIdentifier | Level : Level 2 | -0.100000 | 658 | ReplacementCost | M_Pipe Fitting - Generic.csv | Pipework Fittings | Finish | Grade | Material | ModelReference | NominalHeight | NominalLength | NominalWidth | ProductionYear | Shape | SustainabilityPerformance | WarrantyDescription | WarrantyDurationLabor | WarrantyDurationParts | ModelLabel | Manufacturer | 23.60.30.11.14
180321 | Level 1 | ExpectedLife | 5 | 583195 | New Construction | AccessibilityPerformance | WarrantyGuarantorParts | 90.000000 | FIXED | Unit A Domestic Cold Water | CodePerformance | 310491 | 0.093750 | Level 2 | 0.046875 | 180320 | 0.000000 | 180317 | Reference | Elbow - Generic | 25 mm-25 mm | 180349,180351,180353,180355,180357,180359,180361,310558,311068,311069,311070 | 2h405XijT83A$BX7w5ki8j | Color | 33 | M_Elbow - Generic:Elbow - Generic:Elbow - Generic:583195 |  | InstallationDate | 180321 | WarrantyGuarantorLabor | 0.037500 | 0.041010 | 0.082021 | Features | TagNumber | 0.067708 | BarCode | Domestic Cold Water | Regular 45, 90 and 180 Elbow | 0.046875 | Constituents | T | 0.067708 | SerialNumber | WarrantyStartDate | AssetIdentifier | Level : Level 2 | -0.100000 | 659 | ReplacementCost | M_Pipe Fitting - Generic.csv | Pipework Fittings | Finish | Grade | Material | ModelReference | NominalHeight | NominalLength | NominalWidth | ProductionYear | Shape | SustainabilityPerformance | WarrantyDescription | WarrantyDurationLabor | WarrantyDurationParts | ModelLabel | Manufacturer | 23.60.30.11.14
181184 | Level 1 | ExpectedLife | 5 | 583198 | New Construction | AccessibilityPerformance | WarrantyGuarantorParts | 90.000000 | FIXED | Unit A Domestic Cold Water | CodePerformance | 310491 | 0.020833 | Level 2 | 0.010417 | 181183 | 0.000000 | 181180 | Reference | Elbow - Generic | 6 mm-6 mm | 181212,181214,181216,181218,181220,181222,181224,310870,311068,311069,311070 | 0jBNUeKOz6pBo7$mYRZ0g7 | Color | 33 | M_Elbow - Generic:Elbow - Generic:Elbow - Generic:583198 |  | InstallationDate | 181184 | WarrantyGuarantorLabor | 0.008333 | 0.009843 | 0.019685 | Features | TagNumber | 0.031250 | BarCode | Domestic Cold Water | Regular 45, 90 and 180 Elbow | 0.010417 | Constituents | T | 0.031250 | SerialNumber | WarrantyStartDate | AssetIdentifier | Level : Level 2 | -0.100000 | 669 | ReplacementCost | M_Pipe Fitting - Generic.csv | Pipework Fittings | Finish | Grade | Material | ModelReference | NominalHeight | NominalLength | NominalWidth | ProductionYear | Shape | SustainabilityPerformance | WarrantyDescription | WarrantyDurationLabor | WarrantyDurationParts | ModelLabel | Manufacturer | 23.60.30.11.14
181465 | Level 1 | ExpectedLife | 5 | 583199 | New Construction | AccessibilityPerformance | WarrantyGuarantorParts |  | FIXED | Unit A Domestic Cold Water | CodePerformance | 310491 |  | Level 2 |  | 181464 | 0.000000 | 181461 | Reference | Transition - Generic | 25 mm-6 mm | 181502,181504,181506,181508,181510,181512,181514,310871,311078,311079,311080 | 2DSxtP3Zr3px$0iQoS37wF | Color | 33 | M_Transition - Generic:Transition - Generic:Transition - Generic:583199 |  | InstallationDate | 181465 | WarrantyGuarantorLabor |  |  |  | Features | TagNumber |  | BarCode | Domestic Cold Water | Reducer/Coupling/Union/Increaser |  | Constituents | T |  | SerialNumber | WarrantyStartDate | AssetIdentifier | Level : Level 2 | -0.100000 | 670 | ReplacementCost | M_Pipe Fitting - Generic.csv | Pipework Fittings | Finish | Grade | Material | ModelReference | NominalHeight | NominalLength | NominalWidth | ProductionYear | Shape | SustainabilityPerformance | WarrantyDescription | WarrantyDurationLabor | WarrantyDurationParts | ModelLabel | Manufacturer | 23.60.30.11.14 |  |  | F | T | F | 0.041010 | 0.020833 | 0.093750 | 0.010417 | 0.046875 | 0.019685 | 0.082021 | 10.000000 | 0.093750 | 10.000000 | 0.010417 | 0.046875 | 0.008333 | 0.037500 | 0.009843 | 0.041010 | 0.023438 | 0.041010
182519 | Level 1 | ExpectedLife | 5 | 583209 | New Construction | AccessibilityPerformance | WarrantyGuarantorParts | 90.000000 | FIXED | Unit A Domestic Cold Water | CodePerformance | 310491 | 0.093750 | Level 2 | 0.046875 | 182518 | 0.000000 | 182515 | Reference | Tee - Generic | 25 mm-25 mm-25 mm | 182548,182550,182552,182554,182556,182558,182560,310567,311065,311066,311067 | 2h405XijT83A$BX7w5ki8V | Color | 33 | M_Tee - Generic:Tee - Generic:Tee - Generic:583209 |  | InstallationDate | 182519 | WarrantyGuarantorLabor | 0.037500 | 0.041010 | 0.082021 | Features | TagNumber | 0.088542 | BarCode | Domestic Cold Water | Tee | 0.046875 | Constituents | T |  | SerialNumber | WarrantyStartDate | AssetIdentifier | Level : Level 2 | -0.100000 | 687 | ReplacementCost | M_Pipe Fitting - Generic.csv | Pipework Fittings | Finish | Grade | Material | ModelReference | NominalHeight | NominalLength | NominalWidth | ProductionYear | Shape | SustainabilityPerformance | WarrantyDescription | WarrantyDurationLabor | WarrantyDurationParts | ModelLabel | Manufacturer | 23.60.30.11.14 | 0.088542 | 90.000000
182812 | Level 1 | ExpectedLife | 5 | 583212 | New Construction | AccessibilityPerformance | WarrantyGuarantorParts | 90.000000 | FIXED | Unit B Domestic Hot Water | CodePerformance | 310491 | 0.093750 | Level 2 | 0.046875 | 182811 | 0.000000 | 182808 | Reference | Elbow - Generic | 25 mm-25 mm | 182840,182842,182844,182846,182848,182850,182852,310558,311068,311069,311070 | 2h405XijT83A$BX7w5ki8Q | Color | 33 | M_Elbow - Generic:Elbow - Generic:Elbow - Generic:583212 |  | InstallationDate | 182812 | WarrantyGuarantorLabor | 0.037500 | 0.041010 | 0.082021 | Features | TagNumber | 0.067708 | BarCode | Domestic Hot Water | Regular 45, 90 and 180 Elbow | 0.046875 | Constituents | T | 0.067708 | SerialNumber | WarrantyStartDate | AssetIdentifier | Level : Level 2 | -0.250000 | 693 | ReplacementCost | M_Pipe Fitting - Generic.csv | Pipework Fittings | Finish | Grade | Material | ModelReference | NominalHeight | NominalLength | NominalWidth | ProductionYear | Shape | SustainabilityPerformance | WarrantyDescription | WarrantyDurationLabor | WarrantyDurationParts | ModelLabel | Manufacturer | 23.60.30.11.14
184271 | Level 1 | ExpectedLife | 5 | 583225 | New Construction | AccessibilityPerformance | WarrantyGuarantorParts | 90.000000 | FIXED | Unit B Domestic Cold Water | CodePerformance | 310491 | 0.093750 | Level 2 | 0.046875 | 184270 | 0.000000 | 184267 | Reference | Elbow - Generic | 25 mm-25 mm | 184299,184301,184303,184305,184307,184309,184311,310558,311068,311069,311070 | 2h405XijT83A$BX7w5ki8F | Color | 33 | M_Elbow - Generic:Elbow - Generic:Elbow - Generic:583225 |  | InstallationDate | 184271 | WarrantyGuarantorLabor | 0.037500 | 0.041010 | 0.082021 | Features | TagNumber | 0.067708 | BarCode | Domestic Cold Water | Regular 45, 90 and 180 Elbow | 0.046875 | Constituents | T | 0.067708 | SerialNumber | WarrantyStartDate | AssetIdentifier | Level : Level 2 | -0.100000 | 955 | ReplacementCost | M_Pipe Fitting - Generic.csv | Pipework Fittings | Finish | Grade | Material | ModelReference | NominalHeight | NominalLength | NominalWidth | ProductionYear | Shape | SustainabilityPerformance | WarrantyDescription | WarrantyDurationLabor | WarrantyDurationParts | ModelLabel | Manufacturer | 23.60.30.11.14
184507 | Level 1 | ExpectedLife | 5 | 583227 | New Construction | AccessibilityPerformance | WarrantyGuarantorParts | 90.000000 | FIXED | Unit B Domestic Cold Water | CodePerformance | 310491 | 0.093750 | Level 2 | 0.046875 | 184506 | 0.000000 | 184503 | Reference | Elbow - Generic | 25 mm-25 mm | 184535,184537,184539,184541,184543,184545,184547,310558,311068,311069,311070 | 2h405XijT83A$BX7w5ki8D | Color | 33 | M_Elbow - Generic:Elbow - Generic:Elbow - Generic:583227 |  | InstallationDate | 184507 | WarrantyGuarantorLabor | 0.037500 | 0.041010 | 0.082021 | Features | TagNumber | 0.067708 | BarCode | Domestic Cold Water | Regular 45, 90 and 180 Elbow | 0.046875 | Constituents | T | 0.067708 | SerialNumber | WarrantyStartDate | AssetIdentifier | Level : Level 2 | -0.100000 | 710 | ReplacementCost | M_Pipe Fitting - Generic.csv | Pipework Fittings | Finish | Grade | Material | ModelReference | NominalHeight | NominalLength | NominalWidth | ProductionYear | Shape | SustainabilityPerformance | WarrantyDescription | WarrantyDurationLabor | WarrantyDurationParts | ModelLabel | Manufacturer | 23.60.30.11.14
184930 | Level 1 | ExpectedLife | 5 | 583230 | New Construction | AccessibilityPerformance | WarrantyGuarantorParts | 90.000000 | FIXED | Unit B Domestic Cold Water | CodePerformance | 310491 | 0.020833 | Level 2 | 0.010417 | 184929 | 0.000000 | 184926 | Reference | Elbow - Generic | 6 mm-6 mm | 184958,184960,184962,184964,184966,184968,184970,310870,311068,311069,311070 | 2h405XijT83A$BX7w5ki88 | Color | 33 | M_Elbow - Generic:Elbow - Generic:Elbow - Generic:583230 |  | InstallationDate | 184930 | WarrantyGuarantorLabor | 0.008333 | 0.009843 | 0.019685 | Features | TagNumber | 0.031250 | BarCode | Domestic Cold Water | Regular 45, 90 and 180 Elbow | 0.010417 | Constituents | T | 0.031250 | SerialNumber | WarrantyStartDate | AssetIdentifier | Level : Level 2 | -0.100000 | 711 | ReplacementCost | M_Pipe Fitting - Generic.csv | Pipework Fittings | Finish | Grade | Material | ModelReference | NominalHeight | NominalLength | NominalWidth | ProductionYear | Shape | SustainabilityPerformance | WarrantyDescription | WarrantyDurationLabor | WarrantyDurationParts | ModelLabel | Manufacturer | 23.60.30.11.14
184978 | Level 1 | ExpectedLife | 5 | 583231 | New Construction | AccessibilityPerformance | WarrantyGuarantorParts |  | FIXED | Unit B Domestic Cold Water | CodePerformance | 310491 |  | Level 2 |  | 184977 | 0.000000 | 184974 | Reference | Transition - Generic | 25 mm-6 mm | 185015,185017,185019,185021,185023,185025,185027,310871,311078,311079,311080 | 2h405XijT83A$BX7w5ki89 | Color | 33 | M_Transition - Generic:Transition - Generic:Transition - Generic:583231 |  | InstallationDate | 184978 | WarrantyGuarantorLabor |  |  |  | Features | TagNumber |  | BarCode | Domestic Cold Water | Reducer/Coupling/Union/Increaser |  | Constituents | T |  | SerialNumber | WarrantyStartDate | AssetIdentifier | Level : Level 2 | -0.100000 | 956 | ReplacementCost | M_Pipe Fitting - Generic.csv | Pipework Fittings | Finish | Grade | Material | ModelReference | NominalHeight | NominalLength | NominalWidth | ProductionYear | Shape | SustainabilityPerformance | WarrantyDescription | WarrantyDurationLabor | WarrantyDurationParts | ModelLabel | Manufacturer | 23.60.30.11.14 |  |  | F | T | F | 0.041010 | 0.020833 | 0.093750 | 0.010417 | 0.046875 | 0.019685 | 0.082021 | 10.000000 | 0.093750 | 10.000000 | 0.010417 | 0.046875 | 0.008333 | 0.037500 | 0.009843 | 0.041010 | 0.023438 | 0.041010
185083 | Level 1 | ExpectedLife | 5 | 583233 | New Construction | AccessibilityPerformance | WarrantyGuarantorParts | 90.000000 | FIXED | Unit A Domestic Hot Water | CodePerformance | 310491 | 0.093750 | Level 2 | 0.046875 | 185082 | 0.000000 | 185079 | Reference | Elbow - Generic | 25 mm-25 mm | 185111,185113,185115,185117,185119,185121,185123,310558,311068,311069,311070 | 2h405XijT83A$BX7w5ki9t | Color | 33 | M_Elbow - Generic:Elbow - Generic:Elbow - Generic:583233 |  | InstallationDate | 185083 | WarrantyGuarantorLabor | 0.037500 | 0.041010 | 0.082021 | Features | TagNumber | 0.067708 | BarCode | Domestic Hot Water | Regular 45, 90 and 180 Elbow | 0.046875 | Constituents | T | 0.067708 | SerialNumber | WarrantyStartDate | AssetIdentifier | Level : Level 2 | -0.250000 | 719 | ReplacementCost | M_Pipe Fitting - Generic.csv | Pipework Fittings | Finish | Grade | Material | ModelReference | NominalHeight | NominalLength | NominalWidth | ProductionYear | Shape | SustainabilityPerformance | WarrantyDescription | WarrantyDurationLabor | WarrantyDurationParts | ModelLabel | Manufacturer | 23.60.30.11.14
186114 | Level 1 | ExpectedLife | 5 | 583240 | New Construction | AccessibilityPerformance | WarrantyGuarantorParts | 90.000000 | FIXED | Unit B Domestic Cold Water | CodePerformance | 310491 | 0.093750 | Level 1 | 0.046875 | 186113 | 0.000000 | 186110 | Reference | Tee - Generic | 25 mm-25 mm-25 mm | 186143,186145,186147,186149,186151,186153,186155,310567,311065,311066,311067 | 2h405XijT83A$BX7w5ki9_ | Color | 33 | M_Tee - Generic:Tee - Generic:Tee - Generic:583240 |  | InstallationDate | 186114 | WarrantyGuarantorLabor | 0.037500 | 0.041010 | 0.082021 | Features | TagNumber | 0.088542 | BarCode | Domestic Cold Water | Tee | 0.046875 | Constituents | T |  | SerialNumber | WarrantyStartDate | AssetIdentifier | Level : Level 1 | -0.460000 | 729 | ReplacementCost | M_Pipe Fitting - Generic.csv | Pipework Fittings | Finish | Grade | Material | ModelReference | NominalHeight | NominalLength | NominalWidth | ProductionYear | Shape | SustainabilityPerformance | WarrantyDescription | WarrantyDurationLabor | WarrantyDurationParts | ModelLabel | Manufacturer | 23.60.30.11.14 | 0.088542 | 90.000000
186913 | Level 1 | ExpectedLife | 5 | 583245 | New Construction | AccessibilityPerformance | WarrantyGuarantorParts | 90.000000 | FIXED | Unit B Domestic Cold Water | CodePerformance | 310491 | 0.052083 | Level 1 | 0.026042 | 186912 | 0.000000 | 186909 | Reference | Elbow - Generic | 15 mm-15 mm | 186941,186943,186945,186947,186949,186951,186953,310798,311068,311069,311070 | 2h405XijT83A$BX7w5ki9x | Color | 33 | M_Elbow - Generic:Elbow - Generic:Elbow - Generic:583245 |  | InstallationDate | 186913 | WarrantyGuarantorLabor | 0.020833 | 0.024606 | 0.049213 | Features | TagNumber | 0.046875 | BarCode | Domestic Cold Water | Regular 45, 90 and 180 Elbow | 0.026042 | Constituents | T | 0.046875 | SerialNumber | WarrantyStartDate | AssetIdentifier | Level : Level 1 | -0.460000 | 732 | ReplacementCost | M_Pipe Fitting - Generic.csv | Pipework Fittings | Finish | Grade | Material | ModelReference | NominalHeight | NominalLength | NominalWidth | ProductionYear | Shape | SustainabilityPerformance | WarrantyDescription | WarrantyDurationLabor | WarrantyDurationParts | ModelLabel | Manufacturer | 23.60.30.11.14
186961 | Level 1 | ExpectedLife | 5 | 583246 | New Construction | AccessibilityPerformance | WarrantyGuarantorParts |  | FIXED | Unit B Domestic Cold Water | CodePerformance | 310491 |  | Level 1 |  | 186960 | 0.000000 | 186957 | Reference | Transition - Generic | 25 mm-15 mm | 186998,187000,187002,187004,187006,187008,187010,310800,311078,311079,311080 | 2h405XijT83A$BX7w5ki9u | Color | 33 | M_Transition - Generic:Transition - Generic:Transition - Generic:583246 |  | InstallationDate | 186961 | WarrantyGuarantorLabor |  |  |  | Features | TagNumber |  | BarCode | Domestic Cold Water | Reducer/Coupling/Union/Increaser |  | Constituents | T |  | SerialNumber | WarrantyStartDate | AssetIdentifier | Level : Level 1 | -0.460000 | 733 | ReplacementCost | M_Pipe Fitting - Generic.csv | Pipework Fittings | Finish | Grade | Material | ModelReference | NominalHeight | NominalLength | NominalWidth | ProductionYear | Shape | SustainabilityPerformance | WarrantyDescription | WarrantyDurationLabor | WarrantyDurationParts | ModelLabel | Manufacturer | 23.60.30.11.14 |  |  | F | T | F | 0.041010 | 0.052083 | 0.093750 | 0.026042 | 0.046875 | 0.049213 | 0.082021 | 10.000000 | 0.093750 | 10.000000 | 0.026042 | 0.046875 | 0.020833 | 0.037500 | 0.024606 | 0.041010 | 0.023438 | 0.041010
187018 | Level 1 | ExpectedLife | 5 | 583247 | New Construction | AccessibilityPerformance | WarrantyGuarantorParts | 90.000000 | FIXED | Unit B Domestic Cold Water | CodePerformance | 310491 | 0.052083 | Level 1 | 0.026042 | 187017 | 0.000000 | 187014 | Reference | Elbow - Generic | 15 mm-15 mm | 187046,187048,187050,187052,187054,187056,187058,310798,311068,311069,311070 | 2h405XijT83A$BX7w5ki9v | Color | 33 | M_Elbow - Generic:Elbow - Generic:Elbow - Generic:583247 |  | InstallationDate | 187018 | WarrantyGuarantorLabor | 0.020833 | 0.024606 | 0.049213 | Features | TagNumber | 0.046875 | BarCode | Domestic Cold Water | Regular 45, 90 and 180 Elbow | 0.026042 | Constituents | T | 0.046875 | SerialNumber | WarrantyStartDate | AssetIdentifier | Level : Level 1 | 0.914400 | 736 | ReplacementCost | M_Pipe Fitting - Generic.csv | Pipework Fittings | Finish | Grade | Material | ModelReference | NominalHeight | NominalLength | NominalWidth | ProductionYear | Shape | SustainabilityPerformance | WarrantyDescription | WarrantyDurationLabor | WarrantyDurationParts | ModelLabel | Manufacturer | 23.60.30.11.14
187066 | Level 1 | ExpectedLife | 5 | 583248 | New Construction | AccessibilityPerformance | WarrantyGuarantorParts | 90.000000 | FIXED | Unit B Domestic Cold Water | CodePerformance | 310491 | 0.052083 | Level 1 | 0.026042 | 187065 | 0.000000 | 187062 | Reference | Elbow - Generic | 15 mm-15 mm | 187094,187096,187098,187100,187102,187104,187106,310798,311068,311069,311070 | 2h405XijT83A$BX7w5ki9c | Color | 33 | M_Elbow - Generic:Elbow - Generic:Elbow - Generic:583248 |  | InstallationDate | 187066 | WarrantyGuarantorLabor | 0.020833 | 0.024606 | 0.049213 | Features | TagNumber | 0.046875 | BarCode | Domestic Cold Water | Regular 45, 90 and 180 Elbow | 0.026042 | Constituents | T | 0.046875 | SerialNumber | WarrantyStartDate | AssetIdentifier | Level : Level 1 | 0.914400 | 737 | ReplacementCost | M_Pipe Fitting - Generic.csv | Pipework Fittings | Finish | Grade | Material | ModelReference | NominalHeight | NominalLength | NominalWidth | ProductionYear | Shape | SustainabilityPerformance | WarrantyDescription | WarrantyDurationLabor | WarrantyDurationParts | ModelLabel | Manufacturer | 23.60.30.11.14
187677 | Level 1 | ExpectedLife | 5 | 583252 | New Construction | AccessibilityPerformance | WarrantyGuarantorParts | 90.000000 | FIXED | Unit B Domestic Hot Water | CodePerformance | 310491 | 0.052083 | Level 2 | 0.026042 | 187676 | 0.000000 | 187673 | Reference | Elbow - Generic | 15 mm-15 mm | 187705,187707,187709,187711,187713,187715,187717,310798,311068,311069,311070 | 2h405XijT83A$BX7w5ki9Y | Color | 33 | M_Elbow - Generic:Elbow - Generic:Elbow - Generic:583252 |  | InstallationDate | 187677 | WarrantyGuarantorLabor | 0.020833 | 0.024606 | 0.049213 | Features | TagNumber | 0.046875 | BarCode | Domestic Hot Water | Regular 45, 90 and 180 Elbow | 0.026042 | Constituents | T | 0.046875 | SerialNumber | WarrantyStartDate | AssetIdentifier | Level : Level 2 | -2.300000 | 740 | ReplacementCost | M_Pipe Fitting - Generic.csv | Pipework Fittings | Finish | Grade | Material | ModelReference | NominalHeight | NominalLength | NominalWidth | ProductionYear | Shape | SustainabilityPerformance | WarrantyDescription | WarrantyDurationLabor | WarrantyDurationParts | ModelLabel | Manufacturer | 23.60.30.11.14
187725 | Level 1 | ExpectedLife | 5 | 583253 | New Construction | AccessibilityPerformance | WarrantyGuarantorParts |  | FIXED | Unit B Domestic Hot Water | CodePerformance | 310491 |  | Level 2 |  | 187724 | 0.000000 | 187721 | Reference | Transition - Generic | 25 mm-15 mm | 187762,187764,187766,187768,187770,187772,187774,310800,311078,311079,311080 | 2h405XijT83A$BX7w5ki9Z | Color | 33 | M_Transition - Generic:Transition - Generic:Transition - Generic:583253 |  | InstallationDate | 187725 | WarrantyGuarantorLabor |  |  |  | Features | TagNumber |  | BarCode | Domestic Hot Water | Reducer/Coupling/Union/Increaser |  | Constituents | T |  | SerialNumber | WarrantyStartDate | AssetIdentifier | Level : Level 2 | -2.300000 | 741 | ReplacementCost | M_Pipe Fitting - Generic.csv | Pipework Fittings | Finish | Grade | Material | ModelReference | NominalHeight | NominalLength | NominalWidth | ProductionYear | Shape | SustainabilityPerformance | WarrantyDescription | WarrantyDurationLabor | WarrantyDurationParts | ModelLabel | Manufacturer | 23.60.30.11.14 |  |  | F | T | F | 0.041010 | 0.052083 | 0.093750 | 0.026042 | 0.046875 | 0.049213 | 0.082021 | 10.000000 | 0.093750 | 10.000000 | 0.026042 | 0.046875 | 0.020833 | 0.037500 | 0.024606 | 0.041010 | 0.023438 | 0.041010
187782 | Level 1 | ExpectedLife | 5 | 583254 | New Construction | AccessibilityPerformance | WarrantyGuarantorParts | 90.000000 | FIXED | Unit B Domestic Hot Water | CodePerformance | 310491 | 0.052083 | Level 1 | 0.026042 | 187781 | 0.000000 | 187778 | Reference | Elbow - Generic | 15 mm-15 mm | 187810,187812,187814,187816,187818,187820,187822,310798,311068,311069,311070 | 2h405XijT83A$BX7w5ki9W | Color | 33 | M_Elbow - Generic:Elbow - Generic:Elbow - Generic:583254 |  | InstallationDate | 187782 | WarrantyGuarantorLabor | 0.020833 | 0.024606 | 0.049213 | Features | TagNumber | 0.046875 | BarCode | Domestic Hot Water | Regular 45, 90 and 180 Elbow | 0.026042 | Constituents | T | 0.046875 | SerialNumber | WarrantyStartDate | AssetIdentifier | Level : Level 1 | 0.914400 | 744 | ReplacementCost | M_Pipe Fitting - Generic.csv | Pipework Fittings | Finish | Grade | Material | ModelReference | NominalHeight | NominalLength | NominalWidth | ProductionYear | Shape | SustainabilityPerformance | WarrantyDescription | WarrantyDurationLabor | WarrantyDurationParts | ModelLabel | Manufacturer | 23.60.30.11.14
187830 | Level 1 | ExpectedLife | 5 | 583255 | New Construction | AccessibilityPerformance | WarrantyGuarantorParts | 90.000000 | FIXED | Unit B Domestic Hot Water | CodePerformance | 310491 | 0.052083 | Level 1 | 0.026042 | 187829 | 0.000000 | 187826 | Reference | Elbow - Generic | 15 mm-15 mm | 187858,187860,187862,187864,187866,187868,187870,310798,311068,311069,311070 | 2h405XijT83A$BX7w5ki9X | Color | 33 | M_Elbow - Generic:Elbow - Generic:Elbow - Generic:583255 |  | InstallationDate | 187830 | WarrantyGuarantorLabor | 0.020833 | 0.024606 | 0.049213 | Features | TagNumber | 0.046875 | BarCode | Domestic Hot Water | Regular 45, 90 and 180 Elbow | 0.026042 | Constituents | T | 0.046875 | SerialNumber | WarrantyStartDate | AssetIdentifier | Level : Level 1 | 0.914400 | 745 | ReplacementCost | M_Pipe Fitting - Generic.csv | Pipework Fittings | Finish | Grade | Material | ModelReference | NominalHeight | NominalLength | NominalWidth | ProductionYear | Shape | SustainabilityPerformance | WarrantyDescription | WarrantyDurationLabor | WarrantyDurationParts | ModelLabel | Manufacturer | 23.60.30.11.14
188304 | Level 1 | ExpectedLife | 5 | 583259 | New Construction | AccessibilityPerformance | WarrantyGuarantorParts | 90.000000 | FIXED | Unit B Domestic Hot Water | CodePerformance | 310491 | 0.093750 | Level 2 | 0.046875 | 188303 | 0.000000 | 188300 | Reference | Tee - Generic | 25 mm-25 mm-25 mm | 188333,188335,188337,188339,188341,188343,188345,310567,311065,311066,311067 | 2h405XijT83A$BX7w5ki9j | Color | 33 | M_Tee - Generic:Tee - Generic:Tee - Generic:583259 |  | InstallationDate | 188304 | WarrantyGuarantorLabor | 0.037500 | 0.041010 | 0.082021 | Features | TagNumber | 0.088542 | BarCode | Domestic Hot Water | Tee | 0.046875 | Constituents | T |  | SerialNumber | WarrantyStartDate | AssetIdentifier | Level : Level 2 | -2.300000 | 753 | ReplacementCost | M_Pipe Fitting - Generic.csv | Pipework Fittings | Finish | Grade | Material | ModelReference | NominalHeight | NominalLength | NominalWidth | ProductionYear | Shape | SustainabilityPerformance | WarrantyDescription | WarrantyDurationLabor | WarrantyDurationParts | ModelLabel | Manufacturer | 23.60.30.11.14 | 0.088542 | 90.000000
188541 | Level 1 | ExpectedLife | 5 | 583261 | New Construction | AccessibilityPerformance | WarrantyGuarantorParts |  | FIXED | Unit B Domestic Hot Water | CodePerformance | 310491 |  | Level 2 |  | 188540 | 0.000000 | 188537 | Reference | Transition - Generic | 25 mm-15 mm | 188578,188580,188582,188584,188586,188588,188590,310800,311078,311079,311080 | 2h405XijT83A$BX7w5ki9h | Color | 33 | M_Transition - Generic:Transition - Generic:Transition - Generic:583261 |  | InstallationDate | 188541 | WarrantyGuarantorLabor |  |  |  | Features | TagNumber |  | BarCode | Domestic Hot Water | Reducer/Coupling/Union/Increaser |  | Constituents | T |  | SerialNumber | WarrantyStartDate | AssetIdentifier | Level : Level 2 | -2.300000 | 756 | ReplacementCost | M_Pipe Fitting - Generic.csv | Pipework Fittings | Finish | Grade | Material | ModelReference | NominalHeight | NominalLength | NominalWidth | ProductionYear | Shape | SustainabilityPerformance | WarrantyDescription | WarrantyDurationLabor | WarrantyDurationParts | ModelLabel | Manufacturer | 23.60.30.11.14 |  |  | F | T | F | 0.041010 | 0.052083 | 0.093750 | 0.026042 | 0.046875 | 0.049213 | 0.082021 | 10.000000 | 0.093750 | 10.000000 | 0.026042 | 0.046875 | 0.020833 | 0.037500 | 0.024606 | 0.041010 | 0.023438 | 0.041010
188973 | Level 1 | ExpectedLife | 5 | 583264 | New Construction | AccessibilityPerformance | WarrantyGuarantorParts | 90.000000 | FIXED | Unit A Domestic Hot Water | CodePerformance | 310491 | 0.052083 | Level 2 | 0.026042 | 188972 | 0.000000 | 188969 | Reference | Elbow - Generic | 15 mm-15 mm | 189001,189003,189005,189007,189009,189011,189013,310798,311068,311069,311070 | 2h405XijT83A$BX7w5ki9M | Color | 33 | M_Elbow - Generic:Elbow - Generic:Elbow - Generic:583264 |  | InstallationDate | 188973 | WarrantyGuarantorLabor | 0.020833 | 0.024606 | 0.049213 | Features | TagNumber | 0.046875 | BarCode | Domestic Hot Water | Regular 45, 90 and 180 Elbow | 0.026042 | Constituents | T | 0.046875 | SerialNumber | WarrantyStartDate | AssetIdentifier | Level : Level 2 | -2.300000 | 757 | ReplacementCost | M_Pipe Fitting - Generic.csv | Pipework Fittings | Finish | Grade | Material | ModelReference | NominalHeight | NominalLength | NominalWidth | ProductionYear | Shape | SustainabilityPerformance | WarrantyDescription | WarrantyDurationLabor | WarrantyDurationParts | ModelLabel | Manufacturer | 23.60.30.11.14
189021 | Level 1 | ExpectedLife | 5 | 583265 | New Construction | AccessibilityPerformance | WarrantyGuarantorParts |  | FIXED | Unit A Domestic Hot Water | CodePerformance | 310491 |  | Level 2 |  | 189020 | 0.000000 | 189017 | Reference | Transition - Generic | 25 mm-15 mm | 189058,189060,189062,189064,189066,189068,189070,310800,311078,311079,311080 | 2h405XijT83A$BX7w5ki9N | Color | 33 | M_Transition - Generic:Transition - Generic:Transition - Generic:583265 |  | InstallationDate | 189021 | WarrantyGuarantorLabor |  |  |  | Features | TagNumber |  | BarCode | Domestic Hot Water | Reducer/Coupling/Union/Increaser |  | Constituents | T |  | SerialNumber | WarrantyStartDate | AssetIdentifier | Level : Level 2 | -2.300000 | 758 | ReplacementCost | M_Pipe Fitting - Generic.csv | Pipework Fittings | Finish | Grade | Material | ModelReference | NominalHeight | NominalLength | NominalWidth | ProductionYear | Shape | SustainabilityPerformance | WarrantyDescription | WarrantyDurationLabor | WarrantyDurationParts | ModelLabel | Manufacturer | 23.60.30.11.14 |  |  | F | T | F | 0.041010 | 0.052083 | 0.093750 | 0.026042 | 0.046875 | 0.049213 | 0.082021 | 10.000000 | 0.093750 | 10.000000 | 0.026042 | 0.046875 | 0.020833 | 0.037500 | 0.024606 | 0.041010 | 0.023438 | 0.041010
189078 | Level 1 | ExpectedLife | 5 | 583266 | New Construction | AccessibilityPerformance | WarrantyGuarantorParts | 90.000000 | FIXED | Unit A Domestic Hot Water | CodePerformance | 310491 | 0.052083 | Level 1 | 0.026042 | 189077 | 0.000000 | 189074 | Reference | Elbow - Generic | 15 mm-15 mm | 189106,189108,189110,189112,189114,189116,189118,310798,311068,311069,311070 | 2h405XijT83A$BX7w5ki9K | Color | 33 | M_Elbow - Generic:Elbow - Generic:Elbow - Generic:583266 |  | InstallationDate | 189078 | WarrantyGuarantorLabor | 0.020833 | 0.024606 | 0.049213 | Features | TagNumber | 0.046875 | BarCode | Domestic Hot Water | Regular 45, 90 and 180 Elbow | 0.026042 | Constituents | T | 0.046875 | SerialNumber | WarrantyStartDate | AssetIdentifier | Level : Level 1 | 0.914400 | 761 | ReplacementCost | M_Pipe Fitting - Generic.csv | Pipework Fittings | Finish | Grade | Material | ModelReference | NominalHeight | NominalLength | NominalWidth | ProductionYear | Shape | SustainabilityPerformance | WarrantyDescription | WarrantyDurationLabor | WarrantyDurationParts | ModelLabel | Manufacturer | 23.60.30.11.14
189552 | Level 1 | ExpectedLife | 5 | 583270 | New Construction | AccessibilityPerformance | WarrantyGuarantorParts | 90.000000 | FIXED | Unit A Domestic Hot Water | CodePerformance | 310491 | 0.093750 | Level 2 | 0.046875 | 189551 | 0.000000 | 189548 | Reference | Tee - Generic | 25 mm-25 mm-25 mm | 189581,189583,189585,189587,189589,189591,189593,310567,311065,311066,311067 | 2h405XijT83A$BX7w5ki9G | Color | 33 | M_Tee - Generic:Tee - Generic:Tee - Generic:583270 |  | InstallationDate | 189552 | WarrantyGuarantorLabor | 0.037500 | 0.041010 | 0.082021 | Features | TagNumber | 0.088542 | BarCode | Domestic Hot Water | Tee | 0.046875 | Constituents | T |  | SerialNumber | WarrantyStartDate | AssetIdentifier | Level : Level 2 | -2.300000 | 769 | ReplacementCost | M_Pipe Fitting - Generic.csv | Pipework Fittings | Finish | Grade | Material | ModelReference | NominalHeight | NominalLength | NominalWidth | ProductionYear | Shape | SustainabilityPerformance | WarrantyDescription | WarrantyDurationLabor | WarrantyDurationParts | ModelLabel | Manufacturer | 23.60.30.11.14 | 0.088542 | 90.000000
189789 | Level 1 | ExpectedLife | 5 | 583272 | New Construction | AccessibilityPerformance | WarrantyGuarantorParts |  | FIXED | Unit A Domestic Hot Water | CodePerformance | 310491 |  | Level 2 |  | 189788 | 0.000000 | 189785 | Reference | Transition - Generic | 25 mm-15 mm | 189826,189828,189830,189832,189834,189836,189838,310800,311078,311079,311080 | 2h405XijT83A$BX7w5ki9U | Color | 33 | M_Transition - Generic:Transition - Generic:Transition - Generic:583272 |  | InstallationDate | 189789 | WarrantyGuarantorLabor |  |  |  | Features | TagNumber |  | BarCode | Domestic Hot Water | Reducer/Coupling/Union/Increaser |  | Constituents | T |  | SerialNumber | WarrantyStartDate | AssetIdentifier | Level : Level 2 | -2.300000 | 772 | ReplacementCost | M_Pipe Fitting - Generic.csv | Pipework Fittings | Finish | Grade | Material | ModelReference | NominalHeight | NominalLength | NominalWidth | ProductionYear | Shape | SustainabilityPerformance | WarrantyDescription | WarrantyDurationLabor | WarrantyDurationParts | ModelLabel | Manufacturer | 23.60.30.11.14 |  |  | F | T | F | 0.041010 | 0.052083 | 0.093750 | 0.026042 | 0.046875 | 0.049213 | 0.082021 | 10.000000 | 0.093750 | 10.000000 | 0.026042 | 0.046875 | 0.020833 | 0.037500 | 0.024606 | 0.041010 | 0.023438 | 0.041010
189846 | Level 1 | ExpectedLife | 5 | 583273 | New Construction | AccessibilityPerformance | WarrantyGuarantorParts | 90.000000 | FIXED | Unit B Domestic Hot Water | CodePerformance | 310491 | 0.093750 | Level 2 | 0.046875 | 189845 | 0.000000 | 189842 | Reference | Elbow - Generic | 25 mm-25 mm | 189874,189876,189878,189880,189882,189884,189886,310558,311068,311069,311070 | 2h405XijT83A$BX7w5ki9V | Color | 33 | M_Elbow - Generic:Elbow - Generic:Elbow - Generic:583273 |  | InstallationDate | 189846 | WarrantyGuarantorLabor | 0.037500 | 0.041010 | 0.082021 | Features | TagNumber | 0.067708 | BarCode | Domestic Hot Water | Regular 45, 90 and 180 Elbow | 0.046875 | Constituents | T | 0.067708 | SerialNumber | WarrantyStartDate | AssetIdentifier | Level : Level 2 | -0.250000 | 773 | ReplacementCost | M_Pipe Fitting - Generic.csv | Pipework Fittings | Finish | Grade | Material | ModelReference | NominalHeight | NominalLength | NominalWidth | ProductionYear | Shape | SustainabilityPerformance | WarrantyDescription | WarrantyDurationLabor | WarrantyDurationParts | ModelLabel | Manufacturer | 23.60.30.11.14
189894 | Level 1 | ExpectedLife | 5 | 583274 | New Construction | AccessibilityPerformance | WarrantyGuarantorParts | 90.000000 | FIXED | Unit B Domestic Hot Water | CodePerformance | 310491 | 0.093750 | Level 2 | 0.046875 | 189893 | 0.000000 | 189890 | Reference | Tee - Generic | 25 mm-25 mm-25 mm | 189923,189925,189927,189929,189931,189933,189935,310567,311065,311066,311067 | 2h405XijT83A$BX7w5ki9S | Color | 33 | M_Tee - Generic:Tee - Generic:Tee - Generic:583274 |  | InstallationDate | 189894 | WarrantyGuarantorLabor | 0.037500 | 0.041010 | 0.082021 | Features | TagNumber | 0.088542 | BarCode | Domestic Hot Water | Tee | 0.046875 | Constituents | T |  | SerialNumber | WarrantyStartDate | AssetIdentifier | Level : Level 2 | -2.300000 | 776 | ReplacementCost | M_Pipe Fitting - Generic.csv | Pipework Fittings | Finish | Grade | Material | ModelReference | NominalHeight | NominalLength | NominalWidth | ProductionYear | Shape | SustainabilityPerformance | WarrantyDescription | WarrantyDurationLabor | WarrantyDurationParts | ModelLabel | Manufacturer | 23.60.30.11.14 | 0.088542 | 90.000000
190318 | Level 1 | ExpectedLife | 5 | 583277 | New Construction | AccessibilityPerformance | WarrantyGuarantorParts | 90.000000 | FIXED | Unit B Domestic Hot Water | CodePerformance | 310491 | 0.093750 | Level 2 | 0.046875 | 190317 | 0.000000 | 190314 | Reference | Elbow - Generic | 25 mm-25 mm | 190346,190348,190350,190352,190354,190356,190358,310558,311068,311069,311070 | 2h405XijT83A$BX7w5ki9R | Color | 33 | M_Elbow - Generic:Elbow - Generic:Elbow - Generic:583277 |  | InstallationDate | 190318 | WarrantyGuarantorLabor | 0.037500 | 0.041010 | 0.082021 | Features | TagNumber | 0.067708 | BarCode | Domestic Hot Water | Regular 45, 90 and 180 Elbow | 0.046875 | Constituents | T | 0.067708 | SerialNumber | WarrantyStartDate | AssetIdentifier | Level : Level 2 | -2.500000 | 778 | ReplacementCost | M_Pipe Fitting - Generic.csv | Pipework Fittings | Finish | Grade | Material | ModelReference | NominalHeight | NominalLength | NominalWidth | ProductionYear | Shape | SustainabilityPerformance | WarrantyDescription | WarrantyDurationLabor | WarrantyDurationParts | ModelLabel | Manufacturer | 23.60.30.11.14
190554 | Level 1 | ExpectedLife | 5 | 583279 | New Construction | AccessibilityPerformance | WarrantyGuarantorParts | 90.000000 | FIXED | Unit B Domestic Hot Water | CodePerformance | 310491 | 0.093750 | Level 1 | 0.046875 | 190553 | 0.000000 | 190550 | Reference | Elbow - Generic | 25 mm-25 mm | 190582,190584,190586,190588,190590,190592,190594,310558,311068,311069,311070 | 2h405XijT83A$BX7w5ki9P | Color | 33 | M_Elbow - Generic:Elbow - Generic:Elbow - Generic:583279 |  | InstallationDate | 190554 | WarrantyGuarantorLabor | 0.037500 | 0.041010 | 0.082021 | Features | TagNumber | 0.067708 | BarCode | Domestic Hot Water | Regular 45, 90 and 180 Elbow | 0.046875 | Constituents | T | 0.067708 | SerialNumber | WarrantyStartDate | AssetIdentifier | Level : Level 1 | 0.600000 | 780 | ReplacementCost | M_Pipe Fitting - Generic.csv | Pipework Fittings | Finish | Grade | Material | ModelReference | NominalHeight | NominalLength | NominalWidth | ProductionYear | Shape | SustainabilityPerformance | WarrantyDescription | WarrantyDurationLabor | WarrantyDurationParts | ModelLabel | Manufacturer | 23.60.30.11.14
190790 | Level 1 | ExpectedLife | 5 | 583281 | New Construction | AccessibilityPerformance | WarrantyGuarantorParts | 90.000000 | FIXED | Unit B Domestic Hot Water | CodePerformance | 310491 | 0.093750 | Level 1 | 0.046875 | 190789 | 0.000000 | 190786 | Reference | Elbow - Generic | 25 mm-25 mm | 190818,190820,190822,190824,190826,190828,190830,310558,311068,311069,311070 | 2h405XijT83A$BX7w5ki97 | Color | 33 | M_Elbow - Generic:Elbow - Generic:Elbow - Generic:583281 |  | InstallationDate | 190790 | WarrantyGuarantorLabor | 0.037500 | 0.041010 | 0.082021 | Features | TagNumber | 0.067708 | BarCode | Domestic Hot Water | Regular 45, 90 and 180 Elbow | 0.046875 | Constituents | T | 0.067708 | SerialNumber | WarrantyStartDate | AssetIdentifier | Level : Level 1 | 0.600000 | 781 | ReplacementCost | M_Pipe Fitting - Generic.csv | Pipework Fittings | Finish | Grade | Material | ModelReference | NominalHeight | NominalLength | NominalWidth | ProductionYear | Shape | SustainabilityPerformance | WarrantyDescription | WarrantyDurationLabor | WarrantyDurationParts | ModelLabel | Manufacturer | 23.60.30.11.14
191026 | Level 1 | ExpectedLife | 5 | 583283 | New Construction | AccessibilityPerformance | WarrantyGuarantorParts | 90.000000 | FIXED | Unit B Domestic Hot Water | CodePerformance | 310491 | 0.093750 | Level 1 | 0.046875 | 191025 | 0.000000 | 191022 | Reference | Elbow - Generic | 25 mm-25 mm | 191054,191056,191058,191060,191062,191064,191066,310558,311068,311069,311070 | 2h405XijT83A$BX7w5ki95 | Color | 33 | M_Elbow - Generic:Elbow - Generic:Elbow - Generic:583283 |  | InstallationDate | 191026 | WarrantyGuarantorLabor | 0.037500 | 0.041010 | 0.082021 | Features | TagNumber | 0.067708 | BarCode | Domestic Hot Water | Regular 45, 90 and 180 Elbow | 0.046875 | Constituents | T | 0.067708 | SerialNumber | WarrantyStartDate | AssetIdentifier | Level : Level 1 | 0.600000 | 782 | ReplacementCost | M_Pipe Fitting - Generic.csv | Pipework Fittings | Finish | Grade | Material | ModelReference | NominalHeight | NominalLength | NominalWidth | ProductionYear | Shape | SustainabilityPerformance | WarrantyDescription | WarrantyDurationLabor | WarrantyDurationParts | ModelLabel | Manufacturer | 23.60.30.11.14
191262 | Level 1 | ExpectedLife | 5 | 583285 | New Construction | AccessibilityPerformance | WarrantyGuarantorParts | 90.000000 | FIXED | Unit B Domestic Hot Water | CodePerformance | 310491 | 0.093750 | Level 1 | 0.046875 | 191261 | 0.000000 | 191258 | Reference | Elbow - Generic | 25 mm-25 mm | 191290,191292,191294,191296,191298,191300,191302,310558,311068,311069,311070 | 2h405XijT83A$BX7w5ki93 | Color | 33 | M_Elbow - Generic:Elbow - Generic:Elbow - Generic:583285 |  | InstallationDate | 191262 | WarrantyGuarantorLabor | 0.037500 | 0.041010 | 0.082021 | Features | TagNumber | 0.067708 | BarCode | Domestic Hot Water | Regular 45, 90 and 180 Elbow | 0.046875 | Constituents | T | 0.067708 | SerialNumber | WarrantyStartDate | AssetIdentifier | Level : Level 1 | 0.600000 | 783 | ReplacementCost | M_Pipe Fitting - Generic.csv | Pipework Fittings | Finish | Grade | Material | ModelReference | NominalHeight | NominalLength | NominalWidth | ProductionYear | Shape | SustainabilityPerformance | WarrantyDescription | WarrantyDurationLabor | WarrantyDurationParts | ModelLabel | Manufacturer | 23.60.30.11.14
191498 | Level 1 | ExpectedLife | 5 | 583287 | New Construction | AccessibilityPerformance | WarrantyGuarantorParts | 90.000000 | FIXED | Unit B Domestic Hot Water | CodePerformance | 310491 | 0.093750 | Level 1 | 0.046875 | 191497 | 0.000000 | 191494 | Reference | Elbow - Generic | 25 mm-25 mm | 191526,191528,191530,191532,191534,191536,191538,310558,311068,311069,311070 | 2h405XijT83A$BX7w5ki91 | Color | 33 | M_Elbow - Generic:Elbow - Generic:Elbow - Generic:583287 |  | InstallationDate | 191498 | WarrantyGuarantorLabor | 0.037500 | 0.041010 | 0.082021 | Features | TagNumber | 0.067708 | BarCode | Domestic Hot Water | Regular 45, 90 and 180 Elbow | 0.046875 | Constituents | T | 0.067708 | SerialNumber | WarrantyStartDate | AssetIdentifier | Level : Level 1 | 0.600000 | 784 | ReplacementCost | M_Pipe Fitting - Generic.csv | Pipework Fittings | Finish | Grade | Material | ModelReference | NominalHeight | NominalLength | NominalWidth | ProductionYear | Shape | SustainabilityPerformance | WarrantyDescription | WarrantyDurationLabor | WarrantyDurationParts | ModelLabel | Manufacturer | 23.60.30.11.14
191546 | Level 1 | ExpectedLife | 5 | 583293 | New Construction | AccessibilityPerformance | WarrantyGuarantorParts | 90.000000 | FIXED | Unit A Domestic Hot Water | CodePerformance | 310491 | 0.093750 | Level 2 | 0.046875 | 191545 | 0.000000 | 191542 | Reference | Elbow - Generic | 25 mm-25 mm | 191574,191576,191578,191580,191582,191584,191586,310558,311068,311069,311070 | 2h405XijT83A$BX7w5ki9B | Color | 33 | M_Elbow - Generic:Elbow - Generic:Elbow - Generic:583293 |  | InstallationDate | 191546 | WarrantyGuarantorLabor | 0.037500 | 0.041010 | 0.082021 | Features | TagNumber | 0.067708 | BarCode | Domestic Hot Water | Regular 45, 90 and 180 Elbow | 0.046875 | Constituents | T | 0.067708 | SerialNumber | WarrantyStartDate | AssetIdentifier | Level : Level 2 | -0.250000 | 795 | ReplacementCost | M_Pipe Fitting - Generic.csv | Pipework Fittings | Finish | Grade | Material | ModelReference | NominalHeight | NominalLength | NominalWidth | ProductionYear | Shape | SustainabilityPerformance | WarrantyDescription | WarrantyDurationLabor | WarrantyDurationParts | ModelLabel | Manufacturer | 23.60.30.11.14
191594 | Level 1 | ExpectedLife | 5 | 583294 | New Construction | AccessibilityPerformance | WarrantyGuarantorParts | 90.000000 | FIXED | Unit A Domestic Hot Water | CodePerformance | 310491 | 0.093750 | Level 2 | 0.046875 | 191593 | 0.000000 | 191590 | Reference | Tee - Generic | 25 mm-25 mm-25 mm | 191623,191625,191627,191629,191631,191633,191635,310567,311065,311066,311067 | 2h405XijT83A$BX7w5ki98 | Color | 33 | M_Tee - Generic:Tee - Generic:Tee - Generic:583294 |  | InstallationDate | 191594 | WarrantyGuarantorLabor | 0.037500 | 0.041010 | 0.082021 | Features | TagNumber | 0.088542 | BarCode | Domestic Hot Water | Tee | 0.046875 | Constituents | T |  | SerialNumber | WarrantyStartDate | AssetIdentifier | Level : Level 2 | -2.300000 | 796 | ReplacementCost | M_Pipe Fitting - Generic.csv | Pipework Fittings | Finish | Grade | Material | ModelReference | NominalHeight | NominalLength | NominalWidth | ProductionYear | Shape | SustainabilityPerformance | WarrantyDescription | WarrantyDurationLabor | WarrantyDurationParts | ModelLabel | Manufacturer | 23.60.30.11.14 | 0.088542 | 90.000000
192018 | Level 1 | ExpectedLife | 5 | 583297 | New Construction | AccessibilityPerformance | WarrantyGuarantorParts | 90.000000 | FIXED | Unit A Domestic Hot Water | CodePerformance | 310491 | 0.093750 | Level 2 | 0.046875 | 192017 | 0.000000 | 192014 | Reference | Elbow - Generic | 25 mm-25 mm | 192046,192048,192050,192052,192054,192056,192058,310558,311068,311069,311070 | 2h405XijT83A$BX7w5kiAt | Color | 33 | M_Elbow - Generic:Elbow - Generic:Elbow - Generic:583297 |  | InstallationDate | 192018 | WarrantyGuarantorLabor | 0.037500 | 0.041010 | 0.082021 | Features | TagNumber | 0.067708 | BarCode | Domestic Hot Water | Regular 45, 90 and 180 Elbow | 0.046875 | Constituents | T | 0.067708 | SerialNumber | WarrantyStartDate | AssetIdentifier | Level : Level 2 | -2.300000 | 798 | ReplacementCost | M_Pipe Fitting - Generic.csv | Pipework Fittings | Finish | Grade | Material | ModelReference | NominalHeight | NominalLength | NominalWidth | ProductionYear | Shape | SustainabilityPerformance | WarrantyDescription | WarrantyDurationLabor | WarrantyDurationParts | ModelLabel | Manufacturer | 23.60.30.11.14
192677 | Level 1 | ExpectedLife | 5 | 583307 | New Construction | AccessibilityPerformance | WarrantyGuarantorParts | 90.000000 | FIXED | Unit A Domestic Hot Water | CodePerformance | 310491 | 0.093750 | Level 1 | 0.046875 | 192676 | 0.000000 | 192673 | Reference | Elbow - Generic | 25 mm-25 mm | 192705,192707,192709,192711,192713,192715,192717,310558,311068,311069,311070 | 2h405XijT83A$BX7w5kiAz | Color | 33 | M_Elbow - Generic:Elbow - Generic:Elbow - Generic:583307 |  | InstallationDate | 192677 | WarrantyGuarantorLabor | 0.037500 | 0.041010 | 0.082021 | Features | TagNumber | 0.067708 | BarCode | Domestic Hot Water | Regular 45, 90 and 180 Elbow | 0.046875 | Constituents | T | 0.067708 | SerialNumber | WarrantyStartDate | AssetIdentifier | Level : Level 1 | 0.600000 | 960 | ReplacementCost | M_Pipe Fitting - Generic.csv | Pipework Fittings | Finish | Grade | Material | ModelReference | NominalHeight | NominalLength | NominalWidth | ProductionYear | Shape | SustainabilityPerformance | WarrantyDescription | WarrantyDurationLabor | WarrantyDurationParts | ModelLabel | Manufacturer | 23.60.30.11.14
192725 | Level 1 | ExpectedLife | 5 | 583308 | New Construction | AccessibilityPerformance | WarrantyGuarantorParts | 90.000000 | FIXED | Unit A Domestic Hot Water | CodePerformance | 310491 | 0.093750 | Level 1 | 0.046875 | 192724 | 0.000000 | 192721 | Reference | Elbow - Generic | 25 mm-25 mm | 192753,192755,192757,192759,192761,192763,192765,310558,311068,311069,311070 | 2h405XijT83A$BX7w5kiAw | Color | 33 | M_Elbow - Generic:Elbow - Generic:Elbow - Generic:583308 |  | InstallationDate | 192725 | WarrantyGuarantorLabor | 0.037500 | 0.041010 | 0.082021 | Features | TagNumber | 0.067708 | BarCode | Domestic Hot Water | Regular 45, 90 and 180 Elbow | 0.046875 | Constituents | T | 0.067708 | SerialNumber | WarrantyStartDate | AssetIdentifier | Level : Level 1 | 0.600000 | 962 | ReplacementCost | M_Pipe Fitting - Generic.csv | Pipework Fittings | Finish | Grade | Material | ModelReference | NominalHeight | NominalLength | NominalWidth | ProductionYear | Shape | SustainabilityPerformance | WarrantyDescription | WarrantyDurationLabor | WarrantyDurationParts | ModelLabel | Manufacturer | 23.60.30.11.14
193149 | Level 1 | ExpectedLife | 5 | 583311 | New Construction | AccessibilityPerformance | WarrantyGuarantorParts | 90.000000 | FIXED | Unit A Domestic Hot Water | CodePerformance | 310491 | 0.093750 | Level 1 | 0.046875 | 193148 | 0.000000 | 193145 | Reference | Elbow - Generic | 25 mm-25 mm | 193177,193179,193181,193183,193185,193187,193189,310558,311068,311069,311070 | 2h405XijT83A$BX7w5kiAv | Color | 33 | M_Elbow - Generic:Elbow - Generic:Elbow - Generic:583311 |  | InstallationDate | 193149 | WarrantyGuarantorLabor | 0.037500 | 0.041010 | 0.082021 | Features | TagNumber | 0.067708 | BarCode | Domestic Hot Water | Regular 45, 90 and 180 Elbow | 0.046875 | Constituents | T | 0.067708 | SerialNumber | WarrantyStartDate | AssetIdentifier | Level : Level 1 | 0.600000 | 963 | ReplacementCost | M_Pipe Fitting - Generic.csv | Pipework Fittings | Finish | Grade | Material | ModelReference | NominalHeight | NominalLength | NominalWidth | ProductionYear | Shape | SustainabilityPerformance | WarrantyDescription | WarrantyDurationLabor | WarrantyDurationParts | ModelLabel | Manufacturer | 23.60.30.11.14
193197 | Level 1 | ExpectedLife | 5 | 583312 | New Construction | AccessibilityPerformance | WarrantyGuarantorParts | 90.000000 | FIXED | Unit A Domestic Hot Water | CodePerformance | 310491 | 0.093750 | Level 1 | 0.046875 | 193196 | 0.000000 | 193193 | Reference | Elbow - Generic | 25 mm-25 mm | 193225,193227,193229,193231,193233,193235,193237,310558,311068,311069,311070 | 2h405XijT83A$BX7w5kiAc | Color | 33 | M_Elbow - Generic:Elbow - Generic:Elbow - Generic:583312 |  | InstallationDate | 193197 | WarrantyGuarantorLabor | 0.037500 | 0.041010 | 0.082021 | Features | TagNumber | 0.067708 | BarCode | Domestic Hot Water | Regular 45, 90 and 180 Elbow | 0.046875 | Constituents | T | 0.067708 | SerialNumber | WarrantyStartDate | AssetIdentifier | Level : Level 1 | 0.600000 | 964 | ReplacementCost | M_Pipe Fitting - Generic.csv | Pipework Fittings | Finish | Grade | Material | ModelReference | NominalHeight | NominalLength | NominalWidth | ProductionYear | Shape | SustainabilityPerformance | WarrantyDescription | WarrantyDurationLabor | WarrantyDurationParts | ModelLabel | Manufacturer | 23.60.30.11.14
193245 | Level 1 | ExpectedLife | 5 | 583313 | New Construction | AccessibilityPerformance | WarrantyGuarantorParts | 90.000000 | FIXED | Unit A Domestic Hot Water | CodePerformance | 310491 | 0.093750 | Level 2 | 0.046875 | 193244 | 0.000000 | 193241 | Reference | Elbow - Generic | 25 mm-25 mm | 193273,193275,193277,193279,193281,193283,193285,310558,311068,311069,311070 | 2h405XijT83A$BX7w5kiAd | Color | 33 | M_Elbow - Generic:Elbow - Generic:Elbow - Generic:583313 |  | InstallationDate | 193245 | WarrantyGuarantorLabor | 0.037500 | 0.041010 | 0.082021 | Features | TagNumber | 0.067708 | BarCode | Domestic Hot Water | Regular 45, 90 and 180 Elbow | 0.046875 | Constituents | T | 0.067708 | SerialNumber | WarrantyStartDate | AssetIdentifier | Level : Level 2 | -2.500000 | 965 | ReplacementCost | M_Pipe Fitting - Generic.csv | Pipework Fittings | Finish | Grade | Material | ModelReference | NominalHeight | NominalLength | NominalWidth | ProductionYear | Shape | SustainabilityPerformance | WarrantyDescription | WarrantyDurationLabor | WarrantyDurationParts | ModelLabel | Manufacturer | 23.60.30.11.14
195707 | Level 1 | ExpectedLife | 5 | 583314 | New Construction | AccessibilityPerformance | WarrantyGuarantorParts | 90.003434 | FIXED | Unit B Sanitary | CodePerformance | 310491 | 0.114583 | Level 2 | 0.057292 | 195706 | 0.000000 | 195703 | Reference | Elbow - Generic | 40 mm-40 mm | 195735,195737,195739,195741,195743,195745,195747,310920,311068,311069,311070 | 28grkpRoP0Cx41sgXPZMzB | Color | 33 | M_Elbow - Generic:Elbow - Generic:Elbow - Generic:583314 |  | InstallationDate | 195707 | WarrantyGuarantorLabor | 0.045836 | 0.065617 | 0.131234 | Features | TagNumber | 0.078130 | BarCode | Sanitary | Regular 45, 90 and 180 Elbow | 0.057292 | Constituents | T | 0.078125 | SerialNumber | WarrantyStartDate | AssetIdentifier | Level : Level 2 | -0.363534 | 967 | ReplacementCost | M_Pipe Fitting - Generic.csv | Pipework Fittings | Finish | Grade | Material | ModelReference | NominalHeight | NominalLength | NominalWidth | ProductionYear | Shape | SustainabilityPerformance | WarrantyDescription | WarrantyDurationLabor | WarrantyDurationParts | ModelLabel | Manufacturer | 23.60.30.11.14
195757 | Level 1 | ExpectedLife | 5 | 583315 | New Construction | AccessibilityPerformance | WarrantyGuarantorParts | 90.000000 | FIXED | Unit B Sanitary | CodePerformance | 310491 | 0.260417 | Level 2 | 0.130208 | 195756 | 0.000000 | 195751 | Reference | Tee - Generic | 40 mm-40 mm-40 mm | 195786,195788,195790,195792,195794,195796,195798,310742,311065,311066,311067 | 2h405XijT83A$BX7w5kiAb | Color | 33 | M_Tee - Generic:Tee - Generic:Tee - Generic:583315 |  | InstallationDate | 195757 | WarrantyGuarantorLabor | 0.104167 | 0.065617 | 0.131234 | Features | TagNumber | 0.171875 | BarCode | Sanitary | Tee | 0.130208 | Constituents | T |  | SerialNumber | WarrantyStartDate | AssetIdentifier | Level : Level 2 | -0.363520 | 971 | ReplacementCost | M_Pipe Fitting - Generic.csv | Pipework Fittings | Finish | Grade | Material | ModelReference | NominalHeight | NominalLength | NominalWidth | ProductionYear | Shape | SustainabilityPerformance | WarrantyDescription | WarrantyDurationLabor | WarrantyDurationParts | ModelLabel | Manufacturer | 23.60.30.11.14 | 0.171875 | 90.000000
196408 | Level 1 | ExpectedLife | 5 | 583320 | New Construction | AccessibilityPerformance | WarrantyGuarantorParts | 89.713523 | FIXED | Unit A Sanitary | CodePerformance | 310491 | 0.260417 | Level 1 | 0.130208 | 196407 | 0.000000 | 196404 | Reference | Elbow - Generic | 40 mm-40 mm | 196436,196438,196440,196442,196444,196446,196448,310734,311068,311069,311070 | 2h405XijT83A$BX7w5kiAk | Color | 33 | M_Elbow - Generic:Elbow - Generic:Elbow - Generic:583320 |  | InstallationDate | 196408 | WarrantyGuarantorLabor | 0.103647 | 0.065617 | 0.131234 | Features | TagNumber | 0.150288 | BarCode | Sanitary | Regular 45, 90 and 180 Elbow | 0.130208 | Constituents | T | 0.151042 | SerialNumber | WarrantyStartDate | AssetIdentifier | Level : Level 1 | 2.870000 | 896 | ReplacementCost | M_Pipe Fitting - Generic.csv | Pipework Fittings | Finish | Grade | Material | ModelReference | NominalHeight | NominalLength | NominalWidth | ProductionYear | Shape | SustainabilityPerformance | WarrantyDescription | WarrantyDurationLabor | WarrantyDurationParts | ModelLabel | Manufacturer | 23.60.30.11.14
196458 | Level 1 | ExpectedLife | 5 | 583321 | New Construction | AccessibilityPerformance | WarrantyGuarantorParts | 90.000000 | FIXED | Unit A Sanitary | CodePerformance | 310491 | 0.135417 | Level 2 | 0.067708 | 196457 | 0.000000 | 196452 | Reference | Elbow - Generic | 40 mm-40 mm | 196486,196488,196490,196492,196494,196496,196498,310768,311068,311069,311070 | 2h405XijT83A$BX7w5kiAl | Color | 33 | M_Elbow - Generic:Elbow - Generic:Elbow - Generic:583321 |  | InstallationDate | 196458 | WarrantyGuarantorLabor | 0.054167 | 0.065617 | 0.131234 | Features | TagNumber | 0.088542 | BarCode | Sanitary | Regular 45, 90 and 180 Elbow | 0.067708 | Constituents | T | 0.088542 | SerialNumber | WarrantyStartDate | AssetIdentifier | Level : Level 2 | -0.227874 | 898 | ReplacementCost | M_Pipe Fitting - Generic.csv | Pipework Fittings | Finish | Grade | Material | ModelReference | NominalHeight | NominalLength | NominalWidth | ProductionYear | Shape | SustainabilityPerformance | WarrantyDescription | WarrantyDurationLabor | WarrantyDurationParts | ModelLabel | Manufacturer | 23.60.30.11.14
196507 | Level 1 | ExpectedLife | 5 | 583323 | New Construction | AccessibilityPerformance | WarrantyGuarantorParts | 89.713523 | FIXED | Unit B Sanitary | CodePerformance | 310491 | 0.260417 | Level 2 | 0.130208 | 196506 | 0.000000 | 196502 | Reference | Elbow - Generic | 40 mm-40 mm | 196535,196537,196539,196541,196543,196545,196547,310734,311068,311069,311070 | 2h405XijT83A$BX7w5kiAj | Color | 33 | M_Elbow - Generic:Elbow - Generic:Elbow - Generic:583323 |  | InstallationDate | 196507 | WarrantyGuarantorLabor | 0.103647 | 0.065617 | 0.131234 | Features | TagNumber | 0.150288 | BarCode | Sanitary | Regular 45, 90 and 180 Elbow | 0.130208 | Constituents | T | 0.151042 | SerialNumber | WarrantyStartDate | AssetIdentifier | Level : Level 2 | -0.220267 | 900 | ReplacementCost | M_Pipe Fitting - Generic.csv | Pipework Fittings | Finish | Grade | Material | ModelReference | NominalHeight | NominalLength | NominalWidth | ProductionYear | Shape | SustainabilityPerformance | WarrantyDescription | WarrantyDurationLabor | WarrantyDurationParts | ModelLabel | Manufacturer | 23.60.30.11.14
198839 | Level 1 | ExpectedLife | 5 | 583324 | New Construction | AccessibilityPerformance | WarrantyGuarantorParts | 89.998622 | FIXED | Unit B Sanitary | CodePerformance | 310491 | 0.135417 | Level 2 | 0.067708 | 198838 | 0.000000 | 198835 | Reference | Elbow - Generic | 40 mm-40 mm | 198867,198869,198871,198873,198875,198877,198879,310924,311068,311069,311070 | 3FjsrjaEnBHwKQ7H9Ag1N$ | Color | 33 | M_Elbow - Generic:Elbow - Generic:Elbow - Generic:583324 |  | InstallationDate | 198839 | WarrantyGuarantorLabor | 0.054165 | 0.065617 | 0.131234 | Features | TagNumber | 0.088540 | BarCode | Sanitary | Regular 45, 90 and 180 Elbow | 0.067708 | Constituents | T | 0.088542 | SerialNumber | WarrantyStartDate | AssetIdentifier | Level : Level 2 | -0.363500 | 903 | ReplacementCost | M_Pipe Fitting - Generic.csv | Pipework Fittings | Finish | Grade | Material | ModelReference | NominalHeight | NominalLength | NominalWidth | ProductionYear | Shape | SustainabilityPerformance | WarrantyDescription | WarrantyDurationLabor | WarrantyDurationParts | ModelLabel | Manufacturer | 23.60.30.11.14
198889 | Level 1 | ExpectedLife | 5 | 583326 | New Construction | AccessibilityPerformance | WarrantyGuarantorParts | 90.000000 | FIXED | Unit A Sanitary | CodePerformance | 310491 | 0.114583 | Level 2 | 0.057292 | 198888 | 0.000000 | 198883 | Reference | Elbow - Generic | 40 mm-40 mm | 198917,198919,198921,198923,198925,198927,198929,310757,311068,311069,311070 | 2h405XijT83A$BX7w5kiAe | Color | 33 | M_Elbow - Generic:Elbow - Generic:Elbow - Generic:583326 |  | InstallationDate | 198889 | WarrantyGuarantorLabor | 0.045833 | 0.065617 | 0.131234 | Features | TagNumber | 0.078125 | BarCode | Sanitary | Regular 45, 90 and 180 Elbow | 0.057292 | Constituents | T | 0.078125 | SerialNumber | WarrantyStartDate | AssetIdentifier | Level : Level 2 | -0.369035 | 921 | ReplacementCost | M_Pipe Fitting - Generic.csv | Pipework Fittings | Finish | Grade | Material | ModelReference | NominalHeight | NominalLength | NominalWidth | ProductionYear | Shape | SustainabilityPerformance | WarrantyDescription | WarrantyDurationLabor | WarrantyDurationParts | ModelLabel | Manufacturer | 23.60.30.11.14
200349 | Level 1 | ExpectedLife | 5 | 583327 | New Construction | AccessibilityPerformance | WarrantyGuarantorParts | 90.000022 | FIXED | Unit A Sanitary | CodePerformance | 310491 | 0.260417 | Level 2 | 0.130208 | 200348 | 0.000000 | 200343 | Reference | Tee - Generic | 40 mm-40 mm-40 mm | 200378,200380,200382,200384,200386,200388,200390,310925,311065,311066,311067 | 2$tUCPoMP0oP$boQkvupXF | Color | 33 | M_Tee - Generic:Tee - Generic:Tee - Generic:583327 |  | InstallationDate | 200349 | WarrantyGuarantorLabor | 0.104167 | 0.065617 | 0.131234 | Features | TagNumber | 0.171875 | BarCode | Sanitary | Tee | 0.130208 | Constituents | T |  | SerialNumber | WarrantyStartDate | AssetIdentifier | Level : Level 2 | -0.369323 | 923 | ReplacementCost | M_Pipe Fitting - Generic.csv | Pipework Fittings | Finish | Grade | Material | ModelReference | NominalHeight | NominalLength | NominalWidth | ProductionYear | Shape | SustainabilityPerformance | WarrantyDescription | WarrantyDurationLabor | WarrantyDurationParts | ModelLabel | Manufacturer | 23.60.30.11.14 | 0.171875 | 89.999978
202279 | Level 1 | ExpectedLife | 5 | 584031 | New Construction | AccessibilityPerformance | WarrantyGuarantorParts | 90.000000 | FIXED | Unit B Domestic Cold Water | CodePerformance | 310491 | 0.093750 | Level 2 | 0.046875 | 202278 | 0.000000 | 202275 | Reference | Elbow - Generic | 25 mm-25 mm | 202307,202309,202311,202313,202315,202317,202319,310558,311068,311069,311070 | 38siAa2vX2LumgLbdVv2vT | Color | 33 | M_Elbow - Generic:Elbow - Generic:Elbow - Generic:584031 |  | InstallationDate | 202279 | WarrantyGuarantorLabor | 0.037500 | 0.041010 | 0.082021 | Features | TagNumber | 0.067708 | BarCode | Domestic Cold Water | Regular 45, 90 and 180 Elbow | 0.046875 | Constituents | T | 0.067708 | SerialNumber | WarrantyStartDate | AssetIdentifier | Level : Level 2 | -0.100000 | 997 | ReplacementCost | M_Pipe Fitting - Generic.csv | Pipework Fittings | Finish | Grade | Material | ModelReference | NominalHeight | NominalLength | NominalWidth | ProductionYear | Shape | SustainabilityPerformance | WarrantyDescription | WarrantyDurationLabor | WarrantyDurationParts | ModelLabel | Manufacturer | 23.60.30.11.14
202513 | Level 1 | ExpectedLife | 5 | 584049 | New Construction | AccessibilityPerformance | WarrantyGuarantorParts | 90.000000 | FIXED | Unit B Domestic Cold Water | CodePerformance | 310491 | 0.093750 | Level 2 | 0.046875 | 202512 | 0.000000 | 202509 | Reference | Elbow - Generic | 25 mm-25 mm | 202541,202543,202545,202547,202549,202551,202553,310558,311068,311069,311070 | 38siAa2vX2LumgLbdVv2vp | Color | 33 | M_Elbow - Generic:Elbow - Generic:Elbow - Generic:584049 |  | InstallationDate | 202513 | WarrantyGuarantorLabor | 0.037500 | 0.041010 | 0.082021 | Features | TagNumber | 0.067708 | BarCode | Domestic Cold Water | Regular 45, 90 and 180 Elbow | 0.046875 | Constituents | T | 0.067708 | SerialNumber | WarrantyStartDate | AssetIdentifier | Level : Level 2 | -0.100000 | 1003 | ReplacementCost | M_Pipe Fitting - Generic.csv | Pipework Fittings | Finish | Grade | Material | ModelReference | NominalHeight | NominalLength | NominalWidth | ProductionYear | Shape | SustainabilityPerformance | WarrantyDescription | WarrantyDurationLabor | WarrantyDurationParts | ModelLabel | Manufacturer | 23.60.30.11.14
227752 | Level 1 | ExpectedLife | 5 | 593589 | New Construction | AccessibilityPerformance | WarrantyGuarantorParts | 90.000000 | FIXED | Unit A Domestic Cold Water | CodePerformance | 310491 | 0.093750 | Level 2 | 0.046875 | 227751 | 0.000000 | 227748 | Reference | Elbow - Generic | 25 mm-25 mm | 227780,227782,227784,227786,227788,227790,227792,310558,311068,311069,311070 | 2gWwY8cwDExg6tt0HBFuWn | Color | 33 | M_Elbow - Generic:Elbow - Generic:Elbow - Generic:593589 |  | InstallationDate | 227752 | WarrantyGuarantorLabor | 0.037500 | 0.041010 | 0.082021 | Features | TagNumber | 0.067708 | BarCode | Domestic Cold Water | Regular 45, 90 and 180 Elbow | 0.046875 | Constituents | T | 0.067708 | SerialNumber | WarrantyStartDate | AssetIdentifier | Level : Level 2 | -0.100000 | 1101 | ReplacementCost | M_Pipe Fitting - Generic.csv | Pipework Fittings | Finish | Grade | Material | ModelReference | NominalHeight | NominalLength | NominalWidth | ProductionYear | Shape | SustainabilityPerformance | WarrantyDescription | WarrantyDurationLabor | WarrantyDurationParts | ModelLabel | Manufacturer | 23.60.30.11.14
230057 | Level 1 | ExpectedLife | 5 | 594871 | New Construction | AccessibilityPerformance | WarrantyGuarantorParts | 90.000000 | FIXED | Unit B Natural Gas | CodePerformance | 310491 | 0.093750 | Level 2 | 0.046875 | 230056 | 0.000000 | 230053 | Reference | Elbow - Generic | 25 mm-25 mm | 230085,230087,230089,230091,230093,230095,230097,310558,311068,311069,311070 | 0Rt1BXEtP6E8c0r6LHZfej | Color | 33 | M_Elbow - Generic:Elbow - Generic:Elbow - Generic:594871 |  | InstallationDate | 230057 | WarrantyGuarantorLabor | 0.037500 | 0.041010 | 0.082021 | Features | TagNumber | 0.067708 | BarCode | Other | Regular 45, 90 and 180 Elbow | 0.046875 | Constituents | T | 0.067708 | SerialNumber | WarrantyStartDate | AssetIdentifier | Level : Level 2 | -3.757500 | 1136 | ReplacementCost | M_Pipe Fitting - Generic.csv | Pipework Fittings | Finish | Grade | Material | ModelReference | NominalHeight | NominalLength | NominalWidth | ProductionYear | Shape | SustainabilityPerformance | WarrantyDescription | WarrantyDurationLabor | WarrantyDurationParts | ModelLabel | Manufacturer | 23.60.30.11.14
231164 | Level 1 | ExpectedLife | 5 | 595157 | New Construction | AccessibilityPerformance | WarrantyGuarantorParts | 90.000000 | FIXED | Unit A Natural Gas | CodePerformance | 310491 | 0.093750 | Level 2 | 0.046875 | 231163 | 0.000000 | 231160 | Reference | Elbow - Generic | 25 mm-25 mm | 231192,231194,231196,231198,231200,231202,231204,310558,311068,311069,311070 | 0Rt1BXEtP6E8c0r6LHZfrF | Color | 33 | M_Elbow - Generic:Elbow - Generic:Elbow - Generic:595157 |  | InstallationDate | 231164 | WarrantyGuarantorLabor | 0.037500 | 0.041010 | 0.082021 | Features | TagNumber | 0.067708 | BarCode | Other | Regular 45, 90 and 180 Elbow | 0.046875 | Constituents | T | 0.067708 | SerialNumber | WarrantyStartDate | AssetIdentifier | Level : Level 2 | -3.774201 | 1169 | ReplacementCost | M_Pipe Fitting - Generic.csv | Pipework Fittings | Finish | Grade | Material | ModelReference | NominalHeight | NominalLength | NominalWidth | ProductionYear | Shape | SustainabilityPerformance | WarrantyDescription | WarrantyDurationLabor | WarrantyDurationParts | ModelLabel | Manufacturer | 23.60.30.11.14
231390 | Level 1 | ExpectedLife | 5 | 595216 | New Construction | AccessibilityPerformance | WarrantyGuarantorParts | 90.000000 | FIXED | Unit A Natural Gas | CodePerformance | 310491 | 0.093750 | Level 2 | 0.046875 | 231389 | 0.000000 | 231386 | Reference | Elbow - Generic | 25 mm-25 mm | 231418,231420,231422,231424,231426,231428,231430,310558,311068,311069,311070 | 0Rt1BXEtP6E8c0r6LHZfoA | Color | 33 | M_Elbow - Generic:Elbow - Generic:Elbow - Generic:595216 |  | InstallationDate | 231390 | WarrantyGuarantorLabor | 0.037500 | 0.041010 | 0.082021 | Features | TagNumber | 0.067708 | BarCode | Other | Regular 45, 90 and 180 Elbow | 0.046875 | Constituents | T | 0.067708 | SerialNumber | WarrantyStartDate | AssetIdentifier | Level : Level 2 | -3.774201 | 1171 | ReplacementCost | M_Pipe Fitting - Generic.csv | Pipework Fittings | Finish | Grade | Material | ModelReference | NominalHeight | NominalLength | NominalWidth | ProductionYear | Shape | SustainabilityPerformance | WarrantyDescription | WarrantyDurationLabor | WarrantyDurationParts | ModelLabel | Manufacturer | 23.60.30.11.14
231616 | Level 1 | ExpectedLife | 5 | 595221 | New Construction | AccessibilityPerformance | WarrantyGuarantorParts | 90.000000 | FIXED | Unit A Natural Gas | CodePerformance | 310491 | 0.093750 | Level 1 | 0.046875 | 231615 | 0.000000 | 231612 | Reference | Elbow - Generic | 25 mm-25 mm | 231644,231646,231648,231650,231652,231654,231656,310558,311068,311069,311070 | 0Rt1BXEtP6E8c0r6LHZfoF | Color | 33 | M_Elbow - Generic:Elbow - Generic:Elbow - Generic:595221 |  | InstallationDate | 231616 | WarrantyGuarantorLabor | 0.037500 | 0.041010 | 0.082021 | Features | TagNumber | 0.067708 | BarCode | Other | Regular 45, 90 and 180 Elbow | 0.046875 | Constituents | T | 0.067708 | SerialNumber | WarrantyStartDate | AssetIdentifier | Level : Level 1 | -0.674200 | 1172 | ReplacementCost | M_Pipe Fitting - Generic.csv | Pipework Fittings | Finish | Grade | Material | ModelReference | NominalHeight | NominalLength | NominalWidth | ProductionYear | Shape | SustainabilityPerformance | WarrantyDescription | WarrantyDurationLabor | WarrantyDurationParts | ModelLabel | Manufacturer | 23.60.30.11.14
234022 | Level 1 | ExpectedLife | 5 | 599189 | New Construction | AccessibilityPerformance | WarrantyGuarantorParts | 90.008579 | FIXED | Unit A Sanitary | CodePerformance | 310491 | 0.093750 | Level 1 | 0.046875 | 234021 | 0.000000 | 234016 | Reference | Elbow - Generic | 40 mm-40 mm | 234050,234052,234054,234056,234058,234060,234062,310965,311068,311069,311070 | 0R$S79jeD6nxpFXMN2GFf0 | Color | 33 | M_Elbow - Generic:Elbow - Generic:Elbow - Generic:599189 |  | InstallationDate | 234022 | WarrantyGuarantorLabor | 0.037500 | 0.065617 | 0.131234 | Features | TagNumber | 0.067708 | BarCode | Sanitary | Regular 45, 90 and 180 Elbow | 0.046875 | Constituents | T | 0.067708 | SerialNumber | WarrantyStartDate | AssetIdentifier | Level : Level 1 | -0.579499 | 1181 | ReplacementCost | M_Pipe Fitting - Generic.csv | Pipework Fittings | Finish | Grade | Material | ModelReference | NominalHeight | NominalLength | NominalWidth | ProductionYear | Shape | SustainabilityPerformance | WarrantyDescription | WarrantyDurationLabor | WarrantyDurationParts | ModelLabel | Manufacturer | 23.60.30.11.14
235239 | Level 1 | ExpectedLife | 5 | 599704 | New Construction | AccessibilityPerformance | WarrantyGuarantorParts | 89.986668 | FIXED | Unit A Sanitary | CodePerformance | 310491 | 0.093750 | Level 1 | 0.046875 | 235238 | 0.000000 | 235233 | Reference | Tee - Generic | 40 mm-40 mm-40 mm | 235268,235270,235272,235274,235276,235278,235280,310967,311065,311066,311067 | 0R8SYRRjr0phQqxAfZ2wYs | Color | 33 | M_Tee - Generic:Tee - Generic:Tee - Generic:599704 |  | InstallationDate | 235239 | WarrantyGuarantorLabor | 0.037500 | 0.065617 | 0.131234 | Features | TagNumber | 0.088542 | BarCode | Sanitary | Tee | 0.046875 | Constituents | T |  | SerialNumber | WarrantyStartDate | AssetIdentifier | Level : Level 1 | -0.588421 | 1194 | ReplacementCost | M_Pipe Fitting - Generic.csv | Pipework Fittings | Finish | Grade | Material | ModelReference | NominalHeight | NominalLength | NominalWidth | ProductionYear | Shape | SustainabilityPerformance | WarrantyDescription | WarrantyDurationLabor | WarrantyDurationParts | ModelLabel | Manufacturer | 23.60.30.11.14 | 0.088542 | 90.000000
238309 | Level 1 | ExpectedLife | 5 | 599803 | New Construction | AccessibilityPerformance | WarrantyGuarantorParts | 90.000000 | FIXED | Unit A Domestic Hot Water | CodePerformance | 310491 | 0.093750 | Level 1 | 0.046875 | 238308 | 0.000000 | 238305 | Reference | Elbow - Generic | 15 mm-15 mm | 238337,238339,238341,238343,238345,238347,238349,310971,311068,311069,311070 | 3vbdROJTj6exgKEqnbQlwD | Color | 33 | M_Elbow - Generic:Elbow - Generic:Elbow - Generic:599803 |  | InstallationDate | 238309 | WarrantyGuarantorLabor | 0.037500 | 0.024606 | 0.049213 | Features | TagNumber | 0.067708 | BarCode | Domestic Hot Water | Regular 45, 90 and 180 Elbow | 0.046875 | Constituents | T | 0.067708 | SerialNumber | WarrantyStartDate | AssetIdentifier | Level : Level 1 | 0.600000 | 1211 | ReplacementCost | M_Pipe Fitting - Generic.csv | Pipework Fittings | Finish | Grade | Material | ModelReference | NominalHeight | NominalLength | NominalWidth | ProductionYear | Shape | SustainabilityPerformance | WarrantyDescription | WarrantyDurationLabor | WarrantyDurationParts | ModelLabel | Manufacturer | 23.60.30.11.14
241196 | Level 1 | ExpectedLife | 5 | 599804 | New Construction | AccessibilityPerformance | WarrantyGuarantorParts |  | FIXED | Unit A Domestic Hot Water | CodePerformance | 310491 |  | Level 1 |  | 241195 | 0.000000 | 241192 | Reference | Transition - Generic | 25 mm-15 mm | 241233,241235,241237,241239,241241,241243,241245,310972,311078,311079,311080 | 3CbbWwO_X30BPuH$6FPNge | Color | 33 | M_Transition - Generic:Transition - Generic:Transition - Generic:599804 |  | InstallationDate | 241196 | WarrantyGuarantorLabor |  |  |  | Features | TagNumber |  | BarCode | Domestic Hot Water | Reducer/Coupling/Union/Increaser |  | Constituents | T |  | SerialNumber | WarrantyStartDate | AssetIdentifier | Level : Level 1 | 0.600000 | 1214 | ReplacementCost | M_Pipe Fitting - Generic.csv | Pipework Fittings | Finish | Grade | Material | ModelReference | NominalHeight | NominalLength | NominalWidth | ProductionYear | Shape | SustainabilityPerformance | WarrantyDescription | WarrantyDurationLabor | WarrantyDurationParts | ModelLabel | Manufacturer | 23.60.30.11.14 |  |  | F | T | F | 0.041010 | 0.093750 | 0.177083 | 0.046875 | 0.088542 | 0.082021 | 0.082021 | 10.000000 | 0.177083 | 10.000000 | 0.046875 | 0.088542 | 0.037500 | 0.070833 | 0.024606 | 0.041010 | 0.044271 | 0.041010
243611 | Level 1 | ExpectedLife | 5 | 600013 | New Construction | AccessibilityPerformance | WarrantyGuarantorParts | 89.998457 | FIXED | Unit B Sanitary | CodePerformance | 310491 | 0.093750 | Level 1 | 0.046875 | 243610 | 0.000000 | 243605 | Reference | Elbow - Generic | 40 mm-40 mm | 243639,243641,243643,243645,243647,243649,243651,310973,311068,311069,311070 | 0QJhdzOuHDZRLam63dWKnP | Color | 33 | M_Elbow - Generic:Elbow - Generic:Elbow - Generic:600013 |  | InstallationDate | 243611 | WarrantyGuarantorLabor | 0.037500 | 0.065617 | 0.131234 | Features | TagNumber | 0.067708 | BarCode | Sanitary | Regular 45, 90 and 180 Elbow | 0.046875 | Constituents | T | 0.067708 | SerialNumber | WarrantyStartDate | AssetIdentifier | Level : Level 1 | -0.399900 | 1225 | ReplacementCost | M_Pipe Fitting - Generic.csv | Pipework Fittings | Finish | Grade | Material | ModelReference | NominalHeight | NominalLength | NominalWidth | ProductionYear | Shape | SustainabilityPerformance | WarrantyDescription | WarrantyDurationLabor | WarrantyDurationParts | ModelLabel | Manufacturer | 23.60.30.11.14
244034 | Level 1 | ExpectedLife | 5 | 600112 | New Construction | AccessibilityPerformance | WarrantyGuarantorParts | 90.000000 | FIXED | Unit B Domestic Cold Water | CodePerformance | 310491 | 0.093750 | Level 1 | 0.046875 | 244033 | 0.000000 | 244030 | Reference | Elbow - Generic | 15 mm-15 mm | 244062,244064,244066,244068,244070,244072,244074,310971,311068,311069,311070 | 3vbdROJTj6exgKEqnbQl16 | Color | 33 | M_Elbow - Generic:Elbow - Generic:Elbow - Generic:600112 |  | InstallationDate | 244034 | WarrantyGuarantorLabor | 0.037500 | 0.024606 | 0.049213 | Features | TagNumber | 0.067708 | BarCode | Domestic Cold Water | Regular 45, 90 and 180 Elbow | 0.046875 | Constituents | T | 0.067708 | SerialNumber | WarrantyStartDate | AssetIdentifier | Level : Level 1 | -0.210000 | 1231 | ReplacementCost | M_Pipe Fitting - Generic.csv | Pipework Fittings | Finish | Grade | Material | ModelReference | NominalHeight | NominalLength | NominalWidth | ProductionYear | Shape | SustainabilityPerformance | WarrantyDescription | WarrantyDurationLabor | WarrantyDurationParts | ModelLabel | Manufacturer | 23.60.30.11.14
244082 | Level 1 | ExpectedLife | 5 | 600114 | New Construction | AccessibilityPerformance | WarrantyGuarantorParts | 90.000000 | FIXED | Unit B Domestic Cold Water | CodePerformance | 310491 | 0.093750 | Level 1 | 0.046875 | 244081 | 0.000000 | 244078 | Reference | Elbow - Generic | 15 mm-15 mm | 244110,244112,244114,244116,244118,244120,244122,310971,311068,311069,311070 | 3vbdROJTj6exgKEqnbQl14 | Color | 33 | M_Elbow - Generic:Elbow - Generic:Elbow - Generic:600114 |  | InstallationDate | 244082 | WarrantyGuarantorLabor | 0.037500 | 0.024606 | 0.049213 | Features | TagNumber | 0.067708 | BarCode | Domestic Cold Water | Regular 45, 90 and 180 Elbow | 0.046875 | Constituents | T | 0.067708 | SerialNumber | WarrantyStartDate | AssetIdentifier | Level : Level 1 | -0.210000 | 1233 | ReplacementCost | M_Pipe Fitting - Generic.csv | Pipework Fittings | Finish | Grade | Material | ModelReference | NominalHeight | NominalLength | NominalWidth | ProductionYear | Shape | SustainabilityPerformance | WarrantyDescription | WarrantyDurationLabor | WarrantyDurationParts | ModelLabel | Manufacturer | 23.60.30.11.14
244130 | Level 1 | ExpectedLife | 5 | 600115 | New Construction | AccessibilityPerformance | WarrantyGuarantorParts |  | FIXED | Unit B Domestic Cold Water | CodePerformance | 310491 |  | Level 1 |  | 244129 | 0.000000 | 244126 | Reference | Transition - Generic | 25 mm-15 mm | 244167,244169,244171,244173,244175,244177,244179,310972,311078,311079,311080 | 3vbdROJTj6exgKEqnbQl15 | Color | 33 | M_Transition - Generic:Transition - Generic:Transition - Generic:600115 |  | InstallationDate | 244130 | WarrantyGuarantorLabor |  |  |  | Features | TagNumber |  | BarCode | Domestic Cold Water | Reducer/Coupling/Union/Increaser |  | Constituents | T |  | SerialNumber | WarrantyStartDate | AssetIdentifier | Level : Level 1 | -0.210000 | 1234 | ReplacementCost | M_Pipe Fitting - Generic.csv | Pipework Fittings | Finish | Grade | Material | ModelReference | NominalHeight | NominalLength | NominalWidth | ProductionYear | Shape | SustainabilityPerformance | WarrantyDescription | WarrantyDurationLabor | WarrantyDurationParts | ModelLabel | Manufacturer | 23.60.30.11.14 |  |  | F | T | F | 0.041010 | 0.093750 | 0.177083 | 0.046875 | 0.088542 | 0.082021 | 0.082021 | 10.000000 | 0.177083 | 10.000000 | 0.046875 | 0.088542 | 0.037500 | 0.070833 | 0.024606 | 0.041010 | 0.044271 | 0.041010
244613 | Level 1 | ExpectedLife | 5 | 600137 | New Construction | AccessibilityPerformance | WarrantyGuarantorParts | 90.000000 | FIXED | Unit B Domestic Hot Water | CodePerformance | 310491 | 0.093750 | Level 1 | 0.046875 | 244612 | 0.000000 | 244609 | Reference | Elbow - Generic | 15 mm-15 mm | 244641,244643,244645,244647,244649,244651,244653,310971,311068,311069,311070 | 3vbdROJTj6exgKEqnbQl0$ | Color | 33 | M_Elbow - Generic:Elbow - Generic:Elbow - Generic:600137 |  | InstallationDate | 244613 | WarrantyGuarantorLabor | 0.037500 | 0.024606 | 0.049213 | Features | TagNumber | 0.067708 | BarCode | Domestic Hot Water | Regular 45, 90 and 180 Elbow | 0.046875 | Constituents | T | 0.067708 | SerialNumber | WarrantyStartDate | AssetIdentifier | Level : Level 1 | 0.600000 | 1241 | ReplacementCost | M_Pipe Fitting - Generic.csv | Pipework Fittings | Finish | Grade | Material | ModelReference | NominalHeight | NominalLength | NominalWidth | ProductionYear | Shape | SustainabilityPerformance | WarrantyDescription | WarrantyDurationLabor | WarrantyDurationParts | ModelLabel | Manufacturer | 23.60.30.11.14
244661 | Level 1 | ExpectedLife | 5 | 600138 | New Construction | AccessibilityPerformance | WarrantyGuarantorParts |  | FIXED | Unit B Domestic Hot Water | CodePerformance | 310491 |  | Level 1 |  | 244660 | 0.000000 | 244657 | Reference | Transition - Generic | 25 mm-15 mm | 244698,244700,244702,244704,244706,244708,244710,310972,311078,311079,311080 | 3vbdROJTj6exgKEqnbQl0y | Color | 33 | M_Transition - Generic:Transition - Generic:Transition - Generic:600138 |  | InstallationDate | 244661 | WarrantyGuarantorLabor |  |  |  | Features | TagNumber |  | BarCode | Domestic Hot Water | Reducer/Coupling/Union/Increaser |  | Constituents | T |  | SerialNumber | WarrantyStartDate | AssetIdentifier | Level : Level 1 | 0.600000 | 1242 | ReplacementCost | M_Pipe Fitting - Generic.csv | Pipework Fittings | Finish | Grade | Material | ModelReference | NominalHeight | NominalLength | NominalWidth | ProductionYear | Shape | SustainabilityPerformance | WarrantyDescription | WarrantyDurationLabor | WarrantyDurationParts | ModelLabel | Manufacturer | 23.60.30.11.14 |  |  | F | T | F | 0.041010 | 0.093750 | 0.177083 | 0.046875 | 0.088542 | 0.082021 | 0.082021 | 10.000000 | 0.177083 | 10.000000 | 0.046875 | 0.088542 | 0.037500 | 0.070833 | 0.024606 | 0.041010 | 0.044271 | 0.041010
244718 | Level 1 | ExpectedLife | 5 | 600233 | New Construction | AccessibilityPerformance | WarrantyGuarantorParts | 90.000000 | FIXED | Unit A Hydronic Supply In | CodePerformance | 310491 | 0.093750 | Level 2 | 0.046875 | 244717 | 0.000000 | 244714 | Reference | Elbow - Generic | 25 mm-25 mm | 244746,244748,244750,244752,244754,244756,244758,310558,311068,311069,311070 | 2L092XWcn0RxVZVA3XblX3 | Color | 33 | M_Elbow - Generic:Elbow - Generic:Elbow - Generic:600233 |  | InstallationDate | 244718 | WarrantyGuarantorLabor | 0.037500 | 0.041010 | 0.082021 | Features | TagNumber | 0.067708 | BarCode | Hydronic Supply | Regular 45, 90 and 180 Elbow | 0.046875 | Constituents | T | 0.067708 | SerialNumber | WarrantyStartDate | AssetIdentifier | Level : Level 2 | -0.351266 | 1246 | ReplacementCost | M_Pipe Fitting - Generic.csv | Pipework Fittings | Finish | Grade | Material | ModelReference | NominalHeight | NominalLength | NominalWidth | ProductionYear | Shape | SustainabilityPerformance | WarrantyDescription | WarrantyDurationLabor | WarrantyDurationParts | ModelLabel | Manufacturer | 23.60.30.11.14
244985 | Level 1 | ExpectedLife | 5 | 600265 | New Construction | AccessibilityPerformance | WarrantyGuarantorParts | 90.000000 | FIXED | Unit A Hydronic Supply In | CodePerformance | 310491 | 0.093750 | Level 2 | 0.046875 | 244984 | 0.000000 | 244979 | Reference | Tee - Generic | 25 mm-25 mm-25 mm | 245014,245016,245018,245020,245022,245024,245026,310567,311065,311066,311067 | 2L092XWcn0RxVZVA3XblWZ | Color | 33 | M_Tee - Generic:Tee - Generic:Tee - Generic:600265 |  | InstallationDate | 244985 | WarrantyGuarantorLabor | 0.037500 | 0.041010 | 0.082021 | Features | TagNumber | 0.088542 | BarCode | Hydronic Supply | Tee | 0.046875 | Constituents | T |  | SerialNumber | WarrantyStartDate | AssetIdentifier | Level : Level 2 | -0.351266 | 1249 | ReplacementCost | M_Pipe Fitting - Generic.csv | Pipework Fittings | Finish | Grade | Material | ModelReference | NominalHeight | NominalLength | NominalWidth | ProductionYear | Shape | SustainabilityPerformance | WarrantyDescription | WarrantyDurationLabor | WarrantyDurationParts | ModelLabel | Manufacturer | 23.60.30.11.14 | 0.088542 | 90.000000
247576 | Level 1 | ExpectedLife | 5 | 600269 | New Construction | AccessibilityPerformance | WarrantyGuarantorParts | 89.966754 | FIXED | Unit A Hydronic Supply In | CodePerformance | 310491 | 0.093750 | Level 2 | 0.046875 | 247575 | 0.000000 | 247572 | Reference | Elbow - Generic | 25 mm-25 mm | 247604,247606,247608,247610,247612,247614,247616,310980,311068,311069,311070 | 0ymjm9KhL4AgAstMnE6MBu | Color | 33 | M_Elbow - Generic:Elbow - Generic:Elbow - Generic:600269 |  | InstallationDate | 247576 | WarrantyGuarantorLabor | 0.037500 | 0.041010 | 0.082021 | Features | TagNumber | 0.067708 | BarCode | Hydronic Supply | Regular 45, 90 and 180 Elbow | 0.046875 | Constituents | T | 0.067708 | SerialNumber | WarrantyStartDate | AssetIdentifier | Level : Level 2 | -0.351241 | 1251 | ReplacementCost | M_Pipe Fitting - Generic.csv | Pipework Fittings | Finish | Grade | Material | ModelReference | NominalHeight | NominalLength | NominalWidth | ProductionYear | Shape | SustainabilityPerformance | WarrantyDescription | WarrantyDurationLabor | WarrantyDurationParts | ModelLabel | Manufacturer | 23.60.30.11.14
247867 | Level 1 | ExpectedLife | 5 | 600278 | New Construction | AccessibilityPerformance | WarrantyGuarantorParts | 90.000000 | FIXED | Unit A Hydronic Supply In | CodePerformance | 310491 | 0.093750 | Level 2 | 0.046875 | 247866 | 0.000000 | 247861 | Reference | Tee - Generic | 25 mm-25 mm-25 mm | 247896,247898,247900,247902,247904,247906,247908,310567,311065,311066,311067 | 2L092XWcn0RxVZVA3XblWy | Color | 33 | M_Tee - Generic:Tee - Generic:Tee - Generic:600278 |  | InstallationDate | 247867 | WarrantyGuarantorLabor | 0.037500 | 0.041010 | 0.082021 | Features | TagNumber | 0.088542 | BarCode | Hydronic Supply | Tee | 0.046875 | Constituents | T |  | SerialNumber | WarrantyStartDate | AssetIdentifier | Level : Level 2 | -0.351265 | 1255 | ReplacementCost | M_Pipe Fitting - Generic.csv | Pipework Fittings | Finish | Grade | Material | ModelReference | NominalHeight | NominalLength | NominalWidth | ProductionYear | Shape | SustainabilityPerformance | WarrantyDescription | WarrantyDurationLabor | WarrantyDurationParts | ModelLabel | Manufacturer | 23.60.30.11.14 | 0.088542 | 90.000000
250452 | Level 1 | ExpectedLife | 5 | 600282 | New Construction | AccessibilityPerformance | WarrantyGuarantorParts | 89.967667 | FIXED | Unit A Hydronic Supply In | CodePerformance | 310491 | 0.093750 | Level 2 | 0.046875 | 250451 | 0.000000 | 250448 | Reference | Elbow - Generic | 25 mm-25 mm | 250480,250482,250484,250486,250488,250490,250492,310983,311068,311069,311070 | 1z0tpvsXL6tvyub5XcJTbB | Color | 33 | M_Elbow - Generic:Elbow - Generic:Elbow - Generic:600282 |  | InstallationDate | 250452 | WarrantyGuarantorLabor | 0.037500 | 0.041010 | 0.082021 | Features | TagNumber | 0.067708 | BarCode | Hydronic Supply | Regular 45, 90 and 180 Elbow | 0.046875 | Constituents | T | 0.067708 | SerialNumber | WarrantyStartDate | AssetIdentifier | Level : Level 2 | -0.351242 | 1257 | ReplacementCost | M_Pipe Fitting - Generic.csv | Pipework Fittings | Finish | Grade | Material | ModelReference | NominalHeight | NominalLength | NominalWidth | ProductionYear | Shape | SustainabilityPerformance | WarrantyDescription | WarrantyDurationLabor | WarrantyDurationParts | ModelLabel | Manufacturer | 23.60.30.11.14
253232 | Level 1 | ExpectedLife | 5 | 600493 | New Construction | AccessibilityPerformance | WarrantyGuarantorParts | 90.001324 | FIXED | Unit A Hydronic Supply In | CodePerformance | 310491 | 0.093750 | Level 2 | 0.046875 | 253231 | 0.000000 | 253227 | Reference | Elbow - Generic | 25 mm-25 mm | 253260,253262,253264,253266,253268,253270,253272,310986,311068,311069,311070 | 0RruiTkA57Qx9i3Y5ma7_5 | Color | 33 | M_Elbow - Generic:Elbow - Generic:Elbow - Generic:600493 |  | InstallationDate | 253232 | WarrantyGuarantorLabor | 0.037500 | 0.041010 | 0.082021 | Features | TagNumber | 0.067708 | BarCode | Hydronic Supply | Regular 45, 90 and 180 Elbow | 0.046875 | Constituents | T | 0.067708 | SerialNumber | WarrantyStartDate | AssetIdentifier | Level : Level 2 | -3.004800 | 1269 | ReplacementCost | M_Pipe Fitting - Generic.csv | Pipework Fittings | Finish | Grade | Material | ModelReference | NominalHeight | NominalLength | NominalWidth | ProductionYear | Shape | SustainabilityPerformance | WarrantyDescription | WarrantyDurationLabor | WarrantyDurationParts | ModelLabel | Manufacturer | 23.60.30.11.14
255826 | Level 1 | ExpectedLife | 5 | 600509 | New Construction | AccessibilityPerformance | WarrantyGuarantorParts | 90.000005 | FIXED | Unit A Hydronic Supply In | CodePerformance | 310491 | 0.093750 | Level 1 | 0.046875 | 255825 | 0.000000 | 255821 | Reference | Elbow - Generic | 25 mm-25 mm | 255854,255856,255858,255860,255862,255864,255866,310988,311068,311069,311070 | 14DhnURbT9ZAylm8UYUmGb | Color | 33 | M_Elbow - Generic:Elbow - Generic:Elbow - Generic:600509 |  | InstallationDate | 255826 | WarrantyGuarantorLabor | 0.037500 | 0.041010 | 0.082021 | Features | TagNumber | 0.067708 | BarCode | Hydronic Supply | Regular 45, 90 and 180 Elbow | 0.046875 | Constituents | T | 0.067708 | SerialNumber | WarrantyStartDate | AssetIdentifier | Level : Level 1 | 0.095200 | 1271 | ReplacementCost | M_Pipe Fitting - Generic.csv | Pipework Fittings | Finish | Grade | Material | ModelReference | NominalHeight | NominalLength | NominalWidth | ProductionYear | Shape | SustainabilityPerformance | WarrantyDescription | WarrantyDurationLabor | WarrantyDurationParts | ModelLabel | Manufacturer | 23.60.30.11.14
255875 | Level 1 | ExpectedLife | 5 | 600517 | New Construction | AccessibilityPerformance | WarrantyGuarantorParts | 90.000000 | FIXED | Unit A Hydronic Supply In | CodePerformance | 310491 | 0.093750 | Level 1 | 0.046875 | 255874 | 0.000000 | 255870 | Reference | Elbow - Generic | 25 mm-25 mm | 255903,255905,255907,255909,255911,255913,255915,310558,311068,311069,311070 | 2L092XWcn0RxVZVA3Xblal | Color | 33 | M_Elbow - Generic:Elbow - Generic:Elbow - Generic:600517 |  | InstallationDate | 255875 | WarrantyGuarantorLabor | 0.037500 | 0.041010 | 0.082021 | Features | TagNumber | 0.067708 | BarCode | Hydronic Supply | Regular 45, 90 and 180 Elbow | 0.046875 | Constituents | T | 0.067708 | SerialNumber | WarrantyStartDate | AssetIdentifier | Level : Level 1 | 0.095200 | 1273 | ReplacementCost | M_Pipe Fitting - Generic.csv | Pipework Fittings | Finish | Grade | Material | ModelReference | NominalHeight | NominalLength | NominalWidth | ProductionYear | Shape | SustainabilityPerformance | WarrantyDescription | WarrantyDurationLabor | WarrantyDurationParts | ModelLabel | Manufacturer | 23.60.30.11.14
258468 | Level 1 | ExpectedLife | 5 | 600581 | New Construction | AccessibilityPerformance | WarrantyGuarantorParts | 89.999551 | FIXED | Unit A Hydronic Supply In | CodePerformance | 310491 | 0.093750 | Level 1 | 0.046875 | 258467 | 0.000000 | 258464 | Reference | Elbow - Generic | 25 mm-25 mm | 258496,258498,258500,258502,258504,258506,258508,310990,311068,311069,311070 | 2svZZfUfX3r9WCwxDkZ3mT | Color | 33 | M_Elbow - Generic:Elbow - Generic:Elbow - Generic:600581 |  | InstallationDate | 258468 | WarrantyGuarantorLabor | 0.037500 | 0.041010 | 0.082021 | Features | TagNumber | 0.067708 | BarCode | Hydronic Supply | Regular 45, 90 and 180 Elbow | 0.046875 | Constituents | T | 0.067708 | SerialNumber | WarrantyStartDate | AssetIdentifier | Level : Level 1 | 0.095201 | 1278 | ReplacementCost | M_Pipe Fitting - Generic.csv | Pipework Fittings | Finish | Grade | Material | ModelReference | NominalHeight | NominalLength | NominalWidth | ProductionYear | Shape | SustainabilityPerformance | WarrantyDescription | WarrantyDurationLabor | WarrantyDurationParts | ModelLabel | Manufacturer | 23.60.30.11.14
258703 | Level 1 | ExpectedLife | 5 | 600590 | New Construction | AccessibilityPerformance | WarrantyGuarantorParts | 90.000000 | FIXED | Unit A Hydronic Supply In | CodePerformance | 310491 | 0.093750 | Level 1 | 0.046875 | 258702 | 0.000000 | 258699 | Reference | Elbow - Generic | 25 mm-25 mm | 258731,258733,258735,258737,258739,258741,258743,310558,311068,311069,311070 | 2L092XWcn0RxVZVA3Xblha | Color | 33 | M_Elbow - Generic:Elbow - Generic:Elbow - Generic:600590 |  | InstallationDate | 258703 | WarrantyGuarantorLabor | 0.037500 | 0.041010 | 0.082021 | Features | TagNumber | 0.067708 | BarCode | Hydronic Supply | Regular 45, 90 and 180 Elbow | 0.046875 | Constituents | T | 0.067708 | SerialNumber | WarrantyStartDate | AssetIdentifier | Level : Level 1 | 0.095200 | 1280 | ReplacementCost | M_Pipe Fitting - Generic.csv | Pipework Fittings | Finish | Grade | Material | ModelReference | NominalHeight | NominalLength | NominalWidth | ProductionYear | Shape | SustainabilityPerformance | WarrantyDescription | WarrantyDurationLabor | WarrantyDurationParts | ModelLabel | Manufacturer | 23.60.30.11.14
258751 | Level 1 | ExpectedLife | 5 | 600599 | New Construction | AccessibilityPerformance | WarrantyGuarantorParts | 90.000000 | FIXED | Unit A Hydronic Supply In | CodePerformance | 310491 | 0.093750 | Level 1 | 0.046875 | 258750 | 0.000000 | 258747 | Reference | Elbow - Generic | 25 mm-25 mm | 258779,258781,258783,258785,258787,258789,258791,310558,311068,311069,311070 | 2L092XWcn0RxVZVA3Xblhz | Color | 33 | M_Elbow - Generic:Elbow - Generic:Elbow - Generic:600599 |  | InstallationDate | 258751 | WarrantyGuarantorLabor | 0.037500 | 0.041010 | 0.082021 | Features | TagNumber | 0.067708 | BarCode | Hydronic Supply | Regular 45, 90 and 180 Elbow | 0.046875 | Constituents | T | 0.067708 | SerialNumber | WarrantyStartDate | AssetIdentifier | Level : Level 1 | 0.095200 | 1282 | ReplacementCost | M_Pipe Fitting - Generic.csv | Pipework Fittings | Finish | Grade | Material | ModelReference | NominalHeight | NominalLength | NominalWidth | ProductionYear | Shape | SustainabilityPerformance | WarrantyDescription | WarrantyDurationLabor | WarrantyDurationParts | ModelLabel | Manufacturer | 23.60.30.11.14
258986 | Level 1 | ExpectedLife | 5 | 600699 | New Construction | AccessibilityPerformance | WarrantyGuarantorParts | 90.000000 | FIXED | Unit A Hydronic Supply In | CodePerformance | 310491 | 0.093750 | Level 1 | 0.046875 | 258985 | 0.000000 | 258982 | Reference | Elbow - Generic | 25 mm-25 mm | 259014,259016,259018,259020,259022,259024,259026,310558,311068,311069,311070 | 2L092XWcn0RxVZVA3XblgH | Color | 33 | M_Elbow - Generic:Elbow - Generic:Elbow - Generic:600699 |  | InstallationDate | 258986 | WarrantyGuarantorLabor | 0.037500 | 0.041010 | 0.082021 | Features | TagNumber | 0.067708 | BarCode | Hydronic Supply | Regular 45, 90 and 180 Elbow | 0.046875 | Constituents | T | 0.067708 | SerialNumber | WarrantyStartDate | AssetIdentifier | Level : Level 1 | 0.095200 | 1283 | ReplacementCost | M_Pipe Fitting - Generic.csv | Pipework Fittings | Finish | Grade | Material | ModelReference | NominalHeight | NominalLength | NominalWidth | ProductionYear | Shape | SustainabilityPerformance | WarrantyDescription | WarrantyDurationLabor | WarrantyDurationParts | ModelLabel | Manufacturer | 23.60.30.11.14
259221 | Level 1 | ExpectedLife | 5 | 600710 | New Construction | AccessibilityPerformance | WarrantyGuarantorParts | 90.000000 | FIXED | Unit A Hydronic Supply In | CodePerformance | 310491 | 0.093750 | Level 1 | 0.046875 | 259220 | 0.000000 | 259217 | Reference | Elbow - Generic | 25 mm-25 mm | 259249,259251,259253,259255,259257,259259,259261,310558,311068,311069,311070 | 2L092XWcn0RxVZVA3Xblfi | Color | 33 | M_Elbow - Generic:Elbow - Generic:Elbow - Generic:600710 |  | InstallationDate | 259221 | WarrantyGuarantorLabor | 0.037500 | 0.041010 | 0.082021 | Features | TagNumber | 0.067708 | BarCode | Hydronic Supply | Regular 45, 90 and 180 Elbow | 0.046875 | Constituents | T | 0.067708 | SerialNumber | WarrantyStartDate | AssetIdentifier | Level : Level 1 | 0.095200 | 1287 | ReplacementCost | M_Pipe Fitting - Generic.csv | Pipework Fittings | Finish | Grade | Material | ModelReference | NominalHeight | NominalLength | NominalWidth | ProductionYear | Shape | SustainabilityPerformance | WarrantyDescription | WarrantyDurationLabor | WarrantyDurationParts | ModelLabel | Manufacturer | 23.60.30.11.14
259655 | Level 1 | ExpectedLife | 5 | 600862 | New Construction | AccessibilityPerformance | WarrantyGuarantorParts | 90.000000 | FIXED | Unit B Hydronic Supply In | CodePerformance | 310491 | 0.093750 | Level 2 | 0.046875 | 259654 | 0.000000 | 259649 | Reference | Elbow - Generic | 25 mm-25 mm | 259683,259685,259687,259689,259691,259693,259695,310558,311068,311069,311070 | 2L092XWcn0RxVZVA3Xbllq | Color | 33 | M_Elbow - Generic:Elbow - Generic:Elbow - Generic:600862 |  | InstallationDate | 259655 | WarrantyGuarantorLabor | 0.037500 | 0.041010 | 0.082021 | Features | TagNumber | 0.067708 | BarCode | Hydronic Supply | Regular 45, 90 and 180 Elbow | 0.046875 | Constituents | T | 0.067708 | SerialNumber | WarrantyStartDate | AssetIdentifier | Level : Level 2 | -0.441249 | 1309 | ReplacementCost | M_Pipe Fitting - Generic.csv | Pipework Fittings | Finish | Grade | Material | ModelReference | NominalHeight | NominalLength | NominalWidth | ProductionYear | Shape | SustainabilityPerformance | WarrantyDescription | WarrantyDurationLabor | WarrantyDurationParts | ModelLabel | Manufacturer | 23.60.30.11.14
262294 | Level 1 | ExpectedLife | 5 | 600907 | New Construction | AccessibilityPerformance | WarrantyGuarantorParts | 90.040553 | FIXED | Unit B Hydronic Supply In | CodePerformance | 310491 | 0.093750 | Level 2 | 0.046875 | 262293 | 0.000000 | 262290 | Reference | Elbow - Generic | 25 mm-25 mm | 262322,262324,262326,262328,262330,262332,262334,310997,311068,311069,311070 | 08iHUx7lP8mffm9w1odMPJ | Color | 33 | M_Elbow - Generic:Elbow - Generic:Elbow - Generic:600907 |  | InstallationDate | 262294 | WarrantyGuarantorLabor | 0.037500 | 0.041010 | 0.082021 | Features | TagNumber | 0.067708 | BarCode | Hydronic Supply | Regular 45, 90 and 180 Elbow | 0.046875 | Constituents | T | 0.067708 | SerialNumber | WarrantyStartDate | AssetIdentifier | Level : Level 2 | -0.441308 | 1313 | ReplacementCost | M_Pipe Fitting - Generic.csv | Pipework Fittings | Finish | Grade | Material | ModelReference | NominalHeight | NominalLength | NominalWidth | ProductionYear | Shape | SustainabilityPerformance | WarrantyDescription | WarrantyDurationLabor | WarrantyDurationParts | ModelLabel | Manufacturer | 23.60.30.11.14
262343 | Level 1 | ExpectedLife | 5 | 600910 | New Construction | AccessibilityPerformance | WarrantyGuarantorParts | 90.000000 | FIXED | Unit B Hydronic Supply In | CodePerformance | 310491 | 0.093750 | Level 2 | 0.046875 | 262342 | 0.000000 | 262338 | Reference | Tee - Generic | 25 mm-25 mm-25 mm | 262372,262374,262376,262378,262380,262382,262384,310567,311065,311066,311067 | 2L092XWcn0RxVZVA3Xblka | Color | 33 | M_Tee - Generic:Tee - Generic:Tee - Generic:600910 |  | InstallationDate | 262343 | WarrantyGuarantorLabor | 0.037500 | 0.041010 | 0.082021 | Features | TagNumber | 0.088542 | BarCode | Hydronic Supply | Tee | 0.046875 | Constituents | T |  | SerialNumber | WarrantyStartDate | AssetIdentifier | Level : Level 2 | -0.441249 | 1315 | ReplacementCost | M_Pipe Fitting - Generic.csv | Pipework Fittings | Finish | Grade | Material | ModelReference | NominalHeight | NominalLength | NominalWidth | ProductionYear | Shape | SustainabilityPerformance | WarrantyDescription | WarrantyDurationLabor | WarrantyDurationParts | ModelLabel | Manufacturer | 23.60.30.11.14 | 0.088542 | 90.000000
262849 | Level 1 | ExpectedLife | 5 | 600922 | New Construction | AccessibilityPerformance | WarrantyGuarantorParts | 90.040553 | FIXED | Unit B Hydronic Supply In | CodePerformance | 310491 | 0.093750 | Level 2 | 0.046875 | 262848 | 0.000000 | 262845 | Reference | Elbow - Generic | 25 mm-25 mm | 262877,262879,262881,262883,262885,262887,262889,310997,311068,311069,311070 | 2L092XWcn0RxVZVA3Xblkm | Color | 33 | M_Elbow - Generic:Elbow - Generic:Elbow - Generic:600922 |  | InstallationDate | 262849 | WarrantyGuarantorLabor | 0.037500 | 0.041010 | 0.082021 | Features | TagNumber | 0.067708 | BarCode | Hydronic Supply | Regular 45, 90 and 180 Elbow | 0.046875 | Constituents | T | 0.067708 | SerialNumber | WarrantyStartDate | AssetIdentifier | Level : Level 2 | -0.441279 | 1319 | ReplacementCost | M_Pipe Fitting - Generic.csv | Pipework Fittings | Finish | Grade | Material | ModelReference | NominalHeight | NominalLength | NominalWidth | ProductionYear | Shape | SustainabilityPerformance | WarrantyDescription | WarrantyDurationLabor | WarrantyDurationParts | ModelLabel | Manufacturer | 23.60.30.11.14
262898 | Level 1 | ExpectedLife | 5 | 600924 | New Construction | AccessibilityPerformance | WarrantyGuarantorParts | 90.000000 | FIXED | Unit B Hydronic Supply In | CodePerformance | 310491 | 0.093750 | Level 2 | 0.046875 | 262897 | 0.000000 | 262893 | Reference | Tee - Generic | 25 mm-25 mm-25 mm | 262927,262929,262931,262933,262935,262937,262939,310567,311065,311066,311067 | 2L092XWcn0RxVZVA3Xblks | Color | 33 | M_Tee - Generic:Tee - Generic:Tee - Generic:600924 |  | InstallationDate | 262898 | WarrantyGuarantorLabor | 0.037500 | 0.041010 | 0.082021 | Features | TagNumber | 0.088542 | BarCode | Hydronic Supply | Tee | 0.046875 | Constituents | T |  | SerialNumber | WarrantyStartDate | AssetIdentifier | Level : Level 2 | -0.441221 | 1321 | ReplacementCost | M_Pipe Fitting - Generic.csv | Pipework Fittings | Finish | Grade | Material | ModelReference | NominalHeight | NominalLength | NominalWidth | ProductionYear | Shape | SustainabilityPerformance | WarrantyDescription | WarrantyDurationLabor | WarrantyDurationParts | ModelLabel | Manufacturer | 23.60.30.11.14 | 0.088542 | 90.000000
265936 | Level 1 | ExpectedLife | 5 | 601021 | New Construction | AccessibilityPerformance | WarrantyGuarantorParts | 90.000002 | FIXED | Unit B Hydronic Supply In | CodePerformance | 310491 | 0.093750 | Level 2 | 0.046875 | 265935 | 0.000000 | 265931 | Reference | Elbow - Generic | 25 mm-25 mm | 265964,265966,265968,265970,265972,265974,265976,311003,311068,311069,311070 | 0x8B$HiG56NgBKY4Lhjxhb | Color | 33 | M_Elbow - Generic:Elbow - Generic:Elbow - Generic:601021 |  | InstallationDate | 265936 | WarrantyGuarantorLabor | 0.037500 | 0.041010 | 0.082021 | Features | TagNumber | 0.067708 | BarCode | Hydronic Supply | Regular 45, 90 and 180 Elbow | 0.046875 | Constituents | T | 0.067708 | SerialNumber | WarrantyStartDate | AssetIdentifier | Level : Level 2 | -3.004800 | 1325 | ReplacementCost | M_Pipe Fitting - Generic.csv | Pipework Fittings | Finish | Grade | Material | ModelReference | NominalHeight | NominalLength | NominalWidth | ProductionYear | Shape | SustainabilityPerformance | WarrantyDescription | WarrantyDurationLabor | WarrantyDurationParts | ModelLabel | Manufacturer | 23.60.30.11.14
266172 | Level 1 | ExpectedLife | 5 | 601037 | New Construction | AccessibilityPerformance | WarrantyGuarantorParts | 90.000002 | FIXED | Unit B Hydronic Supply In | CodePerformance | 310491 | 0.093750 | Level 1 | 0.046875 | 266171 | 0.000000 | 266167 | Reference | Elbow - Generic | 25 mm-25 mm | 266200,266202,266204,266206,266208,266210,266212,311003,311068,311069,311070 | 2L092XWcn0RxVZVA3Xblid | Color | 33 | M_Elbow - Generic:Elbow - Generic:Elbow - Generic:601037 |  | InstallationDate | 266172 | WarrantyGuarantorLabor | 0.037500 | 0.041010 | 0.082021 | Features | TagNumber | 0.067708 | BarCode | Hydronic Supply | Regular 45, 90 and 180 Elbow | 0.046875 | Constituents | T | 0.067708 | SerialNumber | WarrantyStartDate | AssetIdentifier | Level : Level 1 | 0.095200 | 1327 | ReplacementCost | M_Pipe Fitting - Generic.csv | Pipework Fittings | Finish | Grade | Material | ModelReference | NominalHeight | NominalLength | NominalWidth | ProductionYear | Shape | SustainabilityPerformance | WarrantyDescription | WarrantyDurationLabor | WarrantyDurationParts | ModelLabel | Manufacturer | 23.60.30.11.14
268577 | Level 1 | ExpectedLife | 5 | 601051 | New Construction | AccessibilityPerformance | WarrantyGuarantorParts | 90.091314 | FIXED | Unit B Hydronic Supply In | CodePerformance | 310491 | 0.093750 | Level 1 | 0.046875 | 268576 | 0.000000 | 268572 | Reference | Elbow - Generic | 25 mm-25 mm | 268605,268607,268609,268611,268613,268615,268617,311005,311068,311069,311070 | 2oyb$TyZH3MvEdsOvAfTf9 | Color | 33 | M_Elbow - Generic:Elbow - Generic:Elbow - Generic:601051 |  | InstallationDate | 268577 | WarrantyGuarantorLabor | 0.037500 | 0.041010 | 0.082021 | Features | TagNumber | 0.067708 | BarCode | Hydronic Supply | Regular 45, 90 and 180 Elbow | 0.046875 | Constituents | T | 0.067708 | SerialNumber | WarrantyStartDate | AssetIdentifier | Level : Level 1 | 0.095200 | 1330 | ReplacementCost | M_Pipe Fitting - Generic.csv | Pipework Fittings | Finish | Grade | Material | ModelReference | NominalHeight | NominalLength | NominalWidth | ProductionYear | Shape | SustainabilityPerformance | WarrantyDescription | WarrantyDurationLabor | WarrantyDurationParts | ModelLabel | Manufacturer | 23.60.30.11.14
271170 | Level 1 | ExpectedLife | 5 | 601157 | New Construction | AccessibilityPerformance | WarrantyGuarantorParts | 89.999566 | FIXED | Unit B Hydronic Supply In | CodePerformance | 310491 | 0.093750 | Level 1 | 0.046875 | 271169 | 0.000000 | 271164 | Reference | Elbow - Generic | 25 mm-25 mm | 271198,271200,271202,271204,271206,271208,271210,311007,311068,311069,311070 | 2q8Ajz8zz7iuTH31zZSLW1 | Color | 33 | M_Elbow - Generic:Elbow - Generic:Elbow - Generic:601157 |  | InstallationDate | 271170 | WarrantyGuarantorLabor | 0.037500 | 0.041010 | 0.082021 | Features | TagNumber | 0.067708 | BarCode | Hydronic Supply | Regular 45, 90 and 180 Elbow | 0.046875 | Constituents | T | 0.067708 | SerialNumber | WarrantyStartDate | AssetIdentifier | Level : Level 1 | 0.095201 | 1336 | ReplacementCost | M_Pipe Fitting - Generic.csv | Pipework Fittings | Finish | Grade | Material | ModelReference | NominalHeight | NominalLength | NominalWidth | ProductionYear | Shape | SustainabilityPerformance | WarrantyDescription | WarrantyDurationLabor | WarrantyDurationParts | ModelLabel | Manufacturer | 23.60.30.11.14
271407 | Level 1 | ExpectedLife | 5 | 601283 | New Construction | AccessibilityPerformance | WarrantyGuarantorParts | 90.000000 | FIXED | Unit B Hydronic Supply In | CodePerformance | 310491 | 0.093750 | Level 1 | 0.046875 | 271406 | 0.000000 | 271401 | Reference | Elbow - Generic | 25 mm-25 mm | 271435,271437,271439,271441,271443,271445,271447,310558,311068,311069,311070 | 2L092XWcn0RxVZVA3Xblmf | Color | 33 | M_Elbow - Generic:Elbow - Generic:Elbow - Generic:601283 |  | InstallationDate | 271407 | WarrantyGuarantorLabor | 0.037500 | 0.041010 | 0.082021 | Features | TagNumber | 0.067708 | BarCode | Hydronic Supply | Regular 45, 90 and 180 Elbow | 0.046875 | Constituents | T | 0.067708 | SerialNumber | WarrantyStartDate | AssetIdentifier | Level : Level 1 | 0.095200 | 1339 | ReplacementCost | M_Pipe Fitting - Generic.csv | Pipework Fittings | Finish | Grade | Material | ModelReference | NominalHeight | NominalLength | NominalWidth | ProductionYear | Shape | SustainabilityPerformance | WarrantyDescription | WarrantyDurationLabor | WarrantyDurationParts | ModelLabel | Manufacturer | 23.60.30.11.14
272444 | Level 1 | ExpectedLife | 5 | 601285 | New Construction | AccessibilityPerformance | WarrantyGuarantorParts | 89.999873 | FIXED | Unit B Hydronic Supply In | CodePerformance | 310491 | 0.093750 | Level 2 | 0.046875 | 272443 | 0.000000 | 272439 | Reference | Tee - Generic | 25 mm-25 mm-25 mm | 272473,272475,272477,272479,272481,272483,272485,311009,311065,311066,311067 | 1dlrsgUIvFQ9c1SAnnlPLO | Color | 33 | M_Tee - Generic:Tee - Generic:Tee - Generic:601285 |  | InstallationDate | 272444 | WarrantyGuarantorLabor | 0.037500 | 0.041010 | 0.082021 | Features | TagNumber | 0.088542 | BarCode | Hydronic Supply | Tee | 0.046875 | Constituents | T |  | SerialNumber | WarrantyStartDate | AssetIdentifier | Level : Level 2 | -0.441245 | 1341 | ReplacementCost | M_Pipe Fitting - Generic.csv | Pipework Fittings | Finish | Grade | Material | ModelReference | NominalHeight | NominalLength | NominalWidth | ProductionYear | Shape | SustainabilityPerformance | WarrantyDescription | WarrantyDurationLabor | WarrantyDurationParts | ModelLabel | Manufacturer | 23.60.30.11.14 | 0.088542 | 90.000000
272715 | Level 1 | ExpectedLife | 5 | 601288 | New Construction | AccessibilityPerformance | WarrantyGuarantorParts | 90.000000 | FIXED | Unit B Hydronic Supply In | CodePerformance | 310491 | 0.093750 | Level 1 | 0.046875 | 272714 | 0.000000 | 272711 | Reference | Elbow - Generic | 25 mm-25 mm | 272743,272745,272747,272749,272751,272753,272755,310558,311068,311069,311070 | 2L092XWcn0RxVZVA3XblmY | Color | 33 | M_Elbow - Generic:Elbow - Generic:Elbow - Generic:601288 |  | InstallationDate | 272715 | WarrantyGuarantorLabor | 0.037500 | 0.041010 | 0.082021 | Features | TagNumber | 0.067708 | BarCode | Hydronic Supply | Regular 45, 90 and 180 Elbow | 0.046875 | Constituents | T | 0.067708 | SerialNumber | WarrantyStartDate | AssetIdentifier | Level : Level 1 | 0.095200 | 1342 | ReplacementCost | M_Pipe Fitting - Generic.csv | Pipework Fittings | Finish | Grade | Material | ModelReference | NominalHeight | NominalLength | NominalWidth | ProductionYear | Shape | SustainabilityPerformance | WarrantyDescription | WarrantyDurationLabor | WarrantyDurationParts | ModelLabel | Manufacturer | 23.60.30.11.14
273137 | Level 1 | ExpectedLife | 5 | 601382 | New Construction | AccessibilityPerformance | WarrantyGuarantorParts | 90.000000 | FIXED | Unit B Hydronic Supply In | CodePerformance | 310491 | 0.093750 | Level 1 | 0.046875 | 273136 | 0.000000 | 273133 | Reference | Elbow - Generic | 25 mm-25 mm | 273165,273167,273169,273171,273173,273175,273177,310558,311068,311069,311070 | 2C1x5E2Mv1Rfhlj5LVW9IM | Color | 33 | M_Elbow - Generic:Elbow - Generic:Elbow - Generic:601382 |  | InstallationDate | 273137 | WarrantyGuarantorLabor | 0.037500 | 0.041010 | 0.082021 | Features | TagNumber | 0.067708 | BarCode | Hydronic Supply | Regular 45, 90 and 180 Elbow | 0.046875 | Constituents | T | 0.067708 | SerialNumber | WarrantyStartDate | AssetIdentifier | Level : Level 1 | 0.095200 | 1344 | ReplacementCost | M_Pipe Fitting - Generic.csv | Pipework Fittings | Finish | Grade | Material | ModelReference | NominalHeight | NominalLength | NominalWidth | ProductionYear | Shape | SustainabilityPerformance | WarrantyDescription | WarrantyDurationLabor | WarrantyDurationParts | ModelLabel | Manufacturer | 23.60.30.11.14
273185 | Level 1 | ExpectedLife | 5 | 601384 | New Construction | AccessibilityPerformance | WarrantyGuarantorParts | 90.000000 | FIXED | Unit B Hydronic Supply In | CodePerformance | 310491 | 0.093750 | Level 1 | 0.046875 | 273184 | 0.000000 | 273181 | Reference | Elbow - Generic | 25 mm-25 mm | 273213,273215,273217,273219,273221,273223,273225,310558,311068,311069,311070 | 2C1x5E2Mv1Rfhlj5LVW9IO | Color | 33 | M_Elbow - Generic:Elbow - Generic:Elbow - Generic:601384 |  | InstallationDate | 273185 | WarrantyGuarantorLabor | 0.037500 | 0.041010 | 0.082021 | Features | TagNumber | 0.067708 | BarCode | Hydronic Supply | Regular 45, 90 and 180 Elbow | 0.046875 | Constituents | T | 0.067708 | SerialNumber | WarrantyStartDate | AssetIdentifier | Level : Level 1 | 0.095200 | 1346 | ReplacementCost | M_Pipe Fitting - Generic.csv | Pipework Fittings | Finish | Grade | Material | ModelReference | NominalHeight | NominalLength | NominalWidth | ProductionYear | Shape | SustainabilityPerformance | WarrantyDescription | WarrantyDurationLabor | WarrantyDurationParts | ModelLabel | Manufacturer | 23.60.30.11.14
282206 | Level 1 | ExpectedLife | 5 | 604456 | New Construction | AccessibilityPerformance | WarrantyGuarantorParts | 89.713523 | FIXED | Unit A Sanitary | CodePerformance | 310491 | 0.093750 | Level 2 | 0.046875 | 282205 | 0.000000 | 282201 | Reference | Elbow - Generic | 40 mm-40 mm | 282234,282236,282238,282240,282242,282244,282246,311026,311068,311069,311070 | 1Pcs6ln2DE5Bd8Czt1STyq | Color | 33 | M_Elbow - Generic:Elbow - Generic:Elbow - Generic:604456 |  | InstallationDate | 282206 | WarrantyGuarantorLabor | 0.037500 | 0.065617 | 0.131234 | Features | TagNumber | 0.067708 | BarCode | Sanitary | Regular 45, 90 and 180 Elbow | 0.046875 | Constituents | T | 0.067708 | SerialNumber | WarrantyStartDate | AssetIdentifier | Level : Level 2 | -0.364890 | 1359 | ReplacementCost | M_Pipe Fitting - Generic.csv | Pipework Fittings | Finish | Grade | Material | ModelReference | NominalHeight | NominalLength | NominalWidth | ProductionYear | Shape | SustainabilityPerformance | WarrantyDescription | WarrantyDurationLabor | WarrantyDurationParts | ModelLabel | Manufacturer | 23.60.30.11.14
282611 | Level 1 | ExpectedLife | 5 | 604623 | New Construction | AccessibilityPerformance | WarrantyGuarantorParts | 90.000000 | FIXED | Unit A Domestic Cold Water | CodePerformance | 310491 | 0.093750 | Level 1 | 0.046875 | 282610 | 0.000000 | 282607 | Reference | Elbow - Generic | 25 mm-25 mm | 282639,282641,282643,282645,282647,282649,282651,310558,311068,311069,311070 | 1zKaZ_JrfEMueroYicWc2b | Color | 33 | M_Elbow - Generic:Elbow - Generic:Elbow - Generic:604623 |  | InstallationDate | 282611 | WarrantyGuarantorLabor | 0.037500 | 0.041010 | 0.082021 | Features | TagNumber | 0.067708 | BarCode | Domestic Cold Water | Regular 45, 90 and 180 Elbow | 0.046875 | Constituents | T | 0.067708 | SerialNumber | WarrantyStartDate | AssetIdentifier | Level : Level 1 | -0.460000 | 1363 | ReplacementCost | M_Pipe Fitting - Generic.csv | Pipework Fittings | Finish | Grade | Material | ModelReference | NominalHeight | NominalLength | NominalWidth | ProductionYear | Shape | SustainabilityPerformance | WarrantyDescription | WarrantyDurationLabor | WarrantyDurationParts | ModelLabel | Manufacturer | 23.60.30.11.14
282659 | Level 1 | ExpectedLife | 5 | 604624 | New Construction | AccessibilityPerformance | WarrantyGuarantorParts | 90.000000 | FIXED | Unit A Domestic Cold Water | CodePerformance | 310491 | 0.093750 | Level 1 | 0.046875 | 282658 | 0.000000 | 282655 | Reference | Elbow - Generic | 25 mm-25 mm | 282687,282689,282691,282693,282695,282697,282699,310558,311068,311069,311070 | 1zKaZ_JrfEMueroYicWc2w | Color | 33 | M_Elbow - Generic:Elbow - Generic:Elbow - Generic:604624 |  | InstallationDate | 282659 | WarrantyGuarantorLabor | 0.037500 | 0.041010 | 0.082021 | Features | TagNumber | 0.067708 | BarCode | Domestic Cold Water | Regular 45, 90 and 180 Elbow | 0.046875 | Constituents | T | 0.067708 | SerialNumber | WarrantyStartDate | AssetIdentifier | Level : Level 1 | -0.460000 | 1364 | ReplacementCost | M_Pipe Fitting - Generic.csv | Pipework Fittings | Finish | Grade | Material | ModelReference | NominalHeight | NominalLength | NominalWidth | ProductionYear | Shape | SustainabilityPerformance | WarrantyDescription | WarrantyDurationLabor | WarrantyDurationParts | ModelLabel | Manufacturer | 23.60.30.11.14
283269 | Level 1 | ExpectedLife | 5 | 604664 | New Construction | AccessibilityPerformance | WarrantyGuarantorParts | 90.000000 | FIXED | Unit A Domestic Cold Water | CodePerformance | 310491 | 0.093750 | Level 1 | 0.046875 | 283268 | 0.000000 | 283265 | Reference | Elbow - Generic | 15 mm-15 mm | 283297,283299,283301,283303,283305,283307,283309,310971,311068,311069,311070 | 1zKaZ_JrfEMueroYicWc2I | Color | 33 | M_Elbow - Generic:Elbow - Generic:Elbow - Generic:604664 |  | InstallationDate | 283269 | WarrantyGuarantorLabor | 0.037500 | 0.024606 | 0.049213 | Features | TagNumber | 0.067708 | BarCode | Domestic Cold Water | Regular 45, 90 and 180 Elbow | 0.046875 | Constituents | T | 0.067708 | SerialNumber | WarrantyStartDate | AssetIdentifier | Level : Level 1 | -0.460000 | 1373 | ReplacementCost | M_Pipe Fitting - Generic.csv | Pipework Fittings | Finish | Grade | Material | ModelReference | NominalHeight | NominalLength | NominalWidth | ProductionYear | Shape | SustainabilityPerformance | WarrantyDescription | WarrantyDurationLabor | WarrantyDurationParts | ModelLabel | Manufacturer | 23.60.30.11.14
283317 | Level 1 | ExpectedLife | 5 | 604666 | New Construction | AccessibilityPerformance | WarrantyGuarantorParts | 90.000000 | FIXED | Unit A Domestic Cold Water | CodePerformance | 310491 | 0.093750 | Level 1 | 0.046875 | 283316 | 0.000000 | 283313 | Reference | Tee - Generic | 25 mm-25 mm-25 mm | 283346,283348,283350,283352,283354,283356,283358,310567,311065,311066,311067 | 1zKaZ_JrfEMueroYicWc2G | Color | 33 | M_Tee - Generic:Tee - Generic:Tee - Generic:604666 |  | InstallationDate | 283317 | WarrantyGuarantorLabor | 0.037500 | 0.041010 | 0.082021 | Features | TagNumber | 0.088542 | BarCode | Domestic Cold Water | Tee | 0.046875 | Constituents | T |  | SerialNumber | WarrantyStartDate | AssetIdentifier | Level : Level 1 | -0.460000 | 1375 | ReplacementCost | M_Pipe Fitting - Generic.csv | Pipework Fittings | Finish | Grade | Material | ModelReference | NominalHeight | NominalLength | NominalWidth | ProductionYear | Shape | SustainabilityPerformance | WarrantyDescription | WarrantyDurationLabor | WarrantyDurationParts | ModelLabel | Manufacturer | 23.60.30.11.14 | 0.088542 | 90.000000
283553 | Level 1 | ExpectedLife | 5 | 604670 | New Construction | AccessibilityPerformance | WarrantyGuarantorParts |  | FIXED | Unit A Domestic Cold Water | CodePerformance | 310491 |  | Level 1 |  | 283552 | 0.000000 | 283549 | Reference | Transition - Generic | 25 mm-15 mm | 283590,283592,283594,283596,283598,283600,283602,310972,311078,311079,311080 | 1zKaZ_JrfEMueroYicWc2K | Color | 33 | M_Transition - Generic:Transition - Generic:Transition - Generic:604670 |  | InstallationDate | 283553 | WarrantyGuarantorLabor |  |  |  | Features | TagNumber |  | BarCode | Domestic Cold Water | Reducer/Coupling/Union/Increaser |  | Constituents | T |  | SerialNumber | WarrantyStartDate | AssetIdentifier | Level : Level 1 | -0.460000 | 1378 | ReplacementCost | M_Pipe Fitting - Generic.csv | Pipework Fittings | Finish | Grade | Material | ModelReference | NominalHeight | NominalLength | NominalWidth | ProductionYear | Shape | SustainabilityPerformance | WarrantyDescription | WarrantyDurationLabor | WarrantyDurationParts | ModelLabel | Manufacturer | 23.60.30.11.14 |  |  | F | T | F | 0.041010 | 0.093750 | 0.177083 | 0.046875 | 0.088542 | 0.082021 | 0.082021 | 10.000000 | 0.177083 | 10.000000 | 0.046875 | 0.088542 | 0.037500 | 0.070833 | 0.024606 | 0.041010 | 0.044271 | 0.041010
287026 | Level 1 | ExpectedLife | 5 | 605365 | New Construction | AccessibilityPerformance | WarrantyGuarantorParts | 90.000000 | FIXED | Unit B Storm Drain | CodePerformance | 310491 | 0.138333 | Level 2 | 0.069167 | 287025 | 0.000000 | 287022 | Reference | Bend - PVC - Sch 40 - DWV | 25 mm-25 mm | 287099,287101,287103,287105,287107,287109,287111,311035,311071,311072,311073 | 3OvFxniMHB1hJTYExaq2kx | Color | 33 | M_Bend - PVC - Sch 40 - DWV:Bend - PVC - Sch 40 - DWV:Bend - PVC - Sch 40 - DWV:605365 |  | InstallationDate | 287026 | WarrantyGuarantorLabor | 0.055333 | 0.041010 | 0.082021 | Features | TagNumber |  | BarCode | Sanitary |  | 0.069167 | Constituents | F | 0.130250 | SerialNumber | WarrantyStartDate | AssetIdentifier | Level : Level 2 | -0.441249 | 1390 | ReplacementCost | M_Bend - PVC - Sch 40 - DWV.csv | Pipework Fittings | Finish | Grade | Material | ModelReference | NominalHeight | NominalLength | NominalWidth | ProductionYear | Shape | SustainabilityPerformance | WarrantyDescription | WarrantyDurationLabor | WarrantyDurationParts | ModelLabel | Manufacturer | 23.60.30.11.14 |  | 90.000000 | [21 empty] | 0.057250 | 0.139583 | 0.130250 | 0.013000 | 0.165583 | 0.130250 | 0.165583 | 0.082792 | 0.057250 | 0.082792 | 0.187500 | 0.130250 | 0.146765
287723 | Level 1 | ExpectedLife | 5 | 605398 | New Construction | AccessibilityPerformance | WarrantyGuarantorParts | 90.000000 | FIXED | Unit B Storm Drain | CodePerformance | 310491 | 0.138333 | Level 1 | 0.069167 | 287722 | 0.000000 | 287719 | Reference | Bend - PVC - Sch 40 - DWV | 25 mm-25 mm | 287763,287765,287767,287769,287771,287773,287775,311035,311071,311072,311073 | 1uUs2cHDPBOxkzgUctDpHW | Color | 33 | M_Bend - PVC - Sch 40 - DWV:Bend - PVC - Sch 40 - DWV:Bend - PVC - Sch 40 - DWV:605398 |  | InstallationDate | 287723 | WarrantyGuarantorLabor | 0.055333 | 0.041010 | 0.082021 | Features | TagNumber |  | BarCode | Sanitary |  | 0.069167 | Constituents | F | 0.130250 | SerialNumber | WarrantyStartDate | AssetIdentifier | Level : Level 1 | 2.658800 | 1394 | ReplacementCost | M_Bend - PVC - Sch 40 - DWV.csv | Pipework Fittings | Finish | Grade | Material | ModelReference | NominalHeight | NominalLength | NominalWidth | ProductionYear | Shape | SustainabilityPerformance | WarrantyDescription | WarrantyDurationLabor | WarrantyDurationParts | ModelLabel | Manufacturer | 23.60.30.11.14 |  | 90.000000 | [21 empty] | 0.057250 | 0.139583 | 0.130250 | 0.013000 | 0.165583 | 0.130250 | 0.165583 | 0.082792 | 0.057250 | 0.082792 | 0.187500 | 0.130250 | 0.146765
287783 | Level 1 | ExpectedLife | 5 | 605399 | New Construction | AccessibilityPerformance | WarrantyGuarantorParts | 90.000000 | FIXED | Unit B Storm Drain | CodePerformance | 310491 | 0.138333 | Level 1 | 0.069167 | 287782 | 0.000000 | 287779 | Reference | Bend - PVC - Sch 40 - DWV | 25 mm-25 mm | 287823,287825,287827,287829,287831,287833,287835,311035,311071,311072,311073 | 1uUs2cHDPBOxkzgUctDpHX | Color | 33 | M_Bend - PVC - Sch 40 - DWV:Bend - PVC - Sch 40 - DWV:Bend - PVC - Sch 40 - DWV:605399 |  | InstallationDate | 287783 | WarrantyGuarantorLabor | 0.055333 | 0.041010 | 0.082021 | Features | TagNumber |  | BarCode | Sanitary |  | 0.069167 | Constituents | F | 0.130250 | SerialNumber | WarrantyStartDate | AssetIdentifier | Level : Level 1 | -0.719400 | 1395 | ReplacementCost | M_Bend - PVC - Sch 40 - DWV.csv | Pipework Fittings | Finish | Grade | Material | ModelReference | NominalHeight | NominalLength | NominalWidth | ProductionYear | Shape | SustainabilityPerformance | WarrantyDescription | WarrantyDurationLabor | WarrantyDurationParts | ModelLabel | Manufacturer | 23.60.30.11.14 |  | 90.000000 | [21 empty] | 0.057250 | 0.139583 | 0.130250 | 0.013000 | 0.165583 | 0.130250 | 0.165583 | 0.082792 | 0.057250 | 0.082792 | 0.187500 | 0.130250 | 0.146765
288022 | Level 1 | ExpectedLife | 5 | 605540 | New Construction | AccessibilityPerformance | WarrantyGuarantorParts | 90.000000 | FIXED | Unit B Storm Drain | CodePerformance | 310491 | 0.138333 | Level 1 | 0.069167 | 288021 | 0.000000 | 288018 | Reference | Bend - PVC - Sch 40 - DWV | 25 mm-25 mm | 288062,288064,288066,288068,288070,288072,288074,311035,311071,311072,311073 | 1uUs2cHDPBOxkzgUctDpNI | Color | 33 | M_Bend - PVC - Sch 40 - DWV:Bend - PVC - Sch 40 - DWV:Bend - PVC - Sch 40 - DWV:605540 |  | InstallationDate | 288022 | WarrantyGuarantorLabor | 0.055333 | 0.041010 | 0.082021 | Features | TagNumber |  | BarCode | Sanitary |  | 0.069167 | Constituents | F | 0.130250 | SerialNumber | WarrantyStartDate | AssetIdentifier | Level : Level 1 | -0.719400 | 1401 | ReplacementCost | M_Bend - PVC - Sch 40 - DWV.csv | Pipework Fittings | Finish | Grade | Material | ModelReference | NominalHeight | NominalLength | NominalWidth | ProductionYear | Shape | SustainabilityPerformance | WarrantyDescription | WarrantyDurationLabor | WarrantyDurationParts | ModelLabel | Manufacturer | 23.60.30.11.14 |  | 90.000000 | [21 empty] | 0.057250 | 0.139583 | 0.130250 | 0.013000 | 0.165583 | 0.130250 | 0.165583 | 0.082792 | 0.057250 | 0.082792 | 0.187500 | 0.130250 | 0.146765
288082 | Level 1 | ExpectedLife | 5 | 605541 | New Construction | AccessibilityPerformance | WarrantyGuarantorParts | 90.000000 | FIXED | Unit B Storm Drain | CodePerformance | 310491 | 0.138333 | Level 1 | 0.069167 | 288081 | 0.000000 | 288078 | Reference | Bend - PVC - Sch 40 - DWV | 25 mm-25 mm | 288122,288124,288126,288128,288130,288132,288134,311035,311071,311072,311073 | 1uUs2cHDPBOxkzgUctDpNJ | Color | 33 | M_Bend - PVC - Sch 40 - DWV:Bend - PVC - Sch 40 - DWV:Bend - PVC - Sch 40 - DWV:605541 |  | InstallationDate | 288082 | WarrantyGuarantorLabor | 0.055333 | 0.041010 | 0.082021 | Features | TagNumber |  | BarCode | Sanitary |  | 0.069167 | Constituents | F | 0.130250 | SerialNumber | WarrantyStartDate | AssetIdentifier | Level : Level 1 | -0.719400 | 1402 | ReplacementCost | M_Bend - PVC - Sch 40 - DWV.csv | Pipework Fittings | Finish | Grade | Material | ModelReference | NominalHeight | NominalLength | NominalWidth | ProductionYear | Shape | SustainabilityPerformance | WarrantyDescription | WarrantyDurationLabor | WarrantyDurationParts | ModelLabel | Manufacturer | 23.60.30.11.14 |  | 90.000000 | [21 empty] | 0.057250 | 0.139583 | 0.130250 | 0.013000 | 0.165583 | 0.130250 | 0.165583 | 0.082792 | 0.057250 | 0.082792 | 0.187500 | 0.130250 | 0.146765
289032 | Level 1 | ExpectedLife | 5 | 605616 | New Construction | AccessibilityPerformance | WarrantyGuarantorParts | 90.000000 | FIXED | Unit A Storm Drain | CodePerformance | 310491 | 0.138333 | Level 1 | 0.069167 | 289031 | 0.000000 | 289028 | Reference | Bend - PVC - Sch 40 - DWV | 25 mm-25 mm | 289072,289074,289076,289078,289080,289082,289084,311035,311071,311072,311073 | 1ezehqTWzEAOCZ6I_hanYV | Color | 33 | M_Bend - PVC - Sch 40 - DWV:Bend - PVC - Sch 40 - DWV:Bend - PVC - Sch 40 - DWV:605616 |  | InstallationDate | 289032 | WarrantyGuarantorLabor | 0.055333 | 0.041010 | 0.082021 | Features | TagNumber |  | BarCode | Sanitary |  | 0.069167 | Constituents | F | 0.130250 | SerialNumber | WarrantyStartDate | AssetIdentifier | Level : Level 1 | 2.658800 | 1405 | ReplacementCost | M_Bend - PVC - Sch 40 - DWV.csv | Pipework Fittings | Finish | Grade | Material | ModelReference | NominalHeight | NominalLength | NominalWidth | ProductionYear | Shape | SustainabilityPerformance | WarrantyDescription | WarrantyDurationLabor | WarrantyDurationParts | ModelLabel | Manufacturer | 23.60.30.11.14 |  | 90.000000 | [21 empty] | 0.057250 | 0.139583 | 0.130250 | 0.013000 | 0.165583 | 0.130250 | 0.165583 | 0.082792 | 0.057250 | 0.082792 | 0.187500 | 0.130250 | 0.146765
289092 | Level 1 | ExpectedLife | 5 | 605617 | New Construction | AccessibilityPerformance | WarrantyGuarantorParts | 90.000000 | FIXED | Unit A Storm Drain | CodePerformance | 310491 | 0.138333 | Level 1 | 0.069167 | 289091 | 0.000000 | 289088 | Reference | Bend - PVC - Sch 40 - DWV | 25 mm-25 mm | 289132,289134,289136,289138,289140,289142,289144,311035,311071,311072,311073 | 1ezehqTWzEAOCZ6I_hanYU | Color | 33 | M_Bend - PVC - Sch 40 - DWV:Bend - PVC - Sch 40 - DWV:Bend - PVC - Sch 40 - DWV:605617 |  | InstallationDate | 289092 | WarrantyGuarantorLabor | 0.055333 | 0.041010 | 0.082021 | Features | TagNumber |  | BarCode | Sanitary |  | 0.069167 | Constituents | F | 0.130250 | SerialNumber | WarrantyStartDate | AssetIdentifier | Level : Level 1 | -0.736131 | 1406 | ReplacementCost | M_Bend - PVC - Sch 40 - DWV.csv | Pipework Fittings | Finish | Grade | Material | ModelReference | NominalHeight | NominalLength | NominalWidth | ProductionYear | Shape | SustainabilityPerformance | WarrantyDescription | WarrantyDurationLabor | WarrantyDurationParts | ModelLabel | Manufacturer | 23.60.30.11.14 |  | 90.000000 | [21 empty] | 0.057250 | 0.139583 | 0.130250 | 0.013000 | 0.165583 | 0.130250 | 0.165583 | 0.082792 | 0.057250 | 0.082792 | 0.187500 | 0.130250 | 0.146765
289270 | Level 1 | ExpectedLife | 5 | 606495 | New Construction | AccessibilityPerformance | WarrantyGuarantorParts | 90.000000 | FIXED | Unit A Hydronic Supply In | CodePerformance | 310491 | 0.093750 | Level 1 | 0.046875 | 289269 | 0.000000 | 289266 | Reference | Elbow - Generic | 25 mm-25 mm | 289298,289300,289302,289304,289306,289308,289310,310558,311068,311069,311070 | 0kad3Qs5P7DPrbWgfM1oEf | Color | 33 | M_Elbow - Generic:Elbow - Generic:Elbow - Generic:606495 |  | InstallationDate | 289270 | WarrantyGuarantorLabor | 0.037500 | 0.041010 | 0.082021 | Features | TagNumber | 0.067708 | BarCode | Hydronic Supply | Regular 45, 90 and 180 Elbow | 0.046875 | Constituents | F | 0.067708 | SerialNumber | WarrantyStartDate | AssetIdentifier | Level : Level 1 | 0.095200 | 1411 | ReplacementCost | M_Pipe Fitting - Generic.csv | Pipework Fittings | Finish | Grade | Material | ModelReference | NominalHeight | NominalLength | NominalWidth | ProductionYear | Shape | SustainabilityPerformance | WarrantyDescription | WarrantyDurationLabor | WarrantyDurationParts | ModelLabel | Manufacturer | 23.60.30.11.14
289414 | Level 1 | ExpectedLife | 5 | 606554 | New Construction | AccessibilityPerformance | WarrantyGuarantorParts | 90.000000 | FIXED | Unit A Hydronic Supply In | CodePerformance | 310491 | 0.093750 | Level 2 | 0.046875 | 289413 | 0.000000 | 289410 | Reference | Elbow - Generic | 25 mm-25 mm | 289442,289444,289446,289448,289450,289452,289454,310558,311068,311069,311070 | 0kad3Qs5P7DPrbWgfM1oFi | Color | 33 | M_Elbow - Generic:Elbow - Generic:Elbow - Generic:606554 |  | InstallationDate | 289414 | WarrantyGuarantorLabor | 0.037500 | 0.041010 | 0.082021 | Features | TagNumber | 0.067708 | BarCode | Hydronic Supply | Regular 45, 90 and 180 Elbow | 0.046875 | Constituents | F | 0.067708 | SerialNumber | WarrantyStartDate | AssetIdentifier | Level : Level 2 | -0.351265 | 1416 | ReplacementCost | M_Pipe Fitting - Generic.csv | Pipework Fittings | Finish | Grade | Material | ModelReference | NominalHeight | NominalLength | NominalWidth | ProductionYear | Shape | SustainabilityPerformance | WarrantyDescription | WarrantyDurationLabor | WarrantyDurationParts | ModelLabel | Manufacturer | 23.60.30.11.14
291820 | Level 1 | ExpectedLife | 5 | 606592 | New Construction | AccessibilityPerformance | WarrantyGuarantorParts | 89.999979 | FIXED | Unit B Hydronic Supply In | CodePerformance | 310491 | 0.093750 | Level 1 | 0.046875 | 291819 | 0.000000 | 291814 | Reference | Elbow - Generic | 25 mm-25 mm | 291848,291850,291852,291854,291856,291858,291860,311044,311068,311069,311070 | 13fBLqU9PCth6P9Ip3QJQo | Color | 33 | M_Elbow - Generic:Elbow - Generic:Elbow - Generic:606592 |  | InstallationDate | 291820 | WarrantyGuarantorLabor | 0.037500 | 0.041010 | 0.082021 | Features | TagNumber | 0.067708 | BarCode | Hydronic Supply | Regular 45, 90 and 180 Elbow | 0.046875 | Constituents | F | 0.067708 | SerialNumber | WarrantyStartDate | AssetIdentifier | Level : Level 1 | 0.095200 | 1417 | ReplacementCost | M_Pipe Fitting - Generic.csv | Pipework Fittings | Finish | Grade | Material | ModelReference | NominalHeight | NominalLength | NominalWidth | ProductionYear | Shape | SustainabilityPerformance | WarrantyDescription | WarrantyDurationLabor | WarrantyDurationParts | ModelLabel | Manufacturer | 23.60.30.11.14
294226 | Level 1 | ExpectedLife | 5 | 606628 | New Construction | AccessibilityPerformance | WarrantyGuarantorParts | 90.021379 | FIXED | Unit B Hydronic Supply In | CodePerformance | 310491 | 0.093750 | Level 1 | 0.046875 | 294225 | 0.000000 | 294220 | Reference | Elbow - Generic | 25 mm-25 mm | 294254,294256,294258,294260,294262,294264,294266,311045,311068,311069,311070 | 3Z9JJWMY118fRquEO2VLD$ | Color | 33 | M_Elbow - Generic:Elbow - Generic:Elbow - Generic:606628 |  | InstallationDate | 294226 | WarrantyGuarantorLabor | 0.037500 | 0.041010 | 0.082021 | Features | TagNumber | 0.067708 | BarCode | Hydronic Supply | Regular 45, 90 and 180 Elbow | 0.046875 | Constituents | F | 0.067708 | SerialNumber | WarrantyStartDate | AssetIdentifier | Level : Level 1 | 0.095200 | 1419 | ReplacementCost | M_Pipe Fitting - Generic.csv | Pipework Fittings | Finish | Grade | Material | ModelReference | NominalHeight | NominalLength | NominalWidth | ProductionYear | Shape | SustainabilityPerformance | WarrantyDescription | WarrantyDurationLabor | WarrantyDurationParts | ModelLabel | Manufacturer | 23.60.30.11.14
294322 | Level 1 | ExpectedLife | 5 | 606724 | New Construction | AccessibilityPerformance | WarrantyGuarantorParts | 90.000000 | FIXED | Unit B Hydronic Supply In | CodePerformance | 310491 | 0.093750 | Level 1 | 0.046875 | 294321 | 0.000000 | 294318 | Reference | Elbow - Generic | 25 mm-25 mm | 294350,294352,294354,294356,294358,294360,294362,310558,311068,311069,311070 | 0kad3Qs5P7DPrbWgfM1o2o | Color | 33 | M_Elbow - Generic:Elbow - Generic:Elbow - Generic:606724 |  | InstallationDate | 294322 | WarrantyGuarantorLabor | 0.037500 | 0.041010 | 0.082021 | Features | TagNumber | 0.067708 | BarCode | Hydronic Supply | Regular 45, 90 and 180 Elbow | 0.046875 | Constituents | F | 0.067708 | SerialNumber | WarrantyStartDate | AssetIdentifier | Level : Level 1 | 0.095200 | 1422 | ReplacementCost | M_Pipe Fitting - Generic.csv | Pipework Fittings | Finish | Grade | Material | ModelReference | NominalHeight | NominalLength | NominalWidth | ProductionYear | Shape | SustainabilityPerformance | WarrantyDescription | WarrantyDurationLabor | WarrantyDurationParts | ModelLabel | Manufacturer | 23.60.30.11.14
296871 | Level 1 | ExpectedLife | 5 | 606853 | New Construction | AccessibilityPerformance | WarrantyGuarantorParts | 90.000000 | FIXED | Unit A Hydronic Supply In | CodePerformance | 310491 | 0.093750 | Level 1 | 0.046875 | 296870 | 0.000000 | 296867 | Reference | Elbow - Generic | 25 mm-25 mm | 296899,296901,296903,296905,296907,296909,296911,310558,311068,311069,311070 | 0kad3Qs5P7DPrbWgfM1o0p | Color | 33 | M_Elbow - Generic:Elbow - Generic:Elbow - Generic:606853 |  | InstallationDate | 296871 | WarrantyGuarantorLabor | 0.037500 | 0.041010 | 0.082021 | Features | TagNumber | 0.067708 | BarCode | Hydronic Supply | Regular 45, 90 and 180 Elbow | 0.046875 | Constituents | F | 0.067708 | SerialNumber | WarrantyStartDate | AssetIdentifier | Level : Level 1 | 0.095200 | 1430 | ReplacementCost | M_Pipe Fitting - Generic.csv | Pipework Fittings | Finish | Grade | Material | ModelReference | NominalHeight | NominalLength | NominalWidth | ProductionYear | Shape | SustainabilityPerformance | WarrantyDescription | WarrantyDurationLabor | WarrantyDurationParts | ModelLabel | Manufacturer | 23.60.30.11.14
296921 | Level 1 | ExpectedLife | 5 | 606902 | New Construction | AccessibilityPerformance | WarrantyGuarantorParts | 90.000000 | FIXED | Unit A Hydronic Supply In | CodePerformance | 310491 | 0.093750 | Level 1 | 0.046875 | 296920 | 0.000000 | 296915 | Reference | Elbow - Generic | 25 mm-25 mm | 296949,296951,296953,296955,296957,296959,296961,310558,311068,311069,311070 | 0kad3Qs5P7DPrbWgfM1o00 | Color | 33 | M_Elbow - Generic:Elbow - Generic:Elbow - Generic:606902 |  | InstallationDate | 296921 | WarrantyGuarantorLabor | 0.037500 | 0.041010 | 0.082021 | Features | TagNumber | 0.067708 | BarCode | Hydronic Supply | Regular 45, 90 and 180 Elbow | 0.046875 | Constituents | F | 0.067708 | SerialNumber | WarrantyStartDate | AssetIdentifier | Level : Level 1 | 0.095200 | 1431 | ReplacementCost | M_Pipe Fitting - Generic.csv | Pipework Fittings | Finish | Grade | Material | ModelReference | NominalHeight | NominalLength | NominalWidth | ProductionYear | Shape | SustainabilityPerformance | WarrantyDescription | WarrantyDurationLabor | WarrantyDurationParts | ModelLabel | Manufacturer | 23.60.30.11.14
299230 | Level 1 | ExpectedLife | 5 | 610174 | New Construction | AccessibilityPerformance | WarrantyGuarantorParts | 90.000000 | FIXED | Unit B Storm Drain | CodePerformance | 310491 | 0.138333 | Level 2 | 0.069167 | 299229 | 0.000000 | 299226 | Reference | Bend - PVC - Sch 40 - DWV | 25 mm-25 mm | 299270,299272,299274,299276,299278,299280,299282,311035,311071,311072,311073 | 0TaaQqRmbBOxZmV0aBfEju | Color | 33 | M_Bend - PVC - Sch 40 - DWV:Bend - PVC - Sch 40 - DWV:Bend - PVC - Sch 40 - DWV:610174 |  | InstallationDate | 299230 | WarrantyGuarantorLabor | 0.055333 | 0.041010 | 0.082021 | Features | TagNumber |  | BarCode | Sanitary |  | 0.069167 | Constituents | F | 0.130250 | SerialNumber | WarrantyStartDate | AssetIdentifier | Level : Level 2 | -0.441249 | 1434 | ReplacementCost | M_Bend - PVC - Sch 40 - DWV.csv | Pipework Fittings | Finish | Grade | Material | ModelReference | NominalHeight | NominalLength | NominalWidth | ProductionYear | Shape | SustainabilityPerformance | WarrantyDescription | WarrantyDurationLabor | WarrantyDurationParts | ModelLabel | Manufacturer | 23.60.30.11.14 |  | 90.000000 | [21 empty] | 0.057250 | 0.139583 | 0.130250 | 0.013000 | 0.165583 | 0.130250 | 0.165583 | 0.082792 | 0.057250 | 0.082792 | 0.187500 | 0.130250 | 0.146765
302881 | Level 1 | ExpectedLife | 5 | 612458 | New Construction | AccessibilityPerformance | WarrantyGuarantorParts | 89.712999 | FIXED | Unit B Sanitary | CodePerformance | 310491 | 0.093750 | Level 1 | 0.046875 | 302880 | 0.000000 | 302875 | Reference | Elbow - Generic | 40 mm-40 mm | 302909,302911,302913,302915,302917,302919,302921,311051,311068,311069,311070 | 3z7$ANK7PCff_FQHVjuQv1 | Color | 33 | M_Elbow - Generic:Elbow - Generic:Elbow - Generic:612458 |  | InstallationDate | 302881 | WarrantyGuarantorLabor | 0.037500 | 0.065617 | 0.131234 | Features | TagNumber | 0.067708 | BarCode | Sanitary | Regular 45, 90 and 180 Elbow | 0.046875 | Constituents | F | 0.067708 | SerialNumber | WarrantyStartDate | AssetIdentifier | Level : Level 1 | -0.398022 | 1448 | ReplacementCost | M_Pipe Fitting - Generic.csv | Pipework Fittings | Finish | Grade | Material | ModelReference | NominalHeight | NominalLength | NominalWidth | ProductionYear | Shape | SustainabilityPerformance | WarrantyDescription | WarrantyDurationLabor | WarrantyDurationParts | ModelLabel | Manufacturer | 23.60.30.11.14
305494 | Level 1 | ExpectedLife | 5 | 612528 | New Construction | AccessibilityPerformance | WarrantyGuarantorParts | 90.012655 | FIXED | Unit A Sanitary | CodePerformance | 310491 | 0.093750 | Level 1 | 0.046875 | 305493 | 0.000000 | 305489 | Reference | Elbow - Generic | 40 mm-40 mm | 305522,305524,305526,305528,305530,305532,305534,311053,311068,311069,311070 | 1$u7MiY0DDQOUEWYE6GMLn | Color | 33 | M_Elbow - Generic:Elbow - Generic:Elbow - Generic:612528 |  | InstallationDate | 305494 | WarrantyGuarantorLabor | 0.037500 | 0.065617 | 0.131234 | Features | TagNumber | 0.067708 | BarCode | Sanitary | Regular 45, 90 and 180 Elbow | 0.046875 | Constituents | F | 0.067708 | SerialNumber | WarrantyStartDate | AssetIdentifier | Level : Level 1 | -0.588426 | 1452 | ReplacementCost | M_Pipe Fitting - Generic.csv | Pipework Fittings | Finish | Grade | Material | ModelReference | NominalHeight | NominalLength | NominalWidth | ProductionYear | Shape | SustainabilityPerformance | WarrantyDescription | WarrantyDurationLabor | WarrantyDurationParts | ModelLabel | Manufacturer | 23.60.30.11.14
306532 | Level 1 | ExpectedLife | 5 | 612647 | New Construction | AccessibilityPerformance | WarrantyGuarantorParts | 90.000000 | FIXED | Unit B Sanitary | CodePerformance | 310491 | 0.093750 | Level 1 | 0.046875 | 306531 | 0.000000 | 306526 | Reference | Tee - Generic | 40 mm-40 mm-40 mm | 306561,306563,306565,306567,306569,306571,306573,311054,311065,311066,311067 | 31$Ea0Wy14ohAZ$7J3UZgS | Color | 33 | M_Tee - Generic:Tee - Generic:Tee - Generic:612647 |  | InstallationDate | 306532 | WarrantyGuarantorLabor | 0.037500 | 0.065617 | 0.131234 | Features | TagNumber | 0.088542 | BarCode | Sanitary | Tee | 0.046875 | Constituents | F |  | SerialNumber | WarrantyStartDate | AssetIdentifier | Level : Level 1 | -0.578094 | 1454 | ReplacementCost | M_Pipe Fitting - Generic.csv | Pipework Fittings | Finish | Grade | Material | ModelReference | NominalHeight | NominalLength | NominalWidth | ProductionYear | Shape | SustainabilityPerformance | WarrantyDescription | WarrantyDurationLabor | WarrantyDurationParts | ModelLabel | Manufacturer | 23.60.30.11.14 | 0.088542 | 90.000000
307043 | Level 1 | ExpectedLife | 5 | 612985 | New Construction | AccessibilityPerformance | WarrantyGuarantorParts | 90.000000 | FIXED | Unit A Hydronic Supply In | CodePerformance | 310491 | 0.093750 | Level 2 | 0.046875 | 307042 | 0.000000 | 307038 | Reference | Elbow - Generic | 25 mm-25 mm | 307071,307073,307075,307077,307079,307081,307083,310558,311068,311069,311070 | 01S9djs61BFfnHKPIUF5My | Color | 33 | M_Elbow - Generic:Elbow - Generic:Elbow - Generic:612985 |  | InstallationDate | 307043 | WarrantyGuarantorLabor | 0.037500 | 0.041010 | 0.082021 | Features | TagNumber | 0.067708 | BarCode | Hydronic Supply | Regular 45, 90 and 180 Elbow | 0.046875 | Constituents | F | 0.067708 | SerialNumber | WarrantyStartDate | AssetIdentifier | Level : Level 2 | -0.351255 | 1457 | ReplacementCost | M_Pipe Fitting - Generic.csv | Pipework Fittings | Finish | Grade | Material | ModelReference | NominalHeight | NominalLength | NominalWidth | ProductionYear | Shape | SustainabilityPerformance | WarrantyDescription | WarrantyDurationLabor | WarrantyDurationParts | ModelLabel | Manufacturer | 23.60.30.11.14
307331 | Level 1 | ExpectedLife | 5 | 613016 | New Construction | AccessibilityPerformance | WarrantyGuarantorParts | 90.000000 | FIXED | Unit A Hydronic Supply In | CodePerformance | 310491 | 0.093750 | Level 2 | 0.046875 | 307330 | 0.000000 | 307327 | Reference | Elbow - Generic | 25 mm-25 mm | 307359,307361,307363,307365,307367,307369,307371,310558,311068,311069,311070 | 01S9djs61BFfnHKPIUF5LT | Color | 33 | M_Elbow - Generic:Elbow - Generic:Elbow - Generic:613016 |  | InstallationDate | 307331 | WarrantyGuarantorLabor | 0.037500 | 0.041010 | 0.082021 | Features | TagNumber | 0.067708 | BarCode | Hydronic Supply | Regular 45, 90 and 180 Elbow | 0.046875 | Constituents | F | 0.067708 | SerialNumber | WarrantyStartDate | AssetIdentifier | Level : Level 2 | -0.351253 | 1460 | ReplacementCost | M_Pipe Fitting - Generic.csv | Pipework Fittings | Finish | Grade | Material | ModelReference | NominalHeight | NominalLength | NominalWidth | ProductionYear | Shape | SustainabilityPerformance | WarrantyDescription | WarrantyDurationLabor | WarrantyDurationParts | ModelLabel | Manufacturer | 23.60.30.11.14
309737 | Level 1 | ExpectedLife | 5 | 613017 | New Construction | AccessibilityPerformance | WarrantyGuarantorParts | 90.000001 | FIXED | Unit A Hydronic Supply In | CodePerformance | 310491 | 0.093750 | Level 2 | 0.046875 | 309736 | 0.000000 | 309731 | Reference | Elbow - Generic | 25 mm-25 mm | 309765,309767,309769,309771,309773,309775,309777,311058,311068,311069,311070 | 2g_GQE15DDyQ_rkHyy4$eb | Color | 33 | M_Elbow - Generic:Elbow - Generic:Elbow - Generic:613017 |  | InstallationDate | 309737 | WarrantyGuarantorLabor | 0.037500 | 0.041010 | 0.082021 | Features | TagNumber | 0.067708 | BarCode | Hydronic Supply | Regular 45, 90 and 180 Elbow | 0.046875 | Constituents | F | 0.067708 | SerialNumber | WarrantyStartDate | AssetIdentifier | Level : Level 2 | -0.351300 | 1461 | ReplacementCost | M_Pipe Fitting - Generic.csv | Pipework Fittings | Finish | Grade | Material | ModelReference | NominalHeight | NominalLength | NominalWidth | ProductionYear | Shape | SustainabilityPerformance | WarrantyDescription | WarrantyDurationLabor | WarrantyDurationParts | ModelLabel | Manufacturer | 23.60.30.11.14
299293 | A102 | ExpectedLife | 5 | 610191 | New Construction | AccessibilityPerformance | WarrantyGuarantorParts | 90.000000 | FIXED | Unit A Storm Drain | CodePerformance | 310528 | 0.138333 | Level 1 | 0.069167 | 299292 | 0.000000 | 299286 | Reference | Bend - PVC - Sch 40 - DWV | 25 mm-25 mm | 299333,299335,299337,299339,299341,299343,299345,311035,311071,311072,311073 | 0TaaQqRmbBOxZmV0aBfEk9 | Color | 33 | M_Bend - PVC - Sch 40 - DWV:Bend - PVC - Sch 40 - DWV:Bend - PVC - Sch 40 - DWV:610191 |  | InstallationDate | 299293 | WarrantyGuarantorLabor | 0.055333 | 0.041010 | 0.082021 | Features | TagNumber |  | BarCode | Sanitary |  | 0.069167 | Constituents | F | 0.130250 | SerialNumber | WarrantyStartDate | AssetIdentifier | Level : Level 1 | 2.658751 | 1436 | ReplacementCost | M_Bend - PVC - Sch 40 - DWV.csv | Pipework Fittings | Finish | Grade | Material | ModelReference | NominalHeight | NominalLength | NominalWidth | ProductionYear | Shape | SustainabilityPerformance | WarrantyDescription | WarrantyDurationLabor | WarrantyDurationParts | ModelLabel | Manufacturer | 23.60.30.11.14 |  | 90.000000 | [21 empty] | 0.057250 | 0.139583 | 0.130250 | 0.013000 | 0.165583 | 0.130250 | 0.165583 | 0.082792 | 0.057250 | 0.082792 | 0.187500 | 0.130250 | 0.146765
238261 | A103 | ExpectedLife | 5 | 599801 | New Construction | AccessibilityPerformance | WarrantyGuarantorParts | 90.000000 | FIXED | Unit A Domestic Hot Water | CodePerformance | 310529 | 0.093750 | Level 1 | 0.046875 | 238260 | 0.000000 | 238254 | Reference | Elbow - Generic | 15 mm-15 mm | 238289,238291,238293,238295,238297,238299,238301,310971,311068,311069,311070 | 02liIsPa19NBjvPRMDBtvv | Color | 33 | M_Elbow - Generic:Elbow - Generic:Elbow - Generic:599801 |  | InstallationDate | 238261 | WarrantyGuarantorLabor | 0.037500 | 0.024606 | 0.049213 | Features | TagNumber | 0.067708 | BarCode | Domestic Hot Water | Regular 45, 90 and 180 Elbow | 0.046875 | Constituents | T | 0.067708 | SerialNumber | WarrantyStartDate | AssetIdentifier | Level : Level 1 | 0.600000 | 1209 | ReplacementCost | M_Pipe Fitting - Generic.csv | Pipework Fittings | Finish | Grade | Material | ModelReference | NominalHeight | NominalLength | NominalWidth | ProductionYear | Shape | SustainabilityPerformance | WarrantyDescription | WarrantyDurationLabor | WarrantyDurationParts | ModelLabel | Manufacturer | 23.60.30.11.14
288372 | A103 | ExpectedLife | 5 | 605591 | New Construction | AccessibilityPerformance | WarrantyGuarantorParts | 90.000000 | FIXED | Unit A Storm Drain | CodePerformance | 310529 | 0.138333 | Level 1 | 0.069167 | 288371 | 0.000000 | 288365 | Reference | Bend - PVC - Sch 40 - DWV | 25 mm-25 mm | 288412,288414,288416,288418,288420,288422,288424,311035,311071,311072,311073 | 1ezehqTWzEAOCZ6I_hanYu | Color | 33 | M_Bend - PVC - Sch 40 - DWV:Bend - PVC - Sch 40 - DWV:Bend - PVC - Sch 40 - DWV:605591 |  | InstallationDate | 288372 | WarrantyGuarantorLabor | 0.055333 | 0.041010 | 0.082021 | Features | TagNumber |  | BarCode | Sanitary |  | 0.069167 | Constituents | F | 0.130250 | SerialNumber | WarrantyStartDate | AssetIdentifier | Level : Level 1 | 2.658751 | 1403 | ReplacementCost | M_Bend - PVC - Sch 40 - DWV.csv | Pipework Fittings | Finish | Grade | Material | ModelReference | NominalHeight | NominalLength | NominalWidth | ProductionYear | Shape | SustainabilityPerformance | WarrantyDescription | WarrantyDurationLabor | WarrantyDurationParts | ModelLabel | Manufacturer | 23.60.30.11.14 |  | 90.000000 | [21 empty] | 0.057250 | 0.139583 | 0.130250 | 0.013000 | 0.165583 | 0.130250 | 0.165583 | 0.082792 | 0.057250 | 0.082792 | 0.187500 | 0.130250 | 0.146765
288615 | A103 | ExpectedLife | 5 | 605598 | New Construction | AccessibilityPerformance | WarrantyGuarantorParts | 90.000000 | FIXED | Unit A Storm Drain | CodePerformance | 310529 | 0.138333 | Level 1 | 0.069167 | 288614 | 0.000000 | 288607 | Reference | Bend - PVC - Sch 40 - DWV | 25 mm-25 mm | 288655,288657,288659,288661,288663,288665,288667,311035,311071,311072,311073 | 1ezehqTWzEAOCZ6I_hanYn | Color | 33 | M_Bend - PVC - Sch 40 - DWV:Bend - PVC - Sch 40 - DWV:Bend - PVC - Sch 40 - DWV:605598 |  | InstallationDate | 288615 | WarrantyGuarantorLabor | 0.055333 | 0.041010 | 0.082021 | Features | TagNumber |  | BarCode | Sanitary |  | 0.069167 | Constituents | F | 0.130250 | SerialNumber | WarrantyStartDate | AssetIdentifier | Level : Level 1 | 2.658800 | 1404 | ReplacementCost | M_Bend - PVC - Sch 40 - DWV.csv | Pipework Fittings | Finish | Grade | Material | ModelReference | NominalHeight | NominalLength | NominalWidth | ProductionYear | Shape | SustainabilityPerformance | WarrantyDescription | WarrantyDurationLabor | WarrantyDurationParts | ModelLabel | Manufacturer | 23.60.30.11.14 |  | 90.000000 | [21 empty] | 0.057250 | 0.139583 | 0.130250 | 0.013000 | 0.165583 | 0.130250 | 0.165583 | 0.082792 | 0.057250 | 0.082792 | 0.187500 | 0.130250 | 0.146765
189504 | A104 | ExpectedLife | 5 | 583269 | New Construction | AccessibilityPerformance | WarrantyGuarantorParts | 90.000000 | FIXED | Unit A Domestic Hot Water | CodePerformance | 310530 | 0.052083 | Level 1 | 0.026042 | 189503 | 0.000000 | 189497 | Reference | Elbow - Generic | 15 mm-15 mm | 189532,189534,189536,189538,189540,189542,189544,310798,311068,311069,311070 | 2h405XijT83A$BX7w5ki9J | Color | 33 | M_Elbow - Generic:Elbow - Generic:Elbow - Generic:583269 |  | InstallationDate | 189504 | WarrantyGuarantorLabor | 0.020833 | 0.024606 | 0.049213 | Features | TagNumber | 0.046875 | BarCode | Domestic Hot Water | Regular 45, 90 and 180 Elbow | 0.026042 | Constituents | T | 0.046875 | SerialNumber | WarrantyStartDate | AssetIdentifier | Level : Level 1 | 0.800000 | 768 | ReplacementCost | M_Pipe Fitting - Generic.csv | Pipework Fittings | Finish | Grade | Material | ModelReference | NominalHeight | NominalLength | NominalWidth | ProductionYear | Shape | SustainabilityPerformance | WarrantyDescription | WarrantyDurationLabor | WarrantyDurationParts | ModelLabel | Manufacturer | 23.60.30.11.14
244565 | B103 | ExpectedLife | 5 | 600135 | New Construction | AccessibilityPerformance | WarrantyGuarantorParts | 90.000000 | FIXED | Unit B Domestic Hot Water | CodePerformance | 310533 | 0.093750 | Level 1 | 0.046875 | 244564 | 0.000000 | 244558 | Reference | Elbow - Generic | 15 mm-15 mm | 244593,244595,244597,244599,244601,244603,244605,310971,311068,311069,311070 | 3vbdROJTj6exgKEqnbQl0n | Color | 33 | M_Elbow - Generic:Elbow - Generic:Elbow - Generic:600135 |  | InstallationDate | 244565 | WarrantyGuarantorLabor | 0.037500 | 0.024606 | 0.049213 | Features | TagNumber | 0.067708 | BarCode | Domestic Hot Water | Regular 45, 90 and 180 Elbow | 0.046875 | Constituents | T | 0.067708 | SerialNumber | WarrantyStartDate | AssetIdentifier | Level : Level 1 | 0.600000 | 1239 | ReplacementCost | M_Pipe Fitting - Generic.csv | Pipework Fittings | Finish | Grade | Material | ModelReference | NominalHeight | NominalLength | NominalWidth | ProductionYear | Shape | SustainabilityPerformance | WarrantyDescription | WarrantyDurationLabor | WarrantyDurationParts | ModelLabel | Manufacturer | 23.60.30.11.14
287306 | B103 | ExpectedLife | 5 | 605374 | New Construction | AccessibilityPerformance | WarrantyGuarantorParts | 90.000000 | FIXED | Unit B Storm Drain | CodePerformance | 310533 | 0.138333 | Level 1 | 0.069167 | 287305 | 0.000000 | 287297 | Reference | Bend - PVC - Sch 40 - DWV | 25 mm-25 mm | 287346,287348,287350,287352,287354,287356,287358,311035,311071,311072,311073 | 1uUs2cHDPBOxkzgUctDpG8 | Color | 33 | M_Bend - PVC - Sch 40 - DWV:Bend - PVC - Sch 40 - DWV:Bend - PVC - Sch 40 - DWV:605374 |  | InstallationDate | 287306 | WarrantyGuarantorLabor | 0.055333 | 0.041010 | 0.082021 | Features | TagNumber |  | BarCode | Sanitary |  | 0.069167 | Constituents | F | 0.130250 | SerialNumber | WarrantyStartDate | AssetIdentifier | Level : Level 1 | 2.658800 | 1392 | ReplacementCost | M_Bend - PVC - Sch 40 - DWV.csv | Pipework Fittings | Finish | Grade | Material | ModelReference | NominalHeight | NominalLength | NominalWidth | ProductionYear | Shape | SustainabilityPerformance | WarrantyDescription | WarrantyDurationLabor | WarrantyDurationParts | ModelLabel | Manufacturer | 23.60.30.11.14 |  | 90.000000 | [21 empty] | 0.057250 | 0.139583 | 0.130250 | 0.013000 | 0.165583 | 0.130250 | 0.165583 | 0.082792 | 0.057250 | 0.082792 | 0.187500 | 0.130250 | 0.146765
188256 | B104 | ExpectedLife | 5 | 583258 | New Construction | AccessibilityPerformance | WarrantyGuarantorParts | 90.000000 | FIXED | Unit B Domestic Hot Water | CodePerformance | 310534 | 0.052083 | Level 1 | 0.026042 | 188255 | 0.000000 | 188249 | Reference | Elbow - Generic | 15 mm-15 mm | 188284,188286,188288,188290,188292,188294,188296,310798,311068,311069,311070 | 2h405XijT83A$BX7w5ki9i | Color | 33 | M_Elbow - Generic:Elbow - Generic:Elbow - Generic:583258 |  | InstallationDate | 188256 | WarrantyGuarantorLabor | 0.020833 | 0.024606 | 0.049213 | Features | TagNumber | 0.046875 | BarCode | Domestic Hot Water | Regular 45, 90 and 180 Elbow | 0.026042 | Constituents | T | 0.046875 | SerialNumber | WarrantyStartDate | AssetIdentifier | Level : Level 1 | 0.800000 | 752 | ReplacementCost | M_Pipe Fitting - Generic.csv | Pipework Fittings | Finish | Grade | Material | ModelReference | NominalHeight | NominalLength | NominalWidth | ProductionYear | Shape | SustainabilityPerformance | WarrantyDescription | WarrantyDurationLabor | WarrantyDurationParts | ModelLabel | Manufacturer | 23.60.30.11.14
24325 | Level 2 | ExpectedLife | 5 | 549664 | New Construction | AccessibilityPerformance | WarrantyGuarantorParts | 90.000000 | FIXED | Unit A Hydronic Supply In | CodePerformance | 310502 | 0.093750 | Level 2 | 0.046875 | 24324 | 0.000000 | 24321 | Reference | Elbow - Generic | 25 mm-25 mm | 24353,24355,24357,24359,24361,24363,24365,310558,311068,311069,311070 | 13kXneVBL8egWoGKRJw4aA | Color | 33 | M_Elbow - Generic:Elbow - Generic:Elbow - Generic:549664 |  | InstallationDate | 24325 | WarrantyGuarantorLabor | 0.037500 | 0.041010 | 0.082021 | Features | TagNumber | 0.067708 | BarCode | Hydronic Supply | Regular 45, 90 and 180 Elbow | 0.046875 | Constituents | T | 0.067708 | SerialNumber | WarrantyStartDate | AssetIdentifier | Level : Level 2 | 0.095200 | 596 | ReplacementCost | M_Pipe Fitting - Generic.csv | Pipework Fittings | Finish | Grade | Material | ModelReference | NominalHeight | NominalLength | NominalWidth | ProductionYear | Shape | SustainabilityPerformance | WarrantyDescription | WarrantyDurationLabor | WarrantyDurationParts | ModelLabel | Manufacturer | 23.60.30.11.14
24373 | Level 2 | ExpectedLife | 5 | 549727 | New Construction | AccessibilityPerformance | WarrantyGuarantorParts | 90.000000 | FIXED | Unit A Hydronic Supply In | CodePerformance | 310502 | 0.093750 | Level 2 | 0.046875 | 24372 | 0.000000 | 24369 | Reference | Elbow - Generic | 25 mm-25 mm | 24401,24403,24405,24407,24409,24411,24413,310558,311068,311069,311070 | 13kXneVBL8egWoGKRJw4br | Color | 33 | M_Elbow - Generic:Elbow - Generic:Elbow - Generic:549727 |  | InstallationDate | 24373 | WarrantyGuarantorLabor | 0.037500 | 0.041010 | 0.082021 | Features | TagNumber | 0.067708 | BarCode | Hydronic Supply | Regular 45, 90 and 180 Elbow | 0.046875 | Constituents | T | 0.067708 | SerialNumber | WarrantyStartDate | AssetIdentifier | Level : Level 2 | 0.076200 | 602 | ReplacementCost | M_Pipe Fitting - Generic.csv | Pipework Fittings | Finish | Grade | Material | ModelReference | NominalHeight | NominalLength | NominalWidth | ProductionYear | Shape | SustainabilityPerformance | WarrantyDescription | WarrantyDurationLabor | WarrantyDurationParts | ModelLabel | Manufacturer | 23.60.30.11.14
24421 | Level 2 | ExpectedLife | 5 | 549943 | New Construction | AccessibilityPerformance | WarrantyGuarantorParts | 90.000000 | FIXED | Unit A Hydronic Supply In | CodePerformance | 310502 | 0.093750 | Level 2 | 0.046875 | 24420 | 0.000000 | 24417 | Reference | Elbow - Generic | 25 mm-25 mm | 24449,24451,24453,24455,24457,24459,24461,310558,311068,311069,311070 | 13kXneVBL8egWoGKRJw4uT | Color | 33 | M_Elbow - Generic:Elbow - Generic:Elbow - Generic:549943 |  | InstallationDate | 24421 | WarrantyGuarantorLabor | 0.037500 | 0.041010 | 0.082021 | Features | TagNumber | 0.067708 | BarCode | Hydronic Supply | Regular 45, 90 and 180 Elbow | 0.046875 | Constituents | T | 0.067708 | SerialNumber | WarrantyStartDate | AssetIdentifier | Level : Level 2 | 0.088650 | 637 | ReplacementCost | M_Pipe Fitting - Generic.csv | Pipework Fittings | Finish | Grade | Material | ModelReference | NominalHeight | NominalLength | NominalWidth | ProductionYear | Shape | SustainabilityPerformance | WarrantyDescription | WarrantyDurationLabor | WarrantyDurationParts | ModelLabel | Manufacturer | 23.60.30.11.14
49567 | Level 2 | ExpectedLife | 5 | 550098 | New Construction | AccessibilityPerformance | WarrantyGuarantorParts |  | FIXED | Unit A Hydronic Supply In | CodePerformance | 310502 |  | Level 2 |  | 49566 | 0.000000 | 49563 | Reference | Transition - Generic | 40 mm-25 mm | 49641,49643,49645,49647,49649,49651,49653,310605,311078,311079,311080 | 3W4WKpCun37PHbrhZhNWkc | Color | 33 | M_Transition - Generic:Transition - Generic:Transition - Generic:550098 |  | InstallationDate | 49567 | WarrantyGuarantorLabor |  |  |  | Features | TagNumber |  | BarCode | Hydronic Supply | Reducer/Coupling/Union/Increaser |  | Constituents | T |  | SerialNumber | WarrantyStartDate | AssetIdentifier | Level : Level 2 | 0.088650 | 656 | ReplacementCost | M_Pipe Fitting - Generic.csv | Pipework Fittings | Finish | Grade | Material | ModelReference | NominalHeight | NominalLength | NominalWidth | ProductionYear | Shape | SustainabilityPerformance | WarrantyDescription | WarrantyDurationLabor | WarrantyDurationParts | ModelLabel | Manufacturer | 23.60.30.11.14 |  |  | F | T | F | 0.065617 | 0.093750 | 0.135417 | 0.046875 | 0.067708 | 0.082021 | 0.131234 | 10.000000 | 0.135417 | 10.000000 | 0.046875 | 0.067708 | 0.037500 | 0.054167 | 0.041010 | 0.065617 | 0.033854 | 0.065617
54445 | Level 2 | ExpectedLife | 5 | 554027 | New Construction | AccessibilityPerformance | WarrantyGuarantorParts |  | FIXED | Unit A Hydronic Supply In | CodePerformance | 310502 |  | Level 2 |  | 54444 | 0.000000 | 54441 | Reference | Transition - Generic | 40 mm-25 mm | 54482,54484,54486,54488,54490,54492,54494,310607,311078,311079,311080 | 33c0eBIxXAgewxREc0_hQQ | Color | 33 | M_Transition - Generic:Transition - Generic:Transition - Generic:554027 |  | InstallationDate | 54445 | WarrantyGuarantorLabor |  |  |  | Features | TagNumber |  | BarCode | Hydronic Supply | Reducer/Coupling/Union/Increaser |  | Constituents | T |  | SerialNumber | WarrantyStartDate | AssetIdentifier | Level : Level 2 | 0.088650 | 674 | ReplacementCost | M_Pipe Fitting - Generic.csv | Pipework Fittings | Finish | Grade | Material | ModelReference | NominalHeight | NominalLength | NominalWidth | ProductionYear | Shape | SustainabilityPerformance | WarrantyDescription | WarrantyDurationLabor | WarrantyDurationParts | ModelLabel | Manufacturer | 23.60.30.11.14 |  |  | F | T | F | 0.065617 | 0.093750 | 0.135417 | 0.046875 | 0.067708 | 0.082021 | 0.131234 | 10.000000 | 0.135417 | 10.000000 | 0.046875 | 0.067708 | 0.037500 | 0.054167 | 0.041010 | 0.065617 | 0.033854 | 0.065617
83445 | Level 2 | ExpectedLife | 5 | 577810 | New Construction | AccessibilityPerformance | WarrantyGuarantorParts | 90.000000 | FIXED | Unit A Hydronic Supply In | CodePerformance | 310502 | 0.093750 | Level 2 | 0.046875 | 83444 | 0.000000 | 83441 | Reference | Elbow - Generic | 25 mm-25 mm | 83473,83475,83477,83479,83481,83483,83485,310558,311068,311069,311070 | 1LorUkoirEpRE75085bOzh | Color | 33 | M_Elbow - Generic:Elbow - Generic:Elbow - Generic:577810 |  | InstallationDate | 83445 | WarrantyGuarantorLabor | 0.037500 | 0.041010 | 0.082021 | Features | TagNumber | 0.067708 | BarCode | Hydronic Supply | Regular 45, 90 and 180 Elbow | 0.046875 | Constituents | T | 0.067708 | SerialNumber | WarrantyStartDate | AssetIdentifier | Level : Level 2 | 0.096368 | 966 | ReplacementCost | M_Pipe Fitting - Generic.csv | Pipework Fittings | Finish | Grade | Material | ModelReference | NominalHeight | NominalLength | NominalWidth | ProductionYear | Shape | SustainabilityPerformance | WarrantyDescription | WarrantyDurationLabor | WarrantyDurationParts | ModelLabel | Manufacturer | 23.60.30.11.14
84149 | Level 2 | ExpectedLife | 5 | 577875 | New Construction | AccessibilityPerformance | WarrantyGuarantorParts | 90.000000 | FIXED | Unit A Hydronic Supply In | CodePerformance | 310502 | 0.093750 | Level 2 | 0.046875 | 84148 | 0.000000 | 84145 | Reference | Elbow - Generic | 25 mm-25 mm | 84177,84179,84181,84183,84185,84187,84189,310558,311068,311069,311070 | 1LorUkoirEpRE75085bOyg | Color | 33 | M_Elbow - Generic:Elbow - Generic:Elbow - Generic:577875 |  | InstallationDate | 84149 | WarrantyGuarantorLabor | 0.037500 | 0.041010 | 0.082021 | Features | TagNumber | 0.067708 | BarCode | Hydronic Supply | Regular 45, 90 and 180 Elbow | 0.046875 | Constituents | T | 0.067708 | SerialNumber | WarrantyStartDate | AssetIdentifier | Level : Level 2 | 0.096368 | 973 | ReplacementCost | M_Pipe Fitting - Generic.csv | Pipework Fittings | Finish | Grade | Material | ModelReference | NominalHeight | NominalLength | NominalWidth | ProductionYear | Shape | SustainabilityPerformance | WarrantyDescription | WarrantyDurationLabor | WarrantyDurationParts | ModelLabel | Manufacturer | 23.60.30.11.14
84197 | Level 2 | ExpectedLife | 5 | 577876 | New Construction | AccessibilityPerformance | WarrantyGuarantorParts | 90.000000 | FIXED | Unit A Hydronic Supply In | CodePerformance | 310502 | 0.093750 | Level 2 | 0.046875 | 84196 | 0.000000 | 84193 | Reference | Elbow - Generic | 25 mm-25 mm | 84225,84227,84229,84231,84233,84235,84237,310558,311068,311069,311070 | 1LorUkoirEpRE75085bOyj | Color | 33 | M_Elbow - Generic:Elbow - Generic:Elbow - Generic:577876 |  | InstallationDate | 84197 | WarrantyGuarantorLabor | 0.037500 | 0.041010 | 0.082021 | Features | TagNumber | 0.067708 | BarCode | Hydronic Supply | Regular 45, 90 and 180 Elbow | 0.046875 | Constituents | T | 0.067708 | SerialNumber | WarrantyStartDate | AssetIdentifier | Level : Level 2 | 0.096368 | 974 | ReplacementCost | M_Pipe Fitting - Generic.csv | Pipework Fittings | Finish | Grade | Material | ModelReference | NominalHeight | NominalLength | NominalWidth | ProductionYear | Shape | SustainabilityPerformance | WarrantyDescription | WarrantyDurationLabor | WarrantyDurationParts | ModelLabel | Manufacturer | 23.60.30.11.14
86518 | Level 2 | ExpectedLife | 5 | 578195 | New Construction | AccessibilityPerformance | WarrantyGuarantorParts | 90.000000 | FIXED | Unit A Hydronic Supply In | CodePerformance | 310502 | 0.093750 | Level 1 | 0.046875 | 86517 | 0.000000 | 86514 | Reference | Elbow - Generic | 25 mm-25 mm | 86546,86548,86550,86552,86554,86556,86558,310558,311068,311069,311070 | 09MuOLFfP2PBERh1jIFp8S | Color | 33 | M_Elbow - Generic:Elbow - Generic:Elbow - Generic:578195 |  | InstallationDate | 86518 | WarrantyGuarantorLabor | 0.037500 | 0.041010 | 0.082021 | Features | TagNumber | 0.067708 | BarCode | Hydronic Supply | Regular 45, 90 and 180 Elbow | 0.046875 | Constituents | T | 0.067708 | SerialNumber | WarrantyStartDate | AssetIdentifier | Level : Level 1 | 3.195200 | 1006 | ReplacementCost | M_Pipe Fitting - Generic.csv | Pipework Fittings | Finish | Grade | Material | ModelReference | NominalHeight | NominalLength | NominalWidth | ProductionYear | Shape | SustainabilityPerformance | WarrantyDescription | WarrantyDurationLabor | WarrantyDurationParts | ModelLabel | Manufacturer | 23.60.30.11.14
86751 | Level 2 | ExpectedLife | 5 | 578229 | New Construction | AccessibilityPerformance | WarrantyGuarantorParts | 90.000000 | FIXED | Unit A Hydronic Supply In | CodePerformance | 310502 | 0.093750 | Level 2 | 0.046875 | 86750 | 0.000000 | 86747 | Reference | Tee - Generic | 25 mm-25 mm-25 mm | 86780,86782,86784,86786,86788,86790,86792,310567,311065,311066,311067 | 09MuOLFfP2PBERh1jIFp8w | Color | 33 | M_Tee - Generic:Tee - Generic:Tee - Generic:578229 |  | InstallationDate | 86751 | WarrantyGuarantorLabor | 0.037500 | 0.041010 | 0.082021 | Features | TagNumber | 0.088542 | BarCode | Hydronic Supply | Tee | 0.046875 | Constituents | T |  | SerialNumber | WarrantyStartDate | AssetIdentifier | Level : Level 2 | 0.088650 | 1008 | ReplacementCost | M_Pipe Fitting - Generic.csv | Pipework Fittings | Finish | Grade | Material | ModelReference | NominalHeight | NominalLength | NominalWidth | ProductionYear | Shape | SustainabilityPerformance | WarrantyDescription | WarrantyDurationLabor | WarrantyDurationParts | ModelLabel | Manufacturer | 23.60.30.11.14 | 0.088542 | 90.000000
96192 | Level 2 | ExpectedLife | 5 | 578436 | New Construction | AccessibilityPerformance | WarrantyGuarantorParts |  | FIXED | Unit A Hydronic Supply In | CodePerformance | 310502 |  | Level 2 |  | 96191 | 0.000000 | 96188 | Reference | Transition - Generic | 50 mm-25 mm | 96229,96231,96233,96235,96237,96239,96241,310696,311078,311079,311080 | 3$Q_eopYf9Hgxm2njargEh | Color | 33 | M_Transition - Generic:Transition - Generic:Transition - Generic:578436 |  | InstallationDate | 96192 | WarrantyGuarantorLabor |  |  |  | Features | TagNumber |  | BarCode | Hydronic Supply | Reducer/Coupling/Union/Increaser |  | Constituents | T |  | SerialNumber | WarrantyStartDate | AssetIdentifier | Level : Level 2 | -0.037988 | 1039 | ReplacementCost | M_Pipe Fitting - Generic.csv | Pipework Fittings | Finish | Grade | Material | ModelReference | NominalHeight | NominalLength | NominalWidth | ProductionYear | Shape | SustainabilityPerformance | WarrantyDescription | WarrantyDurationLabor | WarrantyDurationParts | ModelLabel | Manufacturer | 23.60.30.11.14 |  |  | F | T | F | 0.082021 | 0.093750 | 0.177083 | 0.046875 | 0.088542 | 0.082021 | 0.164042 | 10.000000 | 0.177083 | 10.000000 | 0.046875 | 0.088542 | 0.037500 | 0.070833 | 0.041010 | 0.082021 | 0.044271 | 0.082021
96677 | Level 2 | ExpectedLife | 5 | 578486 | New Construction | AccessibilityPerformance | WarrantyGuarantorParts | 90.000000 | FIXED | Unit A Hydronic Supply In | CodePerformance | 310502 | 0.093750 | Level 2 | 0.046875 | 96676 | 0.000000 | 96673 | Reference | Elbow - Generic | 25 mm-25 mm | 96705,96707,96709,96711,96713,96715,96717,310558,311068,311069,311070 | 09MuOLFfP2PBERh1jIFpCv | Color | 33 | M_Elbow - Generic:Elbow - Generic:Elbow - Generic:578486 |  | InstallationDate | 96677 | WarrantyGuarantorLabor | 0.037500 | 0.041010 | 0.082021 | Features | TagNumber | 0.067708 | BarCode | Hydronic Supply | Regular 45, 90 and 180 Elbow | 0.046875 | Constituents | T | 0.067708 | SerialNumber | WarrantyStartDate | AssetIdentifier | Level : Level 2 | 0.088650 | 1041 | ReplacementCost | M_Pipe Fitting - Generic.csv | Pipework Fittings | Finish | Grade | Material | ModelReference | NominalHeight | NominalLength | NominalWidth | ProductionYear | Shape | SustainabilityPerformance | WarrantyDescription | WarrantyDurationLabor | WarrantyDurationParts | ModelLabel | Manufacturer | 23.60.30.11.14
98024 | Level 2 | ExpectedLife | 5 | 578712 | New Construction | AccessibilityPerformance | WarrantyGuarantorParts | 90.000000 | FIXED | Unit B Hydronic Supply In | CodePerformance | 310502 | 0.093750 | Level 2 | 0.046875 | 98023 | 0.000000 | 98020 | Reference | Elbow - Generic | 25 mm-25 mm | 98052,98054,98056,98058,98060,98062,98064,310558,311068,311069,311070 | 09MuOLFfP2PBERh1jIFpGN | Color | 33 | M_Elbow - Generic:Elbow - Generic:Elbow - Generic:578712 |  | InstallationDate | 98024 | WarrantyGuarantorLabor | 0.037500 | 0.041010 | 0.082021 | Features | TagNumber | 0.067708 | BarCode | Hydronic Supply | Regular 45, 90 and 180 Elbow | 0.046875 | Constituents | T | 0.067708 | SerialNumber | WarrantyStartDate | AssetIdentifier | Level : Level 2 | 0.096368 | 1072 | ReplacementCost | M_Pipe Fitting - Generic.csv | Pipework Fittings | Finish | Grade | Material | ModelReference | NominalHeight | NominalLength | NominalWidth | ProductionYear | Shape | SustainabilityPerformance | WarrantyDescription | WarrantyDurationLabor | WarrantyDurationParts | ModelLabel | Manufacturer | 23.60.30.11.14
98493 | Level 2 | ExpectedLife | 5 | 578748 | New Construction | AccessibilityPerformance | WarrantyGuarantorParts | 90.000000 | FIXED | Unit B Hydronic Supply In | CodePerformance | 310502 | 0.093750 | Level 2 | 0.046875 | 98492 | 0.000000 | 98489 | Reference | Elbow - Generic | 25 mm-25 mm | 98521,98523,98525,98527,98529,98531,98533,310558,311068,311069,311070 | 09MuOLFfP2PBERh1jIFpGp | Color | 33 | M_Elbow - Generic:Elbow - Generic:Elbow - Generic:578748 |  | InstallationDate | 98493 | WarrantyGuarantorLabor | 0.037500 | 0.041010 | 0.082021 | Features | TagNumber | 0.067708 | BarCode | Hydronic Supply | Regular 45, 90 and 180 Elbow | 0.046875 | Constituents | T | 0.067708 | SerialNumber | WarrantyStartDate | AssetIdentifier | Level : Level 2 | 0.096368 | 1078 | ReplacementCost | M_Pipe Fitting - Generic.csv | Pipework Fittings | Finish | Grade | Material | ModelReference | NominalHeight | NominalLength | NominalWidth | ProductionYear | Shape | SustainabilityPerformance | WarrantyDescription | WarrantyDurationLabor | WarrantyDurationParts | ModelLabel | Manufacturer | 23.60.30.11.14
101173 | Level 2 | ExpectedLife | 5 | 579354 | New Construction | AccessibilityPerformance | WarrantyGuarantorParts | 90.000000 | FIXED | Unit B Hydronic Supply In | CodePerformance | 310502 | 0.093750 | Level 2 | 0.046875 | 101172 | 0.000000 | 101169 | Reference | Elbow - Generic | 25 mm-25 mm | 101201,101203,101205,101207,101209,101211,101213,310558,311068,311069,311070 | 2lNhgfRZ1DQuhMBHCrJych | Color | 33 | M_Elbow - Generic:Elbow - Generic:Elbow - Generic:579354 |  | InstallationDate | 101173 | WarrantyGuarantorLabor | 0.037500 | 0.041010 | 0.082021 | Features | TagNumber | 0.067708 | BarCode | Hydronic Supply | Regular 45, 90 and 180 Elbow | 0.046875 | Constituents | T | 0.067708 | SerialNumber | WarrantyStartDate | AssetIdentifier | Level : Level 2 | 0.095200 | 1143 | ReplacementCost | M_Pipe Fitting - Generic.csv | Pipework Fittings | Finish | Grade | Material | ModelReference | NominalHeight | NominalLength | NominalWidth | ProductionYear | Shape | SustainabilityPerformance | WarrantyDescription | WarrantyDurationLabor | WarrantyDurationParts | ModelLabel | Manufacturer | 23.60.30.11.14
101221 | Level 2 | ExpectedLife | 5 | 579386 | New Construction | AccessibilityPerformance | WarrantyGuarantorParts | 90.000000 | FIXED | Unit B Hydronic Supply In | CodePerformance | 310502 | 0.093750 | Level 2 | 0.046875 | 101220 | 0.000000 | 101217 | Reference | Elbow - Generic | 25 mm-25 mm | 101249,101251,101253,101255,101257,101259,101261,310558,311068,311069,311070 | 2lNhgfRZ1DQuhMBHCrJycB | Color | 33 | M_Elbow - Generic:Elbow - Generic:Elbow - Generic:579386 |  | InstallationDate | 101221 | WarrantyGuarantorLabor | 0.037500 | 0.041010 | 0.082021 | Features | TagNumber | 0.067708 | BarCode | Hydronic Supply | Regular 45, 90 and 180 Elbow | 0.046875 | Constituents | T | 0.067708 | SerialNumber | WarrantyStartDate | AssetIdentifier | Level : Level 2 | 0.096368 | 1146 | ReplacementCost | M_Pipe Fitting - Generic.csv | Pipework Fittings | Finish | Grade | Material | ModelReference | NominalHeight | NominalLength | NominalWidth | ProductionYear | Shape | SustainabilityPerformance | WarrantyDescription | WarrantyDurationLabor | WarrantyDurationParts | ModelLabel | Manufacturer | 23.60.30.11.14
101269 | Level 2 | ExpectedLife | 5 | 579415 | New Construction | AccessibilityPerformance | WarrantyGuarantorParts | 90.000000 | FIXED | Unit B Hydronic Supply In | CodePerformance | 310502 | 0.093750 | Level 2 | 0.046875 | 101268 | 0.000000 | 101265 | Reference | Elbow - Generic | 25 mm-25 mm | 101297,101299,101301,101303,101305,101307,101309,310558,311068,311069,311070 | 2lNhgfRZ1DQuhMBHCrJydc | Color | 33 | M_Elbow - Generic:Elbow - Generic:Elbow - Generic:579415 |  | InstallationDate | 101269 | WarrantyGuarantorLabor | 0.037500 | 0.041010 | 0.082021 | Features | TagNumber | 0.067708 | BarCode | Hydronic Supply | Regular 45, 90 and 180 Elbow | 0.046875 | Constituents | T | 0.067708 | SerialNumber | WarrantyStartDate | AssetIdentifier | Level : Level 2 | 0.076200 | 1148 | ReplacementCost | M_Pipe Fitting - Generic.csv | Pipework Fittings | Finish | Grade | Material | ModelReference | NominalHeight | NominalLength | NominalWidth | ProductionYear | Shape | SustainabilityPerformance | WarrantyDescription | WarrantyDurationLabor | WarrantyDurationParts | ModelLabel | Manufacturer | 23.60.30.11.14
101317 | Level 2 | ExpectedLife | 5 | 579514 | New Construction | AccessibilityPerformance | WarrantyGuarantorParts | 90.000000 | FIXED | Unit B Hydronic Supply In | CodePerformance | 310502 | 0.093750 | Level 1 | 0.046875 | 101316 | 0.000000 | 101313 | Reference | Elbow - Generic | 25 mm-25 mm | 101345,101347,101349,101351,101353,101355,101357,310558,311068,311069,311070 | 2lNhgfRZ1DQuhMBHCrJyaB | Color | 33 | M_Elbow - Generic:Elbow - Generic:Elbow - Generic:579514 |  | InstallationDate | 101317 | WarrantyGuarantorLabor | 0.037500 | 0.041010 | 0.082021 | Features | TagNumber | 0.067708 | BarCode | Hydronic Supply | Regular 45, 90 and 180 Elbow | 0.046875 | Constituents | T | 0.067708 | SerialNumber | WarrantyStartDate | AssetIdentifier | Level : Level 1 | 3.195200 | 1158 | ReplacementCost | M_Pipe Fitting - Generic.csv | Pipework Fittings | Finish | Grade | Material | ModelReference | NominalHeight | NominalLength | NominalWidth | ProductionYear | Shape | SustainabilityPerformance | WarrantyDescription | WarrantyDurationLabor | WarrantyDurationParts | ModelLabel | Manufacturer | 23.60.30.11.14
103955 | Level 2 | ExpectedLife | 5 | 580397 | New Construction | AccessibilityPerformance | WarrantyGuarantorParts | 89.999742 | FIXED | Unit B Hydronic Supply In | CodePerformance | 310502 | 0.093750 | Level 2 | 0.046875 | 103954 | 0.000000 | 103951 | Reference | Elbow - Generic | 25 mm-25 mm | 103983,103985,103987,103989,103991,103993,103995,310715,311068,311069,311070 | 0skLjJmiP57OGJMoljVHcV | Color | 33 | M_Elbow - Generic:Elbow - Generic:Elbow - Generic:580397 |  | InstallationDate | 103955 | WarrantyGuarantorLabor | 0.037500 | 0.041010 | 0.082021 | Features | TagNumber | 0.067708 | BarCode | Hydronic Supply | Regular 45, 90 and 180 Elbow | 0.046875 | Constituents | T | 0.067708 | SerialNumber | WarrantyStartDate | AssetIdentifier | Level : Level 2 | 0.095000 | 1186 | ReplacementCost | M_Pipe Fitting - Generic.csv | Pipework Fittings | Finish | Grade | Material | ModelReference | NominalHeight | NominalLength | NominalWidth | ProductionYear | Shape | SustainabilityPerformance | WarrantyDescription | WarrantyDurationLabor | WarrantyDurationParts | ModelLabel | Manufacturer | 23.60.30.11.14
105040 | Level 2 | ExpectedLife | 5 | 580417 | New Construction | AccessibilityPerformance | WarrantyGuarantorParts | 89.999736 | FIXED | Unit B Hydronic Supply In | CodePerformance | 310502 | 0.093750 | Level 2 | 0.046875 | 105039 | 0.000000 | 105035 | Reference | Tee - Generic | 25 mm-25 mm-25 mm | 105069,105071,105073,105075,105077,105079,105081,310716,311065,311066,311067 | 3JatDj1MD9r8HV09G81JEZ | Color | 33 | M_Tee - Generic:Tee - Generic:Tee - Generic:580417 |  | InstallationDate | 105040 | WarrantyGuarantorLabor | 0.037500 | 0.041010 | 0.082021 | Features | TagNumber | 0.088542 | BarCode | Hydronic Supply | Tee | 0.046875 | Constituents | T |  | SerialNumber | WarrantyStartDate | AssetIdentifier | Level : Level 2 | 0.095000 | 1192 | ReplacementCost | M_Pipe Fitting - Generic.csv | Pipework Fittings | Finish | Grade | Material | ModelReference | NominalHeight | NominalLength | NominalWidth | ProductionYear | Shape | SustainabilityPerformance | WarrantyDescription | WarrantyDurationLabor | WarrantyDurationParts | ModelLabel | Manufacturer | 23.60.30.11.14 | 0.088542 | 90.000000
110742 | Level 2 | ExpectedLife | 5 | 581027 | New Construction | AccessibilityPerformance | WarrantyGuarantorParts |  | FIXED | Unit B Hydronic Supply In | CodePerformance | 310502 |  | Level 2 |  | 110741 | 0.000000 | 110738 | Reference | Transition - Generic | 40 mm-25 mm | 110779,110781,110783,110785,110787,110789,110791,310720,311078,311079,311080 | 1impmxYP17IAv8I4ViRatb | Color | 33 | M_Transition - Generic:Transition - Generic:Transition - Generic:581027 |  | InstallationDate | 110742 | WarrantyGuarantorLabor |  |  |  | Features | TagNumber |  | BarCode | Hydronic Supply | Reducer/Coupling/Union/Increaser |  | Constituents | T |  | SerialNumber | WarrantyStartDate | AssetIdentifier | Level : Level 2 | 0.094997 | 1200 | ReplacementCost | M_Pipe Fitting - Generic.csv | Pipework Fittings | Finish | Grade | Material | ModelReference | NominalHeight | NominalLength | NominalWidth | ProductionYear | Shape | SustainabilityPerformance | WarrantyDescription | WarrantyDurationLabor | WarrantyDurationParts | ModelLabel | Manufacturer | 23.60.30.11.14 |  |  | F | T | F | 0.065617 | 0.093750 | 0.177083 | 0.046875 | 0.088542 | 0.082021 | 0.131234 | 10.000000 | 0.177083 | 10.000000 | 0.046875 | 0.088542 | 0.037500 | 0.070833 | 0.041010 | 0.065617 | 0.044271 | 0.065617
113156 | Level 2 | ExpectedLife | 5 | 581029 | New Construction | AccessibilityPerformance | WarrantyGuarantorParts | 89.998395 | FIXED | Unit B Hydronic Supply In | CodePerformance | 310502 | 0.093750 | Level 2 | 0.046875 | 113155 | 0.000000 | 113151 | Reference | Elbow - Generic | 25 mm-25 mm | 113184,113186,113188,113190,113192,113194,113196,310721,311068,311069,311070 | 2QlU7TDun2uQvt5YtxL2L7 | Color | 33 | M_Elbow - Generic:Elbow - Generic:Elbow - Generic:581029 |  | InstallationDate | 113156 | WarrantyGuarantorLabor | 0.037500 | 0.041010 | 0.082021 | Features | TagNumber | 0.067708 | BarCode | Hydronic Supply | Regular 45, 90 and 180 Elbow | 0.046875 | Constituents | T | 0.067708 | SerialNumber | WarrantyStartDate | AssetIdentifier | Level : Level 2 | 0.094996 | 1201 | ReplacementCost | M_Pipe Fitting - Generic.csv | Pipework Fittings | Finish | Grade | Material | ModelReference | NominalHeight | NominalLength | NominalWidth | ProductionYear | Shape | SustainabilityPerformance | WarrantyDescription | WarrantyDurationLabor | WarrantyDurationParts | ModelLabel | Manufacturer | 23.60.30.11.14
113390 | Level 2 | ExpectedLife | 5 | 581046 | New Construction | AccessibilityPerformance | WarrantyGuarantorParts |  | FIXED | Unit B Hydronic Supply In | CodePerformance | 310502 |  | Level 2 |  | 113389 | 0.000000 | 113386 | Reference | Transition - Generic | 40 mm-25 mm | 113427,113429,113431,113433,113435,113437,113439,310692,311078,311079,311080 | 2$dTH4D0v6UvzO4e0uyqcU | Color | 33 | M_Transition - Generic:Transition - Generic:Transition - Generic:581046 |  | InstallationDate | 113390 | WarrantyGuarantorLabor |  |  |  | Features | TagNumber |  | BarCode | Hydronic Supply | Reducer/Coupling/Union/Increaser |  | Constituents | T |  | SerialNumber | WarrantyStartDate | AssetIdentifier | Level : Level 2 | 0.094997 | 1203 | ReplacementCost | M_Pipe Fitting - Generic.csv | Pipework Fittings | Finish | Grade | Material | ModelReference | NominalHeight | NominalLength | NominalWidth | ProductionYear | Shape | SustainabilityPerformance | WarrantyDescription | WarrantyDurationLabor | WarrantyDurationParts | ModelLabel | Manufacturer | 23.60.30.11.14 |  |  | F | T | F | 0.065617 | 0.093750 | 0.177083 | 0.046875 | 0.088542 | 0.082021 | 0.131234 | 10.000000 | 0.177083 | 10.000000 | 0.046875 | 0.088542 | 0.037500 | 0.070833 | 0.041010 | 0.065617 | 0.044271 | 0.065617
167921 | Level 2 | ExpectedLife | 5 | 583085 | New Construction | AccessibilityPerformance | WarrantyGuarantorParts | 90.000000 | FIXED | Unit B Domestic Cold Water | CodePerformance | 310502 | 0.052083 | Level 2 | 0.026042 | 167920 | 0.000000 | 167917 | Reference | Elbow - Generic | 15 mm-15 mm | 167949,167951,167953,167955,167957,167959,167961,310798,311068,311069,311070 | 2h405XijT83A$BX7w5ki6R | Color | 33 | M_Elbow - Generic:Elbow - Generic:Elbow - Generic:583085 |  | InstallationDate | 167921 | WarrantyGuarantorLabor | 0.020833 | 0.024606 | 0.049213 | Features | TagNumber | 0.046875 | BarCode | Domestic Cold Water | Regular 45, 90 and 180 Elbow | 0.026042 | Constituents | T | 0.046875 | SerialNumber | WarrantyStartDate | AssetIdentifier | Level : Level 2 | 0.469943 | 946 | ReplacementCost | M_Pipe Fitting - Generic.csv | Pipework Fittings | Finish | Grade | Material | ModelReference | NominalHeight | NominalLength | NominalWidth | ProductionYear | Shape | SustainabilityPerformance | WarrantyDescription | WarrantyDurationLabor | WarrantyDurationParts | ModelLabel | Manufacturer | 23.60.30.11.14
168205 | Level 2 | ExpectedLife | 5 | 583088 | New Construction | AccessibilityPerformance | WarrantyGuarantorParts |  | FIXED | Unit B Domestic Cold Water | CodePerformance | 310502 |  | Level 2 |  | 168204 | 0.000000 | 168201 | Reference | Transition - Generic | 25 mm-15 mm | 168242,168244,168246,168248,168250,168252,168254,310800,311078,311079,311080 | 2h405XijT83A$BX7w5ki66 | Color | 33 | M_Transition - Generic:Transition - Generic:Transition - Generic:583088 |  | InstallationDate | 168205 | WarrantyGuarantorLabor |  |  |  | Features | TagNumber |  | BarCode | Domestic Cold Water | Reducer/Coupling/Union/Increaser |  | Constituents | T |  | SerialNumber | WarrantyStartDate | AssetIdentifier | Level : Level 2 | -0.073013 | 447 | ReplacementCost | M_Pipe Fitting - Generic.csv | Pipework Fittings | Finish | Grade | Material | ModelReference | NominalHeight | NominalLength | NominalWidth | ProductionYear | Shape | SustainabilityPerformance | WarrantyDescription | WarrantyDurationLabor | WarrantyDurationParts | ModelLabel | Manufacturer | 23.60.30.11.14 |  |  | F | T | F | 0.041010 | 0.052083 | 0.093750 | 0.026042 | 0.046875 | 0.049213 | 0.082021 | 10.000000 | 0.093750 | 10.000000 | 0.026042 | 0.046875 | 0.020833 | 0.037500 | 0.024606 | 0.041010 | 0.023438 | 0.041010
175464 | Level 2 | ExpectedLife | 5 | 583155 | New Construction | AccessibilityPerformance | WarrantyGuarantorParts | 90.000000 | FIXED | Unit B Domestic Hot Water | CodePerformance | 310502 | 0.052083 | Level 2 | 0.026042 | 175463 | 0.000000 | 175460 | Reference | Elbow - Generic | 15 mm-15 mm | 175491,175493,175495,175497,175499,175501,175503,310798,311068,311069,311070 | 2h405XijT83A$BX7w5ki75 | Color | 33 | M_Elbow - Generic:Elbow - Generic:Elbow - Generic:583155 |  | InstallationDate | 175464 | WarrantyGuarantorLabor | 0.020833 | 0.024606 | 0.049213 | Features | TagNumber | 0.046875 | BarCode | Domestic Hot Water | Regular 45, 90 and 180 Elbow | 0.026042 | Constituents | T | 0.046875 | SerialNumber | WarrantyStartDate | AssetIdentifier | Level : Level 2 | 0.000000 | 568 | ReplacementCost | M_Pipe Fitting - Generic.csv | Pipework Fittings | Finish | Grade | Material | ModelReference | NominalHeight | NominalLength | NominalWidth | ProductionYear | Shape | SustainabilityPerformance | WarrantyDescription | WarrantyDurationLabor | WarrantyDurationParts | ModelLabel | Manufacturer | 23.60.30.11.14
175511 | Level 2 | ExpectedLife | 5 | 583156 | New Construction | AccessibilityPerformance | WarrantyGuarantorParts | 90.000000 | FIXED | Unit B Domestic Hot Water | CodePerformance | 310502 | 0.093750 | Level 2 | 0.046875 | 175510 | 0.000000 | 175507 | Reference | Tee - Generic | 25 mm-25 mm-25 mm | 175539,175541,175543,175545,175547,175549,175551,310567,311065,311066,311067 | 2h405XijT83A$BX7w5ki72 | Color | 33 | M_Tee - Generic:Tee - Generic:Tee - Generic:583156 |  | InstallationDate | 175511 | WarrantyGuarantorLabor | 0.037500 | 0.041010 | 0.082021 | Features | TagNumber | 0.088542 | BarCode | Domestic Hot Water | Tee | 0.046875 | Constituents | T |  | SerialNumber | WarrantyStartDate | AssetIdentifier | Level : Level 2 | 0.000000 | 569 | ReplacementCost | M_Pipe Fitting - Generic.csv | Pipework Fittings | Finish | Grade | Material | ModelReference | NominalHeight | NominalLength | NominalWidth | ProductionYear | Shape | SustainabilityPerformance | WarrantyDescription | WarrantyDurationLabor | WarrantyDurationParts | ModelLabel | Manufacturer | 23.60.30.11.14 | 0.088542 | 90.000000
175559 | Level 2 | ExpectedLife | 5 | 583157 | New Construction | AccessibilityPerformance | WarrantyGuarantorParts |  | FIXED | Unit B Domestic Hot Water | CodePerformance | 310502 |  | Level 2 |  | 175558 | 0.000000 | 175555 | Reference | Transition - Generic | 25 mm-15 mm | 175595,175597,175599,175601,175603,175605,175607,310800,311078,311079,311080 | 2h405XijT83A$BX7w5ki73 | Color | 33 | M_Transition - Generic:Transition - Generic:Transition - Generic:583157 |  | InstallationDate | 175559 | WarrantyGuarantorLabor |  |  |  | Features | TagNumber |  | BarCode | Domestic Hot Water | Reducer/Coupling/Union/Increaser |  | Constituents | T |  | SerialNumber | WarrantyStartDate | AssetIdentifier | Level : Level 2 | 0.000000 | 572 | ReplacementCost | M_Pipe Fitting - Generic.csv | Pipework Fittings | Finish | Grade | Material | ModelReference | NominalHeight | NominalLength | NominalWidth | ProductionYear | Shape | SustainabilityPerformance | WarrantyDescription | WarrantyDurationLabor | WarrantyDurationParts | ModelLabel | Manufacturer | 23.60.30.11.14 |  |  | F | T | F | 0.041010 | 0.052083 | 0.093750 | 0.026042 | 0.046875 | 0.049213 | 0.082021 | 10.000000 | 0.093750 | 10.000000 | 0.026042 | 0.046875 | 0.020833 | 0.037500 | 0.024606 | 0.041010 | 0.023438 | 0.041010
176172 | Level 2 | ExpectedLife | 5 | 583161 | New Construction | AccessibilityPerformance | WarrantyGuarantorParts | 90.000000 | FIXED | Unit B Domestic Hot Water | CodePerformance | 310502 | 0.052083 | Level 2 | 0.026042 | 176171 | 0.000000 | 176168 | Reference | Elbow - Generic | 15 mm-15 mm | 176199,176201,176203,176205,176207,176209,176211,310798,311068,311069,311070 | 2h405XijT83A$BX7w5ki7F | Color | 33 | M_Elbow - Generic:Elbow - Generic:Elbow - Generic:583161 |  | InstallationDate | 176172 | WarrantyGuarantorLabor | 0.020833 | 0.024606 | 0.049213 | Features | TagNumber | 0.046875 | BarCode | Domestic Hot Water | Regular 45, 90 and 180 Elbow | 0.026042 | Constituents | T | 0.046875 | SerialNumber | WarrantyStartDate | AssetIdentifier | Level : Level 2 | 0.000000 | 578 | ReplacementCost | M_Pipe Fitting - Generic.csv | Pipework Fittings | Finish | Grade | Material | ModelReference | NominalHeight | NominalLength | NominalWidth | ProductionYear | Shape | SustainabilityPerformance | WarrantyDescription | WarrantyDurationLabor | WarrantyDurationParts | ModelLabel | Manufacturer | 23.60.30.11.14
176219 | Level 2 | ExpectedLife | 5 | 583162 | New Construction | AccessibilityPerformance | WarrantyGuarantorParts | 90.000000 | FIXED | Unit B Domestic Hot Water | CodePerformance | 310502 | 0.093750 | Level 2 | 0.046875 | 176218 | 0.000000 | 176215 | Reference | Tee - Generic | 25 mm-25 mm-25 mm | 176247,176249,176251,176253,176255,176257,176259,310567,311065,311066,311067 | 2h405XijT83A$BX7w5ki7C | Color | 33 | M_Tee - Generic:Tee - Generic:Tee - Generic:583162 |  | InstallationDate | 176219 | WarrantyGuarantorLabor | 0.037500 | 0.041010 | 0.082021 | Features | TagNumber | 0.088542 | BarCode | Domestic Hot Water | Tee | 0.046875 | Constituents | T |  | SerialNumber | WarrantyStartDate | AssetIdentifier | Level : Level 2 | 0.000000 | 579 | ReplacementCost | M_Pipe Fitting - Generic.csv | Pipework Fittings | Finish | Grade | Material | ModelReference | NominalHeight | NominalLength | NominalWidth | ProductionYear | Shape | SustainabilityPerformance | WarrantyDescription | WarrantyDurationLabor | WarrantyDurationParts | ModelLabel | Manufacturer | 23.60.30.11.14 | 0.088542 | 90.000000
176452 | Level 2 | ExpectedLife | 5 | 583164 | New Construction | AccessibilityPerformance | WarrantyGuarantorParts |  | FIXED | Unit B Domestic Hot Water | CodePerformance | 310502 |  | Level 2 |  | 176451 | 0.000000 | 176448 | Reference | Transition - Generic | 25 mm-15 mm | 176488,176490,176492,176494,176496,176498,176500,310800,311078,311079,311080 | 2h405XijT83A$BX7w5ki7A | Color | 33 | M_Transition - Generic:Transition - Generic:Transition - Generic:583164 |  | InstallationDate | 176452 | WarrantyGuarantorLabor |  |  |  | Features | TagNumber |  | BarCode | Domestic Hot Water | Reducer/Coupling/Union/Increaser |  | Constituents | T |  | SerialNumber | WarrantyStartDate | AssetIdentifier | Level : Level 2 | 0.000000 | 582 | ReplacementCost | M_Pipe Fitting - Generic.csv | Pipework Fittings | Finish | Grade | Material | ModelReference | NominalHeight | NominalLength | NominalWidth | ProductionYear | Shape | SustainabilityPerformance | WarrantyDescription | WarrantyDurationLabor | WarrantyDurationParts | ModelLabel | Manufacturer | 23.60.30.11.14 |  |  | F | T | F | 0.041010 | 0.052083 | 0.093750 | 0.026042 | 0.046875 | 0.049213 | 0.082021 | 10.000000 | 0.093750 | 10.000000 | 0.026042 | 0.046875 | 0.020833 | 0.037500 | 0.024606 | 0.041010 | 0.023438 | 0.041010
177269 | Level 2 | ExpectedLife | 5 | 583172 | New Construction | AccessibilityPerformance | WarrantyGuarantorParts | 90.000000 | FIXED | Unit A Domestic Hot Water | CodePerformance | 310502 | 0.093750 | Level 2 | 0.046875 | 177268 | 0.000000 | 177265 | Reference | Elbow - Generic | 25 mm-25 mm | 177296,177298,177300,177302,177304,177306,177308,310558,311068,311069,311070 | 2h405XijT83A$BX7w5ki8o | Color | 33 | M_Elbow - Generic:Elbow - Generic:Elbow - Generic:583172 |  | InstallationDate | 177269 | WarrantyGuarantorLabor | 0.037500 | 0.041010 | 0.082021 | Features | TagNumber | 0.067708 | BarCode | Domestic Hot Water | Regular 45, 90 and 180 Elbow | 0.046875 | Constituents | T | 0.067708 | SerialNumber | WarrantyStartDate | AssetIdentifier | Level : Level 2 | 0.000000 | 950 | ReplacementCost | M_Pipe Fitting - Generic.csv | Pipework Fittings | Finish | Grade | Material | ModelReference | NominalHeight | NominalLength | NominalWidth | ProductionYear | Shape | SustainabilityPerformance | WarrantyDescription | WarrantyDurationLabor | WarrantyDurationParts | ModelLabel | Manufacturer | 23.60.30.11.14
178251 | Level 2 | ExpectedLife | 5 | 583178 | New Construction | AccessibilityPerformance | WarrantyGuarantorParts | 90.000000 | FIXED | Unit A Domestic Hot Water | CodePerformance | 310502 | 0.052083 | Level 2 | 0.026042 | 178250 | 0.000000 | 178247 | Reference | Elbow - Generic | 15 mm-15 mm | 178278,178280,178282,178284,178286,178288,178290,310798,311068,311069,311070 | 2h405XijT83A$BX7w5ki8y | Color | 33 | M_Elbow - Generic:Elbow - Generic:Elbow - Generic:583178 |  | InstallationDate | 178251 | WarrantyGuarantorLabor | 0.020833 | 0.024606 | 0.049213 | Features | TagNumber | 0.046875 | BarCode | Domestic Hot Water | Regular 45, 90 and 180 Elbow | 0.026042 | Constituents | T | 0.046875 | SerialNumber | WarrantyStartDate | AssetIdentifier | Level : Level 2 | 0.000000 | 626 | ReplacementCost | M_Pipe Fitting - Generic.csv | Pipework Fittings | Finish | Grade | Material | ModelReference | NominalHeight | NominalLength | NominalWidth | ProductionYear | Shape | SustainabilityPerformance | WarrantyDescription | WarrantyDurationLabor | WarrantyDurationParts | ModelLabel | Manufacturer | 23.60.30.11.14
178298 | Level 2 | ExpectedLife | 5 | 583179 | New Construction | AccessibilityPerformance | WarrantyGuarantorParts | 90.000000 | FIXED | Unit A Domestic Hot Water | CodePerformance | 310502 | 0.093750 | Level 2 | 0.046875 | 178297 | 0.000000 | 178294 | Reference | Tee - Generic | 25 mm-25 mm-25 mm | 178326,178328,178330,178332,178334,178336,178338,310567,311065,311066,311067 | 2h405XijT83A$BX7w5ki8z | Color | 33 | M_Tee - Generic:Tee - Generic:Tee - Generic:583179 |  | InstallationDate | 178298 | WarrantyGuarantorLabor | 0.037500 | 0.041010 | 0.082021 | Features | TagNumber | 0.088542 | BarCode | Domestic Hot Water | Tee | 0.046875 | Constituents | T |  | SerialNumber | WarrantyStartDate | AssetIdentifier | Level : Level 2 | 0.000000 | 627 | ReplacementCost | M_Pipe Fitting - Generic.csv | Pipework Fittings | Finish | Grade | Material | ModelReference | NominalHeight | NominalLength | NominalWidth | ProductionYear | Shape | SustainabilityPerformance | WarrantyDescription | WarrantyDurationLabor | WarrantyDurationParts | ModelLabel | Manufacturer | 23.60.30.11.14 | 0.088542 | 90.000000
178531 | Level 2 | ExpectedLife | 5 | 583181 | New Construction | AccessibilityPerformance | WarrantyGuarantorParts |  | FIXED | Unit A Domestic Hot Water | CodePerformance | 310502 |  | Level 2 |  | 178530 | 0.000000 | 178527 | Reference | Transition - Generic | 25 mm-15 mm | 178567,178569,178571,178573,178575,178577,178579,310800,311078,311079,311080 | 2h405XijT83A$BX7w5ki8x | Color | 33 | M_Transition - Generic:Transition - Generic:Transition - Generic:583181 |  | InstallationDate | 178531 | WarrantyGuarantorLabor |  |  |  | Features | TagNumber |  | BarCode | Domestic Hot Water | Reducer/Coupling/Union/Increaser |  | Constituents | T |  | SerialNumber | WarrantyStartDate | AssetIdentifier | Level : Level 2 | 0.000000 | 630 | ReplacementCost | M_Pipe Fitting - Generic.csv | Pipework Fittings | Finish | Grade | Material | ModelReference | NominalHeight | NominalLength | NominalWidth | ProductionYear | Shape | SustainabilityPerformance | WarrantyDescription | WarrantyDurationLabor | WarrantyDurationParts | ModelLabel | Manufacturer | 23.60.30.11.14 |  |  | F | T | F | 0.041010 | 0.052083 | 0.093750 | 0.026042 | 0.046875 | 0.049213 | 0.082021 | 10.000000 | 0.093750 | 10.000000 | 0.026042 | 0.046875 | 0.020833 | 0.037500 | 0.024606 | 0.041010 | 0.023438 | 0.041010
179144 | Level 2 | ExpectedLife | 5 | 583185 | New Construction | AccessibilityPerformance | WarrantyGuarantorParts | 90.000000 | FIXED | Unit A Domestic Hot Water | CodePerformance | 310502 | 0.052083 | Level 2 | 0.026042 | 179143 | 0.000000 | 179140 | Reference | Elbow - Generic | 15 mm-15 mm | 179171,179173,179175,179177,179179,179181,179183,310798,311068,311069,311070 | 2h405XijT83A$BX7w5ki8d | Color | 33 | M_Elbow - Generic:Elbow - Generic:Elbow - Generic:583185 |  | InstallationDate | 179144 | WarrantyGuarantorLabor | 0.020833 | 0.024606 | 0.049213 | Features | TagNumber | 0.046875 | BarCode | Domestic Hot Water | Regular 45, 90 and 180 Elbow | 0.026042 | Constituents | T | 0.046875 | SerialNumber | WarrantyStartDate | AssetIdentifier | Level : Level 2 | 0.000000 | 636 | ReplacementCost | M_Pipe Fitting - Generic.csv | Pipework Fittings | Finish | Grade | Material | ModelReference | NominalHeight | NominalLength | NominalWidth | ProductionYear | Shape | SustainabilityPerformance | WarrantyDescription | WarrantyDurationLabor | WarrantyDurationParts | ModelLabel | Manufacturer | 23.60.30.11.14
179191 | Level 2 | ExpectedLife | 5 | 583186 | New Construction | AccessibilityPerformance | WarrantyGuarantorParts | 90.000000 | FIXED | Unit A Domestic Hot Water | CodePerformance | 310502 | 0.093750 | Level 2 | 0.046875 | 179190 | 0.000000 | 179187 | Reference | Tee - Generic | 25 mm-25 mm-25 mm | 179219,179221,179223,179225,179227,179229,179231,310567,311065,311066,311067 | 2h405XijT83A$BX7w5ki8a | Color | 33 | M_Tee - Generic:Tee - Generic:Tee - Generic:583186 |  | InstallationDate | 179191 | WarrantyGuarantorLabor | 0.037500 | 0.041010 | 0.082021 | Features | TagNumber | 0.088542 | BarCode | Domestic Hot Water | Tee | 0.046875 | Constituents | T |  | SerialNumber | WarrantyStartDate | AssetIdentifier | Level : Level 2 | 0.000000 | 951 | ReplacementCost | M_Pipe Fitting - Generic.csv | Pipework Fittings | Finish | Grade | Material | ModelReference | NominalHeight | NominalLength | NominalWidth | ProductionYear | Shape | SustainabilityPerformance | WarrantyDescription | WarrantyDurationLabor | WarrantyDurationParts | ModelLabel | Manufacturer | 23.60.30.11.14 | 0.088542 | 90.000000
179424 | Level 2 | ExpectedLife | 5 | 583188 | New Construction | AccessibilityPerformance | WarrantyGuarantorParts |  | FIXED | Unit A Domestic Hot Water | CodePerformance | 310502 |  | Level 2 |  | 179423 | 0.000000 | 179420 | Reference | Transition - Generic | 25 mm-15 mm | 179460,179462,179464,179466,179468,179470,179472,310800,311078,311079,311080 | 2h405XijT83A$BX7w5ki8Y | Color | 33 | M_Transition - Generic:Transition - Generic:Transition - Generic:583188 |  | InstallationDate | 179424 | WarrantyGuarantorLabor |  |  |  | Features | TagNumber |  | BarCode | Domestic Hot Water | Reducer/Coupling/Union/Increaser |  | Constituents | T |  | SerialNumber | WarrantyStartDate | AssetIdentifier | Level : Level 2 | 0.000000 | 640 | ReplacementCost | M_Pipe Fitting - Generic.csv | Pipework Fittings | Finish | Grade | Material | ModelReference | NominalHeight | NominalLength | NominalWidth | ProductionYear | Shape | SustainabilityPerformance | WarrantyDescription | WarrantyDurationLabor | WarrantyDurationParts | ModelLabel | Manufacturer | 23.60.30.11.14 |  |  | F | T | F | 0.041010 | 0.052083 | 0.093750 | 0.026042 | 0.046875 | 0.049213 | 0.082021 | 10.000000 | 0.093750 | 10.000000 | 0.026042 | 0.046875 | 0.020833 | 0.037500 | 0.024606 | 0.041010 | 0.023438 | 0.041010
179850 | Level 2 | ExpectedLife | 5 | 583191 | New Construction | AccessibilityPerformance | WarrantyGuarantorParts | 90.000000 | FIXED | Unit A Domestic Hot Water | CodePerformance | 310502 | 0.093750 | Level 2 | 0.046875 | 179849 | 0.000000 | 179846 | Reference | Elbow - Generic | 25 mm-25 mm | 179877,179879,179881,179883,179885,179887,179889,310558,311068,311069,311070 | 2h405XijT83A$BX7w5ki8X | Color | 33 | M_Elbow - Generic:Elbow - Generic:Elbow - Generic:583191 |  | InstallationDate | 179850 | WarrantyGuarantorLabor | 0.037500 | 0.041010 | 0.082021 | Features | TagNumber | 0.067708 | BarCode | Domestic Hot Water | Regular 45, 90 and 180 Elbow | 0.046875 | Constituents | T | 0.067708 | SerialNumber | WarrantyStartDate | AssetIdentifier | Level : Level 2 | 0.000000 | 657 | ReplacementCost | M_Pipe Fitting - Generic.csv | Pipework Fittings | Finish | Grade | Material | ModelReference | NominalHeight | NominalLength | NominalWidth | ProductionYear | Shape | SustainabilityPerformance | WarrantyDescription | WarrantyDurationLabor | WarrantyDurationParts | ModelLabel | Manufacturer | 23.60.30.11.14
181522 | Level 2 | ExpectedLife | 5 | 583200 | New Construction | AccessibilityPerformance | WarrantyGuarantorParts | 90.000000 | FIXED | Unit A Domestic Cold Water | CodePerformance | 310502 | 0.020833 | Level 2 | 0.010417 | 181521 | 0.000000 | 181518 | Reference | Elbow - Generic | 6 mm-6 mm | 181550,181552,181554,181556,181558,181560,181562,310870,311068,311069,311070 | 2h405XijT83A$BX7w5ki8M | Color | 33 | M_Elbow - Generic:Elbow - Generic:Elbow - Generic:583200 |  | InstallationDate | 181522 | WarrantyGuarantorLabor | 0.008333 | 0.009843 | 0.019685 | Features | TagNumber | 0.031250 | BarCode | Domestic Cold Water | Regular 45, 90 and 180 Elbow | 0.010417 | Constituents | T | 0.031250 | SerialNumber | WarrantyStartDate | AssetIdentifier | Level : Level 2 | 0.254000 | 673 | ReplacementCost | M_Pipe Fitting - Generic.csv | Pipework Fittings | Finish | Grade | Material | ModelReference | NominalHeight | NominalLength | NominalWidth | ProductionYear | Shape | SustainabilityPerformance | WarrantyDescription | WarrantyDurationLabor | WarrantyDurationParts | ModelLabel | Manufacturer | 23.60.30.11.14
181945 | Level 2 | ExpectedLife | 5 | 583203 | New Construction | AccessibilityPerformance | WarrantyGuarantorParts | 90.000000 | FIXED | Unit A Domestic Hot Water | CodePerformance | 310502 | 0.020833 | Level 2 | 0.010417 | 181944 | 0.000000 | 181941 | Reference | Elbow - Generic | 6 mm-6 mm | 181972,181974,181976,181978,181980,181982,181984,310870,311068,311069,311070 | 2h405XijT83A$BX7w5ki8L | Color | 33 | M_Elbow - Generic:Elbow - Generic:Elbow - Generic:583203 |  | InstallationDate | 181945 | WarrantyGuarantorLabor | 0.008333 | 0.009843 | 0.019685 | Features | TagNumber | 0.031250 | BarCode | Domestic Hot Water | Regular 45, 90 and 180 Elbow | 0.010417 | Constituents | T | 0.031250 | SerialNumber | WarrantyStartDate | AssetIdentifier | Level : Level 2 | 0.000000 | 675 | ReplacementCost | M_Pipe Fitting - Generic.csv | Pipework Fittings | Finish | Grade | Material | ModelReference | NominalHeight | NominalLength | NominalWidth | ProductionYear | Shape | SustainabilityPerformance | WarrantyDescription | WarrantyDurationLabor | WarrantyDurationParts | ModelLabel | Manufacturer | 23.60.30.11.14
181992 | Level 2 | ExpectedLife | 5 | 583204 | New Construction | AccessibilityPerformance | WarrantyGuarantorParts |  | FIXED | Unit A Domestic Hot Water | CodePerformance | 310502 |  | Level 2 |  | 181991 | 0.000000 | 181988 | Reference | Transition - Generic | 25 mm-6 mm | 182028,182030,182032,182034,182036,182038,182040,310871,311078,311079,311080 | 2h405XijT83A$BX7w5ki8I | Color | 33 | M_Transition - Generic:Transition - Generic:Transition - Generic:583204 |  | InstallationDate | 181992 | WarrantyGuarantorLabor |  |  |  | Features | TagNumber |  | BarCode | Domestic Hot Water | Reducer/Coupling/Union/Increaser |  | Constituents | T |  | SerialNumber | WarrantyStartDate | AssetIdentifier | Level : Level 2 | 0.000000 | 676 | ReplacementCost | M_Pipe Fitting - Generic.csv | Pipework Fittings | Finish | Grade | Material | ModelReference | NominalHeight | NominalLength | NominalWidth | ProductionYear | Shape | SustainabilityPerformance | WarrantyDescription | WarrantyDurationLabor | WarrantyDurationParts | ModelLabel | Manufacturer | 23.60.30.11.14 |  |  | F | T | F | 0.041010 | 0.020833 | 0.093750 | 0.010417 | 0.046875 | 0.019685 | 0.082021 | 10.000000 | 0.093750 | 10.000000 | 0.010417 | 0.046875 | 0.008333 | 0.037500 | 0.009843 | 0.041010 | 0.023438 | 0.041010
182048 | Level 2 | ExpectedLife | 5 | 583205 | New Construction | AccessibilityPerformance | WarrantyGuarantorParts | 90.000000 | FIXED | Unit A Domestic Hot Water | CodePerformance | 310502 | 0.020833 | Level 2 | 0.010417 | 182047 | 0.000000 | 182044 | Reference | Elbow - Generic | 6 mm-6 mm | 182076,182078,182080,182082,182084,182086,182088,310870,311068,311069,311070 | 2h405XijT83A$BX7w5ki8J | Color | 33 | M_Elbow - Generic:Elbow - Generic:Elbow - Generic:583205 |  | InstallationDate | 182048 | WarrantyGuarantorLabor | 0.008333 | 0.009843 | 0.019685 | Features | TagNumber | 0.031250 | BarCode | Domestic Hot Water | Regular 45, 90 and 180 Elbow | 0.010417 | Constituents | T | 0.031250 | SerialNumber | WarrantyStartDate | AssetIdentifier | Level : Level 2 | 0.254000 | 679 | ReplacementCost | M_Pipe Fitting - Generic.csv | Pipework Fittings | Finish | Grade | Material | ModelReference | NominalHeight | NominalLength | NominalWidth | ProductionYear | Shape | SustainabilityPerformance | WarrantyDescription | WarrantyDurationLabor | WarrantyDurationParts | ModelLabel | Manufacturer | 23.60.30.11.14
182471 | Level 2 | ExpectedLife | 5 | 583208 | New Construction | AccessibilityPerformance | WarrantyGuarantorParts | 90.000000 | FIXED | Unit A Domestic Cold Water | CodePerformance | 310502 | 0.052083 | Level 2 | 0.026042 | 182470 | 0.000000 | 182467 | Reference | Elbow - Generic | 15 mm-15 mm | 182499,182501,182503,182505,182507,182509,182511,310798,311068,311069,311070 | 2h405XijT83A$BX7w5ki8U | Color | 33 | M_Elbow - Generic:Elbow - Generic:Elbow - Generic:583208 |  | InstallationDate | 182471 | WarrantyGuarantorLabor | 0.020833 | 0.024606 | 0.049213 | Features | TagNumber | 0.046875 | BarCode | Domestic Cold Water | Regular 45, 90 and 180 Elbow | 0.026042 | Constituents | T | 0.046875 | SerialNumber | WarrantyStartDate | AssetIdentifier | Level : Level 2 | 0.469943 | 686 | ReplacementCost | M_Pipe Fitting - Generic.csv | Pipework Fittings | Finish | Grade | Material | ModelReference | NominalHeight | NominalLength | NominalWidth | ProductionYear | Shape | SustainabilityPerformance | WarrantyDescription | WarrantyDurationLabor | WarrantyDurationParts | ModelLabel | Manufacturer | 23.60.30.11.14
182755 | Level 2 | ExpectedLife | 5 | 583211 | New Construction | AccessibilityPerformance | WarrantyGuarantorParts |  | FIXED | Unit A Domestic Cold Water | CodePerformance | 310502 |  | Level 2 |  | 182754 | 0.000000 | 182751 | Reference | Transition - Generic | 25 mm-15 mm | 182792,182794,182796,182798,182800,182802,182804,310804,311078,311079,311080 | 2h405XijT83A$BX7w5ki8T | Color | 33 | M_Transition - Generic:Transition - Generic:Transition - Generic:583211 |  | InstallationDate | 182755 | WarrantyGuarantorLabor |  |  |  | Features | TagNumber |  | BarCode | Domestic Cold Water | Reducer/Coupling/Union/Increaser |  | Constituents | T |  | SerialNumber | WarrantyStartDate | AssetIdentifier | Level : Level 2 | -0.073013 | 690 | ReplacementCost | M_Pipe Fitting - Generic.csv | Pipework Fittings | Finish | Grade | Material | ModelReference | NominalHeight | NominalLength | NominalWidth | ProductionYear | Shape | SustainabilityPerformance | WarrantyDescription | WarrantyDurationLabor | WarrantyDurationParts | ModelLabel | Manufacturer | 23.60.30.11.14 |  |  | F | T | F | 0.041010 | 0.052083 | 0.093750 | 0.026042 | 0.046875 | 0.049213 | 0.082021 | 10.000000 | 0.093750 | 10.000000 | 0.026042 | 0.046875 | 0.020833 | 0.037500 | 0.024606 | 0.041010 | 0.023438 | 0.041010
182860 | Level 2 | ExpectedLife | 5 | 583213 | New Construction | AccessibilityPerformance | WarrantyGuarantorParts | 90.000000 | FIXED | Unit B Domestic Hot Water | CodePerformance | 310502 | 0.093750 | Level 2 | 0.046875 | 182859 | 0.000000 | 182856 | Reference | Tee - Generic | 25 mm-25 mm-25 mm | 182888,182890,182892,182894,182896,182898,182900,310567,311065,311066,311067 | 2h405XijT83A$BX7w5ki8R | Color | 33 | M_Tee - Generic:Tee - Generic:Tee - Generic:583213 |  | InstallationDate | 182860 | WarrantyGuarantorLabor | 0.037500 | 0.041010 | 0.082021 | Features | TagNumber | 0.088542 | BarCode | Domestic Hot Water | Tee | 0.046875 | Constituents | T |  | SerialNumber | WarrantyStartDate | AssetIdentifier | Level : Level 2 | 0.000000 | 695 | ReplacementCost | M_Pipe Fitting - Generic.csv | Pipework Fittings | Finish | Grade | Material | ModelReference | NominalHeight | NominalLength | NominalWidth | ProductionYear | Shape | SustainabilityPerformance | WarrantyDescription | WarrantyDurationLabor | WarrantyDurationParts | ModelLabel | Manufacturer | 23.60.30.11.14 | 0.088542 | 90.000000
183278 | Level 2 | ExpectedLife | 5 | 583216 | New Construction | AccessibilityPerformance | WarrantyGuarantorParts | 90.000000 | FIXED | Unit B Domestic Hot Water | CodePerformance | 310502 | 0.093750 | Level 2 | 0.046875 | 183277 | 0.000000 | 183274 | Reference | Elbow - Generic | 25 mm-25 mm | 183305,183307,183309,183311,183313,183315,183317,310558,311068,311069,311070 | 2h405XijT83A$BX7w5ki86 | Color | 33 | M_Elbow - Generic:Elbow - Generic:Elbow - Generic:583216 |  | InstallationDate | 183278 | WarrantyGuarantorLabor | 0.037500 | 0.041010 | 0.082021 | Features | TagNumber | 0.067708 | BarCode | Domestic Hot Water | Regular 45, 90 and 180 Elbow | 0.046875 | Constituents | T | 0.067708 | SerialNumber | WarrantyStartDate | AssetIdentifier | Level : Level 2 | 0.000000 | 697 | ReplacementCost | M_Pipe Fitting - Generic.csv | Pipework Fittings | Finish | Grade | Material | ModelReference | NominalHeight | NominalLength | NominalWidth | ProductionYear | Shape | SustainabilityPerformance | WarrantyDescription | WarrantyDurationLabor | WarrantyDurationParts | ModelLabel | Manufacturer | 23.60.30.11.14
183510 | Level 2 | ExpectedLife | 5 | 583218 | New Construction | AccessibilityPerformance | WarrantyGuarantorParts | 90.000000 | FIXED | Unit B Domestic Hot Water | CodePerformance | 310502 | 0.093750 | Level 2 | 0.046875 | 183509 | 0.000000 | 183506 | Reference | Elbow - Generic | 25 mm-25 mm | 183537,183539,183541,183543,183545,183547,183549,310558,311068,311069,311070 | 2h405XijT83A$BX7w5ki84 | Color | 33 | M_Elbow - Generic:Elbow - Generic:Elbow - Generic:583218 |  | InstallationDate | 183510 | WarrantyGuarantorLabor | 0.037500 | 0.041010 | 0.082021 | Features | TagNumber | 0.067708 | BarCode | Domestic Hot Water | Regular 45, 90 and 180 Elbow | 0.046875 | Constituents | T | 0.067708 | SerialNumber | WarrantyStartDate | AssetIdentifier | Level : Level 2 | 0.000000 | 952 | ReplacementCost | M_Pipe Fitting - Generic.csv | Pipework Fittings | Finish | Grade | Material | ModelReference | NominalHeight | NominalLength | NominalWidth | ProductionYear | Shape | SustainabilityPerformance | WarrantyDescription | WarrantyDurationLabor | WarrantyDurationParts | ModelLabel | Manufacturer | 23.60.30.11.14
183932 | Level 2 | ExpectedLife | 5 | 583221 | New Construction | AccessibilityPerformance | WarrantyGuarantorParts | 90.000000 | FIXED | Unit B Domestic Hot Water | CodePerformance | 310502 | 0.020833 | Level 2 | 0.010417 | 183931 | 0.000000 | 183928 | Reference | Elbow - Generic | 6 mm-6 mm | 183959,183961,183963,183965,183967,183969,183971,310870,311068,311069,311070 | 2h405XijT83A$BX7w5ki83 | Color | 33 | M_Elbow - Generic:Elbow - Generic:Elbow - Generic:583221 |  | InstallationDate | 183932 | WarrantyGuarantorLabor | 0.008333 | 0.009843 | 0.019685 | Features | TagNumber | 0.031250 | BarCode | Domestic Hot Water | Regular 45, 90 and 180 Elbow | 0.010417 | Constituents | T | 0.031250 | SerialNumber | WarrantyStartDate | AssetIdentifier | Level : Level 2 | 0.000000 | 953 | ReplacementCost | M_Pipe Fitting - Generic.csv | Pipework Fittings | Finish | Grade | Material | ModelReference | NominalHeight | NominalLength | NominalWidth | ProductionYear | Shape | SustainabilityPerformance | WarrantyDescription | WarrantyDurationLabor | WarrantyDurationParts | ModelLabel | Manufacturer | 23.60.30.11.14
183979 | Level 2 | ExpectedLife | 5 | 583222 | New Construction | AccessibilityPerformance | WarrantyGuarantorParts |  | FIXED | Unit B Domestic Hot Water | CodePerformance | 310502 |  | Level 2 |  | 183978 | 0.000000 | 183975 | Reference | Transition - Generic | 25 mm-6 mm | 184015,184017,184019,184021,184023,184025,184027,310871,311078,311079,311080 | 2h405XijT83A$BX7w5ki80 | Color | 33 | M_Transition - Generic:Transition - Generic:Transition - Generic:583222 |  | InstallationDate | 183979 | WarrantyGuarantorLabor |  |  |  | Features | TagNumber |  | BarCode | Domestic Hot Water | Reducer/Coupling/Union/Increaser |  | Constituents | T |  | SerialNumber | WarrantyStartDate | AssetIdentifier | Level : Level 2 | 0.000000 | 954 | ReplacementCost | M_Pipe Fitting - Generic.csv | Pipework Fittings | Finish | Grade | Material | ModelReference | NominalHeight | NominalLength | NominalWidth | ProductionYear | Shape | SustainabilityPerformance | WarrantyDescription | WarrantyDurationLabor | WarrantyDurationParts | ModelLabel | Manufacturer | 23.60.30.11.14 |  |  | F | T | F | 0.041010 | 0.020833 | 0.093750 | 0.010417 | 0.046875 | 0.019685 | 0.082021 | 10.000000 | 0.093750 | 10.000000 | 0.010417 | 0.046875 | 0.008333 | 0.037500 | 0.009843 | 0.041010 | 0.023438 | 0.041010
184035 | Level 2 | ExpectedLife | 5 | 583223 | New Construction | AccessibilityPerformance | WarrantyGuarantorParts | 90.000000 | FIXED | Unit B Domestic Hot Water | CodePerformance | 310502 | 0.020833 | Level 2 | 0.010417 | 184034 | 0.000000 | 184031 | Reference | Elbow - Generic | 6 mm-6 mm | 184063,184065,184067,184069,184071,184073,184075,310870,311068,311069,311070 | 2h405XijT83A$BX7w5ki81 | Color | 33 | M_Elbow - Generic:Elbow - Generic:Elbow - Generic:583223 |  | InstallationDate | 184035 | WarrantyGuarantorLabor | 0.008333 | 0.009843 | 0.019685 | Features | TagNumber | 0.031250 | BarCode | Domestic Hot Water | Regular 45, 90 and 180 Elbow | 0.010417 | Constituents | T | 0.031250 | SerialNumber | WarrantyStartDate | AssetIdentifier | Level : Level 2 | 0.254000 | 707 | ReplacementCost | M_Pipe Fitting - Generic.csv | Pipework Fittings | Finish | Grade | Material | ModelReference | NominalHeight | NominalLength | NominalWidth | ProductionYear | Shape | SustainabilityPerformance | WarrantyDescription | WarrantyDurationLabor | WarrantyDurationParts | ModelLabel | Manufacturer | 23.60.30.11.14
185035 | Level 2 | ExpectedLife | 5 | 583232 | New Construction | AccessibilityPerformance | WarrantyGuarantorParts | 90.000000 | FIXED | Unit B Domestic Cold Water | CodePerformance | 310502 | 0.020833 | Level 2 | 0.010417 | 185034 | 0.000000 | 185031 | Reference | Elbow - Generic | 6 mm-6 mm | 185063,185065,185067,185069,185071,185073,185075,310870,311068,311069,311070 | 2h405XijT83A$BX7w5ki9s | Color | 33 | M_Elbow - Generic:Elbow - Generic:Elbow - Generic:583232 |  | InstallationDate | 185035 | WarrantyGuarantorLabor | 0.008333 | 0.009843 | 0.019685 | Features | TagNumber | 0.031250 | BarCode | Domestic Cold Water | Regular 45, 90 and 180 Elbow | 0.010417 | Constituents | T | 0.031250 | SerialNumber | WarrantyStartDate | AssetIdentifier | Level : Level 2 | 0.254000 | 715 | ReplacementCost | M_Pipe Fitting - Generic.csv | Pipework Fittings | Finish | Grade | Material | ModelReference | NominalHeight | NominalLength | NominalWidth | ProductionYear | Shape | SustainabilityPerformance | WarrantyDescription | WarrantyDurationLabor | WarrantyDurationParts | ModelLabel | Manufacturer | 23.60.30.11.14
185131 | Level 2 | ExpectedLife | 5 | 583234 | New Construction | AccessibilityPerformance | WarrantyGuarantorParts | 90.000000 | FIXED | Unit A Domestic Hot Water | CodePerformance | 310502 | 0.093750 | Level 2 | 0.046875 | 185130 | 0.000000 | 185127 | Reference | Tee - Generic | 25 mm-25 mm-25 mm | 185159,185161,185163,185165,185167,185169,185171,310567,311065,311066,311067 | 2h405XijT83A$BX7w5ki9q | Color | 33 | M_Tee - Generic:Tee - Generic:Tee - Generic:583234 |  | InstallationDate | 185131 | WarrantyGuarantorLabor | 0.037500 | 0.041010 | 0.082021 | Features | TagNumber | 0.088542 | BarCode | Domestic Hot Water | Tee | 0.046875 | Constituents | T |  | SerialNumber | WarrantyStartDate | AssetIdentifier | Level : Level 2 | 0.000000 | 721 | ReplacementCost | M_Pipe Fitting - Generic.csv | Pipework Fittings | Finish | Grade | Material | ModelReference | NominalHeight | NominalLength | NominalWidth | ProductionYear | Shape | SustainabilityPerformance | WarrantyDescription | WarrantyDurationLabor | WarrantyDurationParts | ModelLabel | Manufacturer | 23.60.30.11.14 | 0.088542 | 90.000000
192442 | Level 2 | ExpectedLife | 5 | 583305 | New Construction | AccessibilityPerformance | WarrantyGuarantorParts | 90.000000 | FIXED | Unit A Domestic Hot Water | CodePerformance | 310502 | 0.093750 | Level 2 | 0.046875 | 192441 | 0.000000 | 192438 | Reference | Elbow - Generic | 25 mm-25 mm | 192469,192471,192473,192475,192477,192479,192481,310558,311068,311069,311070 | 2h405XijT83A$BX7w5kiA$ | Color | 33 | M_Elbow - Generic:Elbow - Generic:Elbow - Generic:583305 |  | InstallationDate | 192442 | WarrantyGuarantorLabor | 0.037500 | 0.041010 | 0.082021 | Features | TagNumber | 0.067708 | BarCode | Domestic Hot Water | Regular 45, 90 and 180 Elbow | 0.046875 | Constituents | T | 0.067708 | SerialNumber | WarrantyStartDate | AssetIdentifier | Level : Level 2 | 0.000000 | 959 | ReplacementCost | M_Pipe Fitting - Generic.csv | Pipework Fittings | Finish | Grade | Material | ModelReference | NominalHeight | NominalLength | NominalWidth | ProductionYear | Shape | SustainabilityPerformance | WarrantyDescription | WarrantyDurationLabor | WarrantyDurationParts | ModelLabel | Manufacturer | 23.60.30.11.14
200840 | Level 2 | ExpectedLife | 5 | 583536 | New Construction | AccessibilityPerformance | WarrantyGuarantorParts | 90.000000 | FIXED | Unit B Domestic Hot Water | CodePerformance | 310502 | 0.093750 | Level 2 | 0.046875 | 200839 | 0.000000 | 200836 | Reference | Elbow - Generic | 25 mm-25 mm | 200867,200869,200871,200873,200875,200877,200879,310558,311068,311069,311070 | 1sBpwf_5X5n90HmDYYs$tL | Color | 33 | M_Elbow - Generic:Elbow - Generic:Elbow - Generic:583536 |  | InstallationDate | 200840 | WarrantyGuarantorLabor | 0.037500 | 0.041010 | 0.082021 | Features | TagNumber | 0.067708 | BarCode | Domestic Hot Water | Regular 45, 90 and 180 Elbow | 0.046875 | Constituents | T | 0.067708 | SerialNumber | WarrantyStartDate | AssetIdentifier | Level : Level 2 | 0.000000 | 972 | ReplacementCost | M_Pipe Fitting - Generic.csv | Pipework Fittings | Finish | Grade | Material | ModelReference | NominalHeight | NominalLength | NominalWidth | ProductionYear | Shape | SustainabilityPerformance | WarrantyDescription | WarrantyDurationLabor | WarrantyDurationParts | ModelLabel | Manufacturer | 23.60.30.11.14
201257 | Level 2 | ExpectedLife | 5 | 583556 | New Construction | AccessibilityPerformance | WarrantyGuarantorParts | 90.000000 | FIXED | Unit B Domestic Hot Water | CodePerformance | 310502 | 0.093750 | Level 2 | 0.046875 | 201256 | 0.000000 | 201253 | Reference | Elbow - Generic | 25 mm-25 mm | 201284,201286,201288,201290,201292,201294,201296,310558,311068,311069,311070 | 1sBpwf_5X5n90HmDYYs$qX | Color | 33 | M_Elbow - Generic:Elbow - Generic:Elbow - Generic:583556 |  | InstallationDate | 201257 | WarrantyGuarantorLabor | 0.037500 | 0.041010 | 0.082021 | Features | TagNumber | 0.067708 | BarCode | Domestic Hot Water | Regular 45, 90 and 180 Elbow | 0.046875 | Constituents | T | 0.067708 | SerialNumber | WarrantyStartDate | AssetIdentifier | Level : Level 2 | 0.000000 | 975 | ReplacementCost | M_Pipe Fitting - Generic.csv | Pipework Fittings | Finish | Grade | Material | ModelReference | NominalHeight | NominalLength | NominalWidth | ProductionYear | Shape | SustainabilityPerformance | WarrantyDescription | WarrantyDurationLabor | WarrantyDurationParts | ModelLabel | Manufacturer | 23.60.30.11.14
201489 | Level 2 | ExpectedLife | 5 | 583561 | New Construction | AccessibilityPerformance | WarrantyGuarantorParts | 90.000000 | FIXED | Unit B Domestic Hot Water | CodePerformance | 310502 | 0.093750 | Level 2 | 0.046875 | 201488 | 0.000000 | 201485 | Reference | Elbow - Generic | 25 mm-25 mm | 201516,201518,201520,201522,201524,201526,201528,310558,311068,311069,311070 | 1sBpwf_5X5n90HmDYYs$qi | Color | 33 | M_Elbow - Generic:Elbow - Generic:Elbow - Generic:583561 |  | InstallationDate | 201489 | WarrantyGuarantorLabor | 0.037500 | 0.041010 | 0.082021 | Features | TagNumber | 0.067708 | BarCode | Domestic Hot Water | Regular 45, 90 and 180 Elbow | 0.046875 | Constituents | T | 0.067708 | SerialNumber | WarrantyStartDate | AssetIdentifier | Level : Level 2 | 0.000000 | 976 | ReplacementCost | M_Pipe Fitting - Generic.csv | Pipework Fittings | Finish | Grade | Material | ModelReference | NominalHeight | NominalLength | NominalWidth | ProductionYear | Shape | SustainabilityPerformance | WarrantyDescription | WarrantyDurationLabor | WarrantyDurationParts | ModelLabel | Manufacturer | 23.60.30.11.14
214501 | Level 2 | ExpectedLife | 5 | 591305 | New Construction | AccessibilityPerformance | WarrantyGuarantorParts |  | FIXED | Unit B Hydronic Supply In | CodePerformance | 310502 |  | Level 2 |  | 214500 | 0.000000 | 214497 | Reference | Transition - Generic | 50 mm-25 mm | 214538,214540,214542,214544,214546,214548,214550,310696,311078,311079,311080 | 1LtcpI2_z96RTwNHGZGH7C | Color | 33 | M_Transition - Generic:Transition - Generic:Transition - Generic:591305 |  | InstallationDate | 214501 | WarrantyGuarantorLabor |  |  |  | Features | TagNumber |  | BarCode | Hydronic Supply | Reducer/Coupling/Union/Increaser |  | Constituents | T |  | SerialNumber | WarrantyStartDate | AssetIdentifier | Level : Level 2 | 0.045850 | 1070 | ReplacementCost | M_Pipe Fitting - Generic.csv | Pipework Fittings | Finish | Grade | Material | ModelReference | NominalHeight | NominalLength | NominalWidth | ProductionYear | Shape | SustainabilityPerformance | WarrantyDescription | WarrantyDurationLabor | WarrantyDurationParts | ModelLabel | Manufacturer | 23.60.30.11.14 |  |  | F | T | F | 0.082021 | 0.093750 | 0.177083 | 0.046875 | 0.088542 | 0.082021 | 0.164042 | 10.000000 | 0.177083 | 10.000000 | 0.046875 | 0.088542 | 0.037500 | 0.070833 | 0.041010 | 0.082021 | 0.044271 | 0.082021
214980 | Level 2 | ExpectedLife | 5 | 593064 | New Construction | AccessibilityPerformance | WarrantyGuarantorParts | 90.000000 | FIXED | Unit B Hydronic Supply In | CodePerformance | 310502 | 0.093750 | Level 2 | 0.046875 | 214979 | 0.000000 | 214976 | Reference | Tee - Generic | 25 mm-25 mm-25 mm | 215009,215011,215013,215015,215017,215019,215021,310567,311065,311066,311067 | 1LtcpI2_z96RTwNHGZGHYj | Color | 33 | M_Tee - Generic:Tee - Generic:Tee - Generic:593064 |  | InstallationDate | 214980 | WarrantyGuarantorLabor | 0.037500 | 0.041010 | 0.082021 | Features | TagNumber | 0.088542 | BarCode | Hydronic Supply | Tee | 0.046875 | Constituents | T |  | SerialNumber | WarrantyStartDate | AssetIdentifier | Level : Level 2 | 0.131300 | 1076 | ReplacementCost | M_Pipe Fitting - Generic.csv | Pipework Fittings | Finish | Grade | Material | ModelReference | NominalHeight | NominalLength | NominalWidth | ProductionYear | Shape | SustainabilityPerformance | WarrantyDescription | WarrantyDurationLabor | WarrantyDurationParts | ModelLabel | Manufacturer | 23.60.30.11.14 | 0.088542 | 90.000000
215401 | Level 2 | ExpectedLife | 5 | 593076 | New Construction | AccessibilityPerformance | WarrantyGuarantorParts | 90.000000 | FIXED | Unit B Domestic Cold Water | CodePerformance | 310502 | 0.093750 | Level 2 | 0.046875 | 215400 | 0.000000 | 215397 | Reference | Elbow - Generic | 25 mm-25 mm | 215429,215431,215433,215435,215437,215439,215441,310558,311068,311069,311070 | 1LtcpI2_z96RTwNHGZGHYn | Color | 33 | M_Elbow - Generic:Elbow - Generic:Elbow - Generic:593076 |  | InstallationDate | 215401 | WarrantyGuarantorLabor | 0.037500 | 0.041010 | 0.082021 | Features | TagNumber | 0.067708 | BarCode | Domestic Cold Water | Regular 45, 90 and 180 Elbow | 0.046875 | Constituents | T | 0.067708 | SerialNumber | WarrantyStartDate | AssetIdentifier | Level : Level 2 | 0.131300 | 1080 | ReplacementCost | M_Pipe Fitting - Generic.csv | Pipework Fittings | Finish | Grade | Material | ModelReference | NominalHeight | NominalLength | NominalWidth | ProductionYear | Shape | SustainabilityPerformance | WarrantyDescription | WarrantyDurationLabor | WarrantyDurationParts | ModelLabel | Manufacturer | 23.60.30.11.14
226961 | Level 2 | ExpectedLife | 5 | 593304 | New Construction | AccessibilityPerformance | WarrantyGuarantorParts | 90.000000 | FIXED | Unit B Domestic Hot Water | CodePerformance | 310502 | 0.093750 | Level 2 | 0.046875 | 226960 | 0.000000 | 226957 | Reference | Elbow - Generic | 25 mm-25 mm | 226988,226990,226992,226994,226996,226998,227000,310558,311068,311069,311070 | 1LtcpI2_z96RTwNHGZGHcT | Color | 33 | M_Elbow - Generic:Elbow - Generic:Elbow - Generic:593304 |  | InstallationDate | 226961 | WarrantyGuarantorLabor | 0.037500 | 0.041010 | 0.082021 | Features | TagNumber | 0.067708 | BarCode | Domestic Hot Water | Regular 45, 90 and 180 Elbow | 0.046875 | Constituents | T | 0.067708 | SerialNumber | WarrantyStartDate | AssetIdentifier | Level : Level 2 | 0.000000 | 1092 | ReplacementCost | M_Pipe Fitting - Generic.csv | Pipework Fittings | Finish | Grade | Material | ModelReference | NominalHeight | NominalLength | NominalWidth | ProductionYear | Shape | SustainabilityPerformance | WarrantyDescription | WarrantyDurationLabor | WarrantyDurationParts | ModelLabel | Manufacturer | 23.60.30.11.14
228409 | Level 2 | ExpectedLife | 5 | 593819 | New Construction | AccessibilityPerformance | WarrantyGuarantorParts | 90.000000 | FIXED | Unit A Domestic Cold Water | CodePerformance | 310502 | 0.093750 | Level 2 | 0.046875 | 228408 | 0.000000 | 228404 | Reference | Elbow - Generic | 25 mm-25 mm | 228437,228439,228441,228443,228445,228447,228449,310558,311068,311069,311070 | 2gWwY8cwDExg6tt0HBFuaV | Color | 33 | M_Elbow - Generic:Elbow - Generic:Elbow - Generic:593819 |  | InstallationDate | 228409 | WarrantyGuarantorLabor | 0.037500 | 0.041010 | 0.082021 | Features | TagNumber | 0.067708 | BarCode | Domestic Cold Water | Regular 45, 90 and 180 Elbow | 0.046875 | Constituents | T | 0.067708 | SerialNumber | WarrantyStartDate | AssetIdentifier | Level : Level 2 | 0.161066 | 1115 | ReplacementCost | M_Pipe Fitting - Generic.csv | Pipework Fittings | Finish | Grade | Material | ModelReference | NominalHeight | NominalLength | NominalWidth | ProductionYear | Shape | SustainabilityPerformance | WarrantyDescription | WarrantyDurationLabor | WarrantyDurationParts | ModelLabel | Manufacturer | 23.60.30.11.14
228458 | Level 2 | ExpectedLife | 5 | 593821 | New Construction | AccessibilityPerformance | WarrantyGuarantorParts | 90.000000 | FIXED | Unit A Hydronic Supply In | CodePerformance | 310502 | 0.093750 | Level 2 | 0.046875 | 228457 | 0.000000 | 228453 | Reference | Tee - Generic | 25 mm-25 mm-25 mm | 228487,228489,228491,228493,228495,228497,228499,310567,311065,311066,311067 | 2gWwY8cwDExg6tt0HBFuaP | Color | 33 | M_Tee - Generic:Tee - Generic:Tee - Generic:593821 |  | InstallationDate | 228458 | WarrantyGuarantorLabor | 0.037500 | 0.041010 | 0.082021 | Features | TagNumber | 0.088542 | BarCode | Hydronic Supply | Tee | 0.046875 | Constituents | T |  | SerialNumber | WarrantyStartDate | AssetIdentifier | Level : Level 2 | 0.161066 | 1117 | ReplacementCost | M_Pipe Fitting - Generic.csv | Pipework Fittings | Finish | Grade | Material | ModelReference | NominalHeight | NominalLength | NominalWidth | ProductionYear | Shape | SustainabilityPerformance | WarrantyDescription | WarrantyDurationLabor | WarrantyDurationParts | ModelLabel | Manufacturer | 23.60.30.11.14 | 0.088542 | 90.000000
229200 | Level 2 | ExpectedLife | 5 | 594177 | New Construction | AccessibilityPerformance | WarrantyGuarantorParts | 90.000000 | FIXED | Unit A Domestic Hot Water | CodePerformance | 310502 | 0.093750 | Level 2 | 0.046875 | 229199 | 0.000000 | 229196 | Reference | Elbow - Generic | 25 mm-25 mm | 229227,229229,229231,229233,229235,229237,229239,310558,311068,311069,311070 | 2gWwY8cwDExg6tt0HBFvU5 | Color | 33 | M_Elbow - Generic:Elbow - Generic:Elbow - Generic:594177 |  | InstallationDate | 229200 | WarrantyGuarantorLabor | 0.037500 | 0.041010 | 0.082021 | Features | TagNumber | 0.067708 | BarCode | Domestic Hot Water | Regular 45, 90 and 180 Elbow | 0.046875 | Constituents | T | 0.067708 | SerialNumber | WarrantyStartDate | AssetIdentifier | Level : Level 2 | 0.000000 | 1128 | ReplacementCost | M_Pipe Fitting - Generic.csv | Pipework Fittings | Finish | Grade | Material | ModelReference | NominalHeight | NominalLength | NominalWidth | ProductionYear | Shape | SustainabilityPerformance | WarrantyDescription | WarrantyDurationLabor | WarrantyDurationParts | ModelLabel | Manufacturer | 23.60.30.11.14
229831 | Level 2 | ExpectedLife | 5 | 594664 | New Construction | AccessibilityPerformance | WarrantyGuarantorParts | 90.000000 | FIXED | Unit B Natural Gas | CodePerformance | 310502 | 0.093750 | Level 2 | 0.046875 | 229830 | 0.000000 | 229827 | Reference | Elbow - Generic | 25 mm-25 mm | 229859,229861,229863,229865,229867,229869,229871,310558,311068,311069,311070 | 0Rt1BXEtP6E8c0r6LHZfjo | Color | 33 | M_Elbow - Generic:Elbow - Generic:Elbow - Generic:594664 |  | InstallationDate | 229831 | WarrantyGuarantorLabor | 0.037500 | 0.041010 | 0.082021 | Features | TagNumber | 0.067708 | BarCode | Other | Regular 45, 90 and 180 Elbow | 0.046875 | Constituents | T | 0.067708 | SerialNumber | WarrantyStartDate | AssetIdentifier | Level : Level 2 | 0.222200 | 1133 | ReplacementCost | M_Pipe Fitting - Generic.csv | Pipework Fittings | Finish | Grade | Material | ModelReference | NominalHeight | NominalLength | NominalWidth | ProductionYear | Shape | SustainabilityPerformance | WarrantyDescription | WarrantyDurationLabor | WarrantyDurationParts | ModelLabel | Manufacturer | 23.60.30.11.14
231116 | Level 2 | ExpectedLife | 5 | 595155 | New Construction | AccessibilityPerformance | WarrantyGuarantorParts | 90.000000 | FIXED | Unit A Natural Gas | CodePerformance | 310502 | 0.093750 | Level 2 | 0.046875 | 231115 | 0.000000 | 231112 | Reference | Elbow - Generic | 25 mm-25 mm | 231144,231146,231148,231150,231152,231154,231156,310558,311068,311069,311070 | 0Rt1BXEtP6E8c0r6LHZfr9 | Color | 33 | M_Elbow - Generic:Elbow - Generic:Elbow - Generic:595155 |  | InstallationDate | 231116 | WarrantyGuarantorLabor | 0.037500 | 0.041010 | 0.082021 | Features | TagNumber | 0.067708 | BarCode | Other | Regular 45, 90 and 180 Elbow | 0.046875 | Constituents | T | 0.067708 | SerialNumber | WarrantyStartDate | AssetIdentifier | Level : Level 2 | 0.222200 | 1167 | ReplacementCost | M_Pipe Fitting - Generic.csv | Pipework Fittings | Finish | Grade | Material | ModelReference | NominalHeight | NominalLength | NominalWidth | ProductionYear | Shape | SustainabilityPerformance | WarrantyDescription | WarrantyDurationLabor | WarrantyDurationParts | ModelLabel | Manufacturer | 23.60.30.11.14
289222 | Level 2 | ExpectedLife | 5 | 606450 | New Construction | AccessibilityPerformance | WarrantyGuarantorParts | 90.000000 | FIXED | Unit A Hydronic Supply In | CodePerformance | 310502 | 0.093750 | Level 2 | 0.046875 | 289221 | 0.000000 | 289218 | Reference | Elbow - Generic | 25 mm-25 mm | 289250,289252,289254,289256,289258,289260,289262,310558,311068,311069,311070 | 0kad3Qs5P7DPrbWgfM1o94 | Color | 33 | M_Elbow - Generic:Elbow - Generic:Elbow - Generic:606450 |  | InstallationDate | 289222 | WarrantyGuarantorLabor | 0.037500 | 0.041010 | 0.082021 | Features | TagNumber | 0.067708 | BarCode | Hydronic Supply | Regular 45, 90 and 180 Elbow | 0.046875 | Constituents | F | 0.067708 | SerialNumber | WarrantyStartDate | AssetIdentifier | Level : Level 2 | 0.095200 | 1409 | ReplacementCost | M_Pipe Fitting - Generic.csv | Pipework Fittings | Finish | Grade | Material | ModelReference | NominalHeight | NominalLength | NominalWidth | ProductionYear | Shape | SustainabilityPerformance | WarrantyDescription | WarrantyDurationLabor | WarrantyDurationParts | ModelLabel | Manufacturer | 23.60.30.11.14
289318 | Level 2 | ExpectedLife | 5 | 606523 | New Construction | AccessibilityPerformance | WarrantyGuarantorParts | 90.000000 | FIXED | Unit A Hydronic Supply In | CodePerformance | 310502 | 0.093750 | Level 2 | 0.046875 | 289317 | 0.000000 | 289314 | Reference | Elbow - Generic | 25 mm-25 mm | 289346,289348,289350,289352,289354,289356,289358,310558,311068,311069,311070 | 0kad3Qs5P7DPrbWgfM1oED | Color | 33 | M_Elbow - Generic:Elbow - Generic:Elbow - Generic:606523 |  | InstallationDate | 289318 | WarrantyGuarantorLabor | 0.037500 | 0.041010 | 0.082021 | Features | TagNumber | 0.067708 | BarCode | Hydronic Supply | Regular 45, 90 and 180 Elbow | 0.046875 | Constituents | F | 0.067708 | SerialNumber | WarrantyStartDate | AssetIdentifier | Level : Level 2 | 0.096368 | 1413 | ReplacementCost | M_Pipe Fitting - Generic.csv | Pipework Fittings | Finish | Grade | Material | ModelReference | NominalHeight | NominalLength | NominalWidth | ProductionYear | Shape | SustainabilityPerformance | WarrantyDescription | WarrantyDurationLabor | WarrantyDurationParts | ModelLabel | Manufacturer | 23.60.30.11.14
289366 | Level 2 | ExpectedLife | 5 | 606552 | New Construction | AccessibilityPerformance | WarrantyGuarantorParts | 90.000000 | FIXED | Unit A Hydronic Supply In | CodePerformance | 310502 | 0.093750 | Level 1 | 0.046875 | 289365 | 0.000000 | 289362 | Reference | Elbow - Generic | 25 mm-25 mm | 289394,289396,289398,289400,289402,289404,289406,310558,311068,311069,311070 | 0kad3Qs5P7DPrbWgfM1oFk | Color | 33 | M_Elbow - Generic:Elbow - Generic:Elbow - Generic:606552 |  | InstallationDate | 289366 | WarrantyGuarantorLabor | 0.037500 | 0.041010 | 0.082021 | Features | TagNumber | 0.067708 | BarCode | Hydronic Supply | Regular 45, 90 and 180 Elbow | 0.046875 | Constituents | F | 0.067708 | SerialNumber | WarrantyStartDate | AssetIdentifier | Level : Level 1 | 3.176200 | 1414 | ReplacementCost | M_Pipe Fitting - Generic.csv | Pipework Fittings | Finish | Grade | Material | ModelReference | NominalHeight | NominalLength | NominalWidth | ProductionYear | Shape | SustainabilityPerformance | WarrantyDescription | WarrantyDurationLabor | WarrantyDurationParts | ModelLabel | Manufacturer | 23.60.30.11.14
294274 | Level 2 | ExpectedLife | 5 | 606680 | New Construction | AccessibilityPerformance | WarrantyGuarantorParts | 90.000000 | FIXED | Unit B Hydronic Supply In | CodePerformance | 310502 | 0.093750 | Level 2 | 0.046875 | 294273 | 0.000000 | 294270 | Reference | Elbow - Generic | 25 mm-25 mm | 294302,294304,294306,294308,294310,294312,294314,310558,311068,311069,311070 | 0kad3Qs5P7DPrbWgfM1oDk | Color | 33 | M_Elbow - Generic:Elbow - Generic:Elbow - Generic:606680 |  | InstallationDate | 294274 | WarrantyGuarantorLabor | 0.037500 | 0.041010 | 0.082021 | Features | TagNumber | 0.067708 | BarCode | Hydronic Supply | Regular 45, 90 and 180 Elbow | 0.046875 | Constituents | F | 0.067708 | SerialNumber | WarrantyStartDate | AssetIdentifier | Level : Level 2 | 0.076200 | 1420 | ReplacementCost | M_Pipe Fitting - Generic.csv | Pipework Fittings | Finish | Grade | Material | ModelReference | NominalHeight | NominalLength | NominalWidth | ProductionYear | Shape | SustainabilityPerformance | WarrantyDescription | WarrantyDurationLabor | WarrantyDurationParts | ModelLabel | Manufacturer | 23.60.30.11.14
294370 | Level 2 | ExpectedLife | 5 | 606753 | New Construction | AccessibilityPerformance | WarrantyGuarantorParts | 90.000000 | FIXED | Unit B Hydronic Supply In | CodePerformance | 310502 | 0.093750 | Level 1 | 0.046875 | 294369 | 0.000000 | 294366 | Reference | Elbow - Generic | 25 mm-25 mm | 294398,294400,294402,294404,294406,294408,294410,310558,311068,311069,311070 | 0kad3Qs5P7DPrbWgfM1o2N | Color | 33 | M_Elbow - Generic:Elbow - Generic:Elbow - Generic:606753 |  | InstallationDate | 294370 | WarrantyGuarantorLabor | 0.037500 | 0.041010 | 0.082021 | Features | TagNumber | 0.067708 | BarCode | Hydronic Supply | Regular 45, 90 and 180 Elbow | 0.046875 | Constituents | F | 0.067708 | SerialNumber | WarrantyStartDate | AssetIdentifier | Level : Level 1 | 3.195200 | 1425 | ReplacementCost | M_Pipe Fitting - Generic.csv | Pipework Fittings | Finish | Grade | Material | ModelReference | NominalHeight | NominalLength | NominalWidth | ProductionYear | Shape | SustainabilityPerformance | WarrantyDescription | WarrantyDurationLabor | WarrantyDurationParts | ModelLabel | Manufacturer | 23.60.30.11.14
294418 | Level 2 | ExpectedLife | 5 | 606790 | New Construction | AccessibilityPerformance | WarrantyGuarantorParts | 90.000000 | FIXED | Unit B Hydronic Supply In | CodePerformance | 310502 | 0.093750 | Level 2 | 0.046875 | 294417 | 0.000000 | 294414 | Reference | Elbow - Generic | 25 mm-25 mm | 294446,294448,294450,294452,294454,294456,294458,310558,311068,311069,311070 | 0kad3Qs5P7DPrbWgfM1o3m | Color | 33 | M_Elbow - Generic:Elbow - Generic:Elbow - Generic:606790 |  | InstallationDate | 294418 | WarrantyGuarantorLabor | 0.037500 | 0.041010 | 0.082021 | Features | TagNumber | 0.067708 | BarCode | Hydronic Supply | Regular 45, 90 and 180 Elbow | 0.046875 | Constituents | F | 0.067708 | SerialNumber | WarrantyStartDate | AssetIdentifier | Level : Level 2 | 0.096368 | 1427 | ReplacementCost | M_Pipe Fitting - Generic.csv | Pipework Fittings | Finish | Grade | Material | ModelReference | NominalHeight | NominalLength | NominalWidth | ProductionYear | Shape | SustainabilityPerformance | WarrantyDescription | WarrantyDurationLabor | WarrantyDurationParts | ModelLabel | Manufacturer | 23.60.30.11.14
296823 | Level 2 | ExpectedLife | 5 | 606821 | New Construction | AccessibilityPerformance | WarrantyGuarantorParts | 90.000001 | FIXED | Unit B Hydronic Supply In | CodePerformance | 310502 | 0.093750 | Level 1 | 0.046875 | 296822 | 0.000000 | 296818 | Reference | Elbow - Generic | 25 mm-25 mm | 296851,296853,296855,296857,296859,296861,296863,311046,311068,311069,311070 | 3bKjiAXy59_vE_roBOSCvj | Color | 33 | M_Elbow - Generic:Elbow - Generic:Elbow - Generic:606821 |  | InstallationDate | 296823 | WarrantyGuarantorLabor | 0.037500 | 0.041010 | 0.082021 | Features | TagNumber | 0.067708 | BarCode | Hydronic Supply | Regular 45, 90 and 180 Elbow | 0.046875 | Constituents | F | 0.067708 | SerialNumber | WarrantyStartDate | AssetIdentifier | Level : Level 1 | 3.195200 | 1428 | ReplacementCost | M_Pipe Fitting - Generic.csv | Pipework Fittings | Finish | Grade | Material | ModelReference | NominalHeight | NominalLength | NominalWidth | ProductionYear | Shape | SustainabilityPerformance | WarrantyDescription | WarrantyDurationLabor | WarrantyDurationParts | ModelLabel | Manufacturer | 23.60.30.11.14
296969 | Level 2 | ExpectedLife | 5 | 606964 | New Construction | AccessibilityPerformance | WarrantyGuarantorParts | 90.000000 | FIXED | Unit A Hydronic Supply In | CodePerformance | 310502 | 0.093750 | Level 1 | 0.046875 | 296968 | 0.000000 | 296965 | Reference | Elbow - Generic | 25 mm-25 mm | 296997,296999,297001,297003,297005,297007,297009,310558,311068,311069,311070 | 0kad3Qs5P7DPrbWgfM1o12 | Color | 33 | M_Elbow - Generic:Elbow - Generic:Elbow - Generic:606964 |  | InstallationDate | 296969 | WarrantyGuarantorLabor | 0.037500 | 0.041010 | 0.082021 | Features | TagNumber | 0.067708 | BarCode | Hydronic Supply | Regular 45, 90 and 180 Elbow | 0.046875 | Constituents | F | 0.067708 | SerialNumber | WarrantyStartDate | AssetIdentifier | Level : Level 1 | 3.195200 | 1432 | ReplacementCost | M_Pipe Fitting - Generic.csv | Pipework Fittings | Finish | Grade | Material | ModelReference | NominalHeight | NominalLength | NominalWidth | ProductionYear | Shape | SustainabilityPerformance | WarrantyDescription | WarrantyDurationLabor | WarrantyDurationParts | ModelLabel | Manufacturer | 23.60.30.11.14
90481 | A205 | ExpectedLife | 5 | 578414 | New Construction | AccessibilityPerformance | WarrantyGuarantorParts |  | FIXED | Unit A Hydronic Supply In | CodePerformance | 310546 |  | Level 2 |  | 90480 | 0.000000 | 90474 | Reference | Transition - Generic | 40 mm-25 mm | 90518,90520,90522,90524,90526,90528,90530,310692,311078,311079,311080 | 0kaVCm0DbBMeMk$CEuGibb | Color | 33 | M_Transition - Generic:Transition - Generic:Transition - Generic:578414 |  | InstallationDate | 90481 | WarrantyGuarantorLabor |  |  |  | Features | TagNumber |  | BarCode | Hydronic Supply | Reducer/Coupling/Union/Increaser |  | Constituents | T |  | SerialNumber | WarrantyStartDate | AssetIdentifier | Level : Level 2 | 0.222200 | 1035 | ReplacementCost | M_Pipe Fitting - Generic.csv | Pipework Fittings | Finish | Grade | Material | ModelReference | NominalHeight | NominalLength | NominalWidth | ProductionYear | Shape | SustainabilityPerformance | WarrantyDescription | WarrantyDurationLabor | WarrantyDurationParts | ModelLabel | Manufacturer | 23.60.30.11.14 |  |  | F | T | F | 0.065617 | 0.093750 | 0.177083 | 0.046875 | 0.088542 | 0.082021 | 0.131234 | 10.000000 | 0.177083 | 10.000000 | 0.046875 | 0.088542 | 0.037500 | 0.070833 | 0.041010 | 0.065617 | 0.044271 | 0.065617
90541 | A205 | ExpectedLife | 5 | 578420 | New Construction | AccessibilityPerformance | WarrantyGuarantorParts | 90.000000 | FIXED | Unit A Hydronic Supply In | CodePerformance | 310546 | 0.093750 | Level 2 | 0.046875 | 90540 | 0.000000 | 90534 | Reference | Elbow - Generic | 25 mm-25 mm | 90569,90571,90573,90575,90577,90579,90581,310558,311068,311069,311070 | 09MuOLFfP2PBERh1jIFpFx | Color | 33 | M_Elbow - Generic:Elbow - Generic:Elbow - Generic:578420 |  | InstallationDate | 90541 | WarrantyGuarantorLabor | 0.037500 | 0.041010 | 0.082021 | Features | TagNumber | 0.067708 | BarCode | Hydronic Supply | Regular 45, 90 and 180 Elbow | 0.046875 | Constituents | T | 0.067708 | SerialNumber | WarrantyStartDate | AssetIdentifier | Level : Level 2 | 0.222200 | 1036 | ReplacementCost | M_Pipe Fitting - Generic.csv | Pipework Fittings | Finish | Grade | Material | ModelReference | NominalHeight | NominalLength | NominalWidth | ProductionYear | Shape | SustainabilityPerformance | WarrantyDescription | WarrantyDurationLabor | WarrantyDurationParts | ModelLabel | Manufacturer | 23.60.30.11.14
96914 | A205 | ExpectedLife | 5 | 578596 | New Construction | AccessibilityPerformance | WarrantyGuarantorParts | 90.000000 | FIXED | Unit A Hydronic Supply In | CodePerformance | 310546 | 0.093750 | Level 2 | 0.046875 | 96913 | 0.000000 | 96907 | Reference | Elbow - Generic | 25 mm-25 mm | 96942,96944,96946,96948,96950,96952,96954,310558,311068,311069,311070 | 09MuOLFfP2PBERh1jIFpIh | Color | 33 | M_Elbow - Generic:Elbow - Generic:Elbow - Generic:578596 |  | InstallationDate | 96914 | WarrantyGuarantorLabor | 0.037500 | 0.041010 | 0.082021 | Features | TagNumber | 0.067708 | BarCode | Hydronic Supply | Regular 45, 90 and 180 Elbow | 0.046875 | Constituents | T | 0.067708 | SerialNumber | WarrantyStartDate | AssetIdentifier | Level : Level 2 | 0.654000 | 1057 | ReplacementCost | M_Pipe Fitting - Generic.csv | Pipework Fittings | Finish | Grade | Material | ModelReference | NominalHeight | NominalLength | NominalWidth | ProductionYear | Shape | SustainabilityPerformance | WarrantyDescription | WarrantyDurationLabor | WarrantyDurationParts | ModelLabel | Manufacturer | 23.60.30.11.14
96965 | A205 | ExpectedLife | 5 | 578598 | New Construction | AccessibilityPerformance | WarrantyGuarantorParts | 90.000000 | FIXED | Unit A Hydronic Supply In | CodePerformance | 310546 | 0.093750 | Level 2 | 0.046875 | 96964 | 0.000000 | 96958 | Reference | Elbow - Generic | 25 mm-25 mm | 96993,96995,96997,96999,97001,97003,97005,310558,311068,311069,311070 | 09MuOLFfP2PBERh1jIFpIf | Color | 33 | M_Elbow - Generic:Elbow - Generic:Elbow - Generic:578598 |  | InstallationDate | 96965 | WarrantyGuarantorLabor | 0.037500 | 0.041010 | 0.082021 | Features | TagNumber | 0.067708 | BarCode | Hydronic Supply | Regular 45, 90 and 180 Elbow | 0.046875 | Constituents | T | 0.067708 | SerialNumber | WarrantyStartDate | AssetIdentifier | Level : Level 2 | 0.654000 | 1059 | ReplacementCost | M_Pipe Fitting - Generic.csv | Pipework Fittings | Finish | Grade | Material | ModelReference | NominalHeight | NominalLength | NominalWidth | ProductionYear | Shape | SustainabilityPerformance | WarrantyDescription | WarrantyDurationLabor | WarrantyDurationParts | ModelLabel | Manufacturer | 23.60.30.11.14
97016 | A205 | ExpectedLife | 5 | 578599 | New Construction | AccessibilityPerformance | WarrantyGuarantorParts |  | FIXED | Unit A Hydronic Supply In | CodePerformance | 310546 |  | Level 2 |  | 97015 | 0.000000 | 97009 | Reference | Transition - Generic | 40 mm-25 mm | 97053,97055,97057,97059,97061,97063,97065,310692,311078,311079,311080 | 09MuOLFfP2PBERh1jIFpIe | Color | 33 | M_Transition - Generic:Transition - Generic:Transition - Generic:578599 |  | InstallationDate | 97016 | WarrantyGuarantorLabor |  |  |  | Features | TagNumber |  | BarCode | Hydronic Supply | Reducer/Coupling/Union/Increaser |  | Constituents | T |  | SerialNumber | WarrantyStartDate | AssetIdentifier | Level : Level 2 | 0.654000 | 1060 | ReplacementCost | M_Pipe Fitting - Generic.csv | Pipework Fittings | Finish | Grade | Material | ModelReference | NominalHeight | NominalLength | NominalWidth | ProductionYear | Shape | SustainabilityPerformance | WarrantyDescription | WarrantyDurationLabor | WarrantyDurationParts | ModelLabel | Manufacturer | 23.60.30.11.14 |  |  | F | T | F | 0.065617 | 0.093750 | 0.177083 | 0.046875 | 0.088542 | 0.082021 | 0.131234 | 10.000000 | 0.177083 | 10.000000 | 0.046875 | 0.088542 | 0.037500 | 0.070833 | 0.041010 | 0.065617 | 0.044271 | 0.065617
97301 | A205 | ExpectedLife | 5 | 578610 | New Construction | AccessibilityPerformance | WarrantyGuarantorParts |  | FIXED | Unit A Hydronic Supply In | CodePerformance | 310546 |  | Level 2 |  | 97300 | 0.000000 | 97294 | Reference | Transition - Generic | 50 mm-25 mm | 97338,97340,97342,97344,97346,97348,97350,310696,311078,311079,311080 | 09MuOLFfP2PBERh1jIFpIz | Color | 33 | M_Transition - Generic:Transition - Generic:Transition - Generic:578610 |  | InstallationDate | 97301 | WarrantyGuarantorLabor |  |  |  | Features | TagNumber |  | BarCode | Hydronic Supply | Reducer/Coupling/Union/Increaser |  | Constituents | T |  | SerialNumber | WarrantyStartDate | AssetIdentifier | Level : Level 2 | 0.282325 | 1061 | ReplacementCost | M_Pipe Fitting - Generic.csv | Pipework Fittings | Finish | Grade | Material | ModelReference | NominalHeight | NominalLength | NominalWidth | ProductionYear | Shape | SustainabilityPerformance | WarrantyDescription | WarrantyDurationLabor | WarrantyDurationParts | ModelLabel | Manufacturer | 23.60.30.11.14 |  |  | F | T | F | 0.082021 | 0.093750 | 0.177083 | 0.046875 | 0.088542 | 0.082021 | 0.164042 | 10.000000 | 0.177083 | 10.000000 | 0.046875 | 0.088542 | 0.037500 | 0.070833 | 0.041010 | 0.082021 | 0.044271 | 0.082021
97361 | A205 | ExpectedLife | 5 | 578611 | New Construction | AccessibilityPerformance | WarrantyGuarantorParts |  | FIXED | Unit A Hydronic Supply In | CodePerformance | 310546 |  | Level 2 |  | 97360 | 0.000000 | 97354 | Reference | Transition - Generic | 50 mm-25 mm | 97398,97400,97402,97404,97406,97408,97410,310696,311078,311079,311080 | 09MuOLFfP2PBERh1jIFpIy | Color | 33 | M_Transition - Generic:Transition - Generic:Transition - Generic:578611 |  | InstallationDate | 97361 | WarrantyGuarantorLabor |  |  |  | Features | TagNumber |  | BarCode | Hydronic Supply | Reducer/Coupling/Union/Increaser |  | Constituents | T |  | SerialNumber | WarrantyStartDate | AssetIdentifier | Level : Level 2 | 0.460325 | 1062 | ReplacementCost | M_Pipe Fitting - Generic.csv | Pipework Fittings | Finish | Grade | Material | ModelReference | NominalHeight | NominalLength | NominalWidth | ProductionYear | Shape | SustainabilityPerformance | WarrantyDescription | WarrantyDurationLabor | WarrantyDurationParts | ModelLabel | Manufacturer | 23.60.30.11.14 |  |  | F | T | F | 0.082021 | 0.093750 | 0.177083 | 0.046875 | 0.088542 | 0.082021 | 0.164042 | 10.000000 | 0.177083 | 10.000000 | 0.046875 | 0.088542 | 0.037500 | 0.070833 | 0.041010 | 0.082021 | 0.044271 | 0.082021
228174 | A205 | ExpectedLife | 5 | 593705 | New Construction | AccessibilityPerformance | WarrantyGuarantorParts | 90.000000 | FIXED | Unit A Hydronic Supply In | CodePerformance | 310546 | 0.093750 | Level 2 | 0.046875 | 228173 | 0.000000 | 228167 | Reference | Tee - Generic | 25 mm-25 mm-25 mm | 228203,228205,228207,228209,228211,228213,228215,310567,311065,311066,311067 | 2gWwY8cwDExg6tt0HBFucj | Color | 33 | M_Tee - Generic:Tee - Generic:Tee - Generic:593705 |  | InstallationDate | 228174 | WarrantyGuarantorLabor | 0.037500 | 0.041010 | 0.082021 | Features | TagNumber | 0.088542 | BarCode | Hydronic Supply | Tee | 0.046875 | Constituents | T |  | SerialNumber | WarrantyStartDate | AssetIdentifier | Level : Level 2 | 0.573572 | 1111 | ReplacementCost | M_Pipe Fitting - Generic.csv | Pipework Fittings | Finish | Grade | Material | ModelReference | NominalHeight | NominalLength | NominalWidth | ProductionYear | Shape | SustainabilityPerformance | WarrantyDescription | WarrantyDurationLabor | WarrantyDurationParts | ModelLabel | Manufacturer | 23.60.30.11.14 | 0.088542 | 90.000000
229152 | A205 | ExpectedLife | 5 | 594163 | New Construction | AccessibilityPerformance | WarrantyGuarantorParts | 90.000000 | FIXED | Unit A Hydronic Supply In | CodePerformance | 310546 | 0.093750 | Level 2 | 0.046875 | 229151 | 0.000000 | 229145 | Reference | Elbow - Generic | 25 mm-25 mm | 229180,229182,229184,229186,229188,229190,229192,310558,311068,311069,311070 | 2gWwY8cwDExg6tt0HBFvPt | Color | 33 | M_Elbow - Generic:Elbow - Generic:Elbow - Generic:594163 |  | InstallationDate | 229152 | WarrantyGuarantorLabor | 0.037500 | 0.041010 | 0.082021 | Features | TagNumber | 0.067708 | BarCode | Hydronic Supply | Regular 45, 90 and 180 Elbow | 0.046875 | Constituents | T | 0.067708 | SerialNumber | WarrantyStartDate | AssetIdentifier | Level : Level 2 | 0.573572 | 1126 | ReplacementCost | M_Pipe Fitting - Generic.csv | Pipework Fittings | Finish | Grade | Material | ModelReference | NominalHeight | NominalLength | NominalWidth | ProductionYear | Shape | SustainabilityPerformance | WarrantyDescription | WarrantyDurationLabor | WarrantyDurationParts | ModelLabel | Manufacturer | 23.60.30.11.14
230713 | A205 | ExpectedLife | 5 | 595095 | New Construction | AccessibilityPerformance | WarrantyGuarantorParts | 90.000000 | FIXED | Unit A Natural Gas | CodePerformance | 310546 | 0.093750 | Level 2 | 0.046875 | 230712 | 0.000000 | 230706 | Reference | Elbow - Generic | 25 mm-25 mm | 230741,230743,230745,230747,230749,230751,230753,310558,311068,311069,311070 | 0Rt1BXEtP6E8c0r6LHZfqD | Color | 33 | M_Elbow - Generic:Elbow - Generic:Elbow - Generic:595095 |  | InstallationDate | 230713 | WarrantyGuarantorLabor | 0.037500 | 0.041010 | 0.082021 | Features | TagNumber | 0.067708 | BarCode | Other | Regular 45, 90 and 180 Elbow | 0.046875 | Constituents | T | 0.067708 | SerialNumber | WarrantyStartDate | AssetIdentifier | Level : Level 2 | 0.222200 | 1166 | ReplacementCost | M_Pipe Fitting - Generic.csv | Pipework Fittings | Finish | Grade | Material | ModelReference | NominalHeight | NominalLength | NominalWidth | ProductionYear | Shape | SustainabilityPerformance | WarrantyDescription | WarrantyDurationLabor | WarrantyDurationParts | ModelLabel | Manufacturer | 23.60.30.11.14
100794 | B205 | ExpectedLife | 5 | 579165 | New Construction | AccessibilityPerformance | WarrantyGuarantorParts |  | FIXED | Unit B Hydronic Supply In | CodePerformance | 310547 |  | Level 2 |  | 100793 | 0.000000 | 100787 | Reference | Transition - Generic | 40 mm-25 mm | 100831,100833,100835,100837,100839,100841,100843,310692,311078,311079,311080 | 2lNhgfRZ1DQuhMBHCrJyZi | Color | 33 | M_Transition - Generic:Transition - Generic:Transition - Generic:579165 |  | InstallationDate | 100794 | WarrantyGuarantorLabor |  |  |  | Features | TagNumber |  | BarCode | Hydronic Supply | Reducer/Coupling/Union/Increaser |  | Constituents | T |  | SerialNumber | WarrantyStartDate | AssetIdentifier | Level : Level 2 | 0.222200 | 1120 | ReplacementCost | M_Pipe Fitting - Generic.csv | Pipework Fittings | Finish | Grade | Material | ModelReference | NominalHeight | NominalLength | NominalWidth | ProductionYear | Shape | SustainabilityPerformance | WarrantyDescription | WarrantyDurationLabor | WarrantyDurationParts | ModelLabel | Manufacturer | 23.60.30.11.14 |  |  | F | T | F | 0.065617 | 0.093750 | 0.177083 | 0.046875 | 0.088542 | 0.082021 | 0.131234 | 10.000000 | 0.177083 | 10.000000 | 0.046875 | 0.088542 | 0.037500 | 0.070833 | 0.041010 | 0.065617 | 0.044271 | 0.065617
101116 | B205 | ExpectedLife | 5 | 579263 | New Construction | AccessibilityPerformance | WarrantyGuarantorParts |  | FIXED | Unit B Hydronic Supply In | CodePerformance | 310547 |  | Level 2 |  | 101115 | 0.000000 | 101109 | Reference | Transition - Generic | 50 mm-25 mm | 101153,101155,101157,101159,101161,101163,101165,310696,311078,311079,311080 | 2lNhgfRZ1DQuhMBHCrJyWE | Color | 33 | M_Transition - Generic:Transition - Generic:Transition - Generic:579263 |  | InstallationDate | 101116 | WarrantyGuarantorLabor |  |  |  | Features | TagNumber |  | BarCode | Hydronic Supply | Reducer/Coupling/Union/Increaser |  | Constituents | T |  | SerialNumber | WarrantyStartDate | AssetIdentifier | Level : Level 2 | 0.286500 | 1132 | ReplacementCost | M_Pipe Fitting - Generic.csv | Pipework Fittings | Finish | Grade | Material | ModelReference | NominalHeight | NominalLength | NominalWidth | ProductionYear | Shape | SustainabilityPerformance | WarrantyDescription | WarrantyDurationLabor | WarrantyDurationParts | ModelLabel | Manufacturer | 23.60.30.11.14 |  |  | F | T | F | 0.082021 | 0.093750 | 0.177083 | 0.046875 | 0.088542 | 0.082021 | 0.164042 | 10.000000 | 0.177083 | 10.000000 | 0.046875 | 0.088542 | 0.037500 | 0.070833 | 0.041010 | 0.082021 | 0.044271 | 0.082021
116178 | B205 | ExpectedLife | 5 | 581164 | New Construction | AccessibilityPerformance | WarrantyGuarantorParts | 90.000000 | FIXED | Unit B Hydronic Supply In | CodePerformance | 310547 | 0.093750 | Level 2 | 0.046875 | 116177 | 0.000000 | 116171 | Reference | Elbow - Generic | 40 mm-40 mm | 116206,116208,116210,116212,116214,116216,116218,310725,311068,311069,311070 | 0_PXghGjL3Gw9UlmLSUuaI | Color | 33 | M_Elbow - Generic:Elbow - Generic:Elbow - Generic:581164 |  | InstallationDate | 116178 | WarrantyGuarantorLabor | 0.037500 | 0.065617 | 0.131234 | Features | TagNumber | 0.067708 | BarCode | Hydronic Supply | Regular 45, 90 and 180 Elbow | 0.046875 | Constituents | T | 0.067708 | SerialNumber | WarrantyStartDate | AssetIdentifier | Level : Level 2 | 0.654000 | 1207 | ReplacementCost | M_Pipe Fitting - Generic.csv | Pipework Fittings | Finish | Grade | Material | ModelReference | NominalHeight | NominalLength | NominalWidth | ProductionYear | Shape | SustainabilityPerformance | WarrantyDescription | WarrantyDurationLabor | WarrantyDurationParts | ModelLabel | Manufacturer | 23.60.30.11.14
202749 | B205 | ExpectedLife | 5 | 584239 | New Construction | AccessibilityPerformance | WarrantyGuarantorParts |  | FIXED | Unit B Hydronic Supply In | CodePerformance | 310547 |  | Level 2 |  | 202748 | 0.000000 | 202742 | Reference | Transition - Generic | 50 mm-25 mm | 202786,202788,202790,202792,202794,202796,202798,310696,311078,311079,311080 | 0qyCvw_7DFevbJit6TEzge | Color | 33 | M_Transition - Generic:Transition - Generic:Transition - Generic:584239 |  | InstallationDate | 202749 | WarrantyGuarantorLabor |  |  |  | Features | TagNumber |  | BarCode | Hydronic Supply | Reducer/Coupling/Union/Increaser |  | Constituents | T |  | SerialNumber | WarrantyStartDate | AssetIdentifier | Level : Level 2 | 0.503394 | 1009 | ReplacementCost | M_Pipe Fitting - Generic.csv | Pipework Fittings | Finish | Grade | Material | ModelReference | NominalHeight | NominalLength | NominalWidth | ProductionYear | Shape | SustainabilityPerformance | WarrantyDescription | WarrantyDurationLabor | WarrantyDurationParts | ModelLabel | Manufacturer | 23.60.30.11.14 |  |  | F | T | F | 0.082021 | 0.093750 | 0.177083 | 0.046875 | 0.088542 | 0.082021 | 0.164042 | 10.000000 | 0.177083 | 10.000000 | 0.046875 | 0.088542 | 0.037500 | 0.070833 | 0.041010 | 0.082021 | 0.044271 | 0.082021
202809 | B205 | ExpectedLife | 5 | 584240 | New Construction | AccessibilityPerformance | WarrantyGuarantorParts | 90.000000 | FIXED | Unit B Hydronic Supply In | CodePerformance | 310547 | 0.093750 | Level 2 | 0.046875 | 202808 | 0.000000 | 202802 | Reference | Elbow - Generic | 25 mm-25 mm | 202837,202839,202841,202843,202845,202847,202849,310558,311068,311069,311070 | 0qyCvw_7DFevbJit6TEzgt | Color | 33 | M_Elbow - Generic:Elbow - Generic:Elbow - Generic:584240 |  | InstallationDate | 202809 | WarrantyGuarantorLabor | 0.037500 | 0.041010 | 0.082021 | Features | TagNumber | 0.067708 | BarCode | Hydronic Supply | Regular 45, 90 and 180 Elbow | 0.046875 | Constituents | T | 0.067708 | SerialNumber | WarrantyStartDate | AssetIdentifier | Level : Level 2 | 0.654000 | 1010 | ReplacementCost | M_Pipe Fitting - Generic.csv | Pipework Fittings | Finish | Grade | Material | ModelReference | NominalHeight | NominalLength | NominalWidth | ProductionYear | Shape | SustainabilityPerformance | WarrantyDescription | WarrantyDurationLabor | WarrantyDurationParts | ModelLabel | Manufacturer | 23.60.30.11.14
202860 | B205 | ExpectedLife | 5 | 584241 | New Construction | AccessibilityPerformance | WarrantyGuarantorParts |  | FIXED | Unit B Hydronic Supply In | CodePerformance | 310547 |  | Level 2 |  | 202859 | 0.000000 | 202853 | Reference | Transition - Generic | 40 mm-25 mm | 202897,202899,202901,202903,202905,202907,202909,310692,311078,311079,311080 | 0qyCvw_7DFevbJit6TEzgs | Color | 33 | M_Transition - Generic:Transition - Generic:Transition - Generic:584241 |  | InstallationDate | 202860 | WarrantyGuarantorLabor |  |  |  | Features | TagNumber |  | BarCode | Hydronic Supply | Reducer/Coupling/Union/Increaser |  | Constituents | T |  | SerialNumber | WarrantyStartDate | AssetIdentifier | Level : Level 2 | 0.654000 | 1011 | ReplacementCost | M_Pipe Fitting - Generic.csv | Pipework Fittings | Finish | Grade | Material | ModelReference | NominalHeight | NominalLength | NominalWidth | ProductionYear | Shape | SustainabilityPerformance | WarrantyDescription | WarrantyDurationLabor | WarrantyDurationParts | ModelLabel | Manufacturer | 23.60.30.11.14 |  |  | F | T | F | 0.065617 | 0.093750 | 0.177083 | 0.046875 | 0.088542 | 0.082021 | 0.131234 | 10.000000 | 0.177083 | 10.000000 | 0.046875 | 0.088542 | 0.037500 | 0.070833 | 0.041010 | 0.065617 | 0.044271 | 0.065617
214561 | B205 | ExpectedLife | 5 | 591306 | New Construction | AccessibilityPerformance | WarrantyGuarantorParts | 90.000000 | FIXED | Unit B Hydronic Supply In | CodePerformance | 310547 | 0.093750 | Level 2 | 0.046875 | 214560 | 0.000000 | 214554 | Reference | Elbow - Generic | 25 mm-25 mm | 214589,214591,214593,214595,214597,214599,214601,310558,311068,311069,311070 | 1LtcpI2_z96RTwNHGZGH7F | Color | 33 | M_Elbow - Generic:Elbow - Generic:Elbow - Generic:591306 |  | InstallationDate | 214561 | WarrantyGuarantorLabor | 0.037500 | 0.041010 | 0.082021 | Features | TagNumber | 0.067708 | BarCode | Hydronic Supply | Regular 45, 90 and 180 Elbow | 0.046875 | Constituents | T | 0.067708 | SerialNumber | WarrantyStartDate | AssetIdentifier | Level : Level 2 | 0.222200 | 1073 | ReplacementCost | M_Pipe Fitting - Generic.csv | Pipework Fittings | Finish | Grade | Material | ModelReference | NominalHeight | NominalLength | NominalWidth | ProductionYear | Shape | SustainabilityPerformance | WarrantyDescription | WarrantyDurationLabor | WarrantyDurationParts | ModelLabel | Manufacturer | 23.60.30.11.14
227011 | B205 | ExpectedLife | 5 | 593346 | New Construction | AccessibilityPerformance | WarrantyGuarantorParts | 90.000000 | FIXED | Unit B Hydronic Supply In | CodePerformance | 310547 | 0.093750 | Level 2 | 0.046875 | 227010 | 0.000000 | 227004 | Reference | Elbow - Generic | 25 mm-25 mm | 227039,227041,227043,227045,227047,227049,227051,310558,311068,311069,311070 | 1LtcpI2_z96RTwNHGZGHd7 | Color | 33 | M_Elbow - Generic:Elbow - Generic:Elbow - Generic:593346 |  | InstallationDate | 227011 | WarrantyGuarantorLabor | 0.037500 | 0.041010 | 0.082021 | Features | TagNumber | 0.067708 | BarCode | Hydronic Supply | Regular 45, 90 and 180 Elbow | 0.046875 | Constituents | T | 0.067708 | SerialNumber | WarrantyStartDate | AssetIdentifier | Level : Level 2 | 0.548504 | 1097 | ReplacementCost | M_Pipe Fitting - Generic.csv | Pipework Fittings | Finish | Grade | Material | ModelReference | NominalHeight | NominalLength | NominalWidth | ProductionYear | Shape | SustainabilityPerformance | WarrantyDescription | WarrantyDurationLabor | WarrantyDurationParts | ModelLabel | Manufacturer | 23.60.30.11.14
227062 | B205 | ExpectedLife | 5 | 593348 | New Construction | AccessibilityPerformance | WarrantyGuarantorParts | 90.000000 | FIXED | Unit B Hydronic Supply In | CodePerformance | 310547 | 0.093750 | Level 2 | 0.046875 | 227061 | 0.000000 | 227055 | Reference | Tee - Generic | 25 mm-25 mm-25 mm | 227091,227093,227095,227097,227099,227101,227103,310567,311065,311066,311067 | 1LtcpI2_z96RTwNHGZGHd1 | Color | 33 | M_Tee - Generic:Tee - Generic:Tee - Generic:593348 |  | InstallationDate | 227062 | WarrantyGuarantorLabor | 0.037500 | 0.041010 | 0.082021 | Features | TagNumber | 0.088542 | BarCode | Hydronic Supply | Tee | 0.046875 | Constituents | T |  | SerialNumber | WarrantyStartDate | AssetIdentifier | Level : Level 2 | 0.548504 | 1099 | ReplacementCost | M_Pipe Fitting - Generic.csv | Pipework Fittings | Finish | Grade | Material | ModelReference | NominalHeight | NominalLength | NominalWidth | ProductionYear | Shape | SustainabilityPerformance | WarrantyDescription | WarrantyDurationLabor | WarrantyDurationParts | ModelLabel | Manufacturer | 23.60.30.11.14 | 0.088542 | 90.000000
229606 | B205 | ExpectedLife | 5 | 594598 | New Construction | AccessibilityPerformance | WarrantyGuarantorParts | 90.000000 | FIXED | Unit B Natural Gas | CodePerformance | 310547 | 0.093750 | Level 2 | 0.046875 | 229605 | 0.000000 | 229599 | Reference | Elbow - Generic | 25 mm-25 mm | 229634,229636,229638,229640,229642,229644,229646,310558,311068,311069,311070 | 0Rt1BXEtP6E8c0r6LHZfiy | Color | 33 | M_Elbow - Generic:Elbow - Generic:Elbow - Generic:594598 |  | InstallationDate | 229606 | WarrantyGuarantorLabor | 0.037500 | 0.041010 | 0.082021 | Features | TagNumber | 0.067708 | BarCode | Other | Regular 45, 90 and 180 Elbow | 0.046875 | Constituents | T | 0.067708 | SerialNumber | WarrantyStartDate | AssetIdentifier | Level : Level 2 | 0.222200 | 1131 | ReplacementCost | M_Pipe Fitting - Generic.csv | Pipework Fittings | Finish | Grade | Material | ModelReference | NominalHeight | NominalLength | NominalWidth | ProductionYear | Shape | SustainabilityPerformance | WarrantyDescription | WarrantyDurationLabor | WarrantyDurationParts | ModelLabel | Manufacturer | 23.60.30.11.14
279063 | R301 | ExpectedLife | 1 | 602990 | New Construction | AccessibilityPerformance | WarrantyGuarantorParts | 45.000000 | FIXED | Unit B Mechanical Exhaust Air | CodePerformance | 310548 |  | Level 2 | 0.410105 | 279062 | 0.000000 | 279056 | Reference | 45 Degree | 250x250-250 | 279154,279156,279158,279160,279162,279164,279166,311022,311085,311086,311087 | 31siXJVEj1gxTKyEHEwcIO | Color | 33 | M_Rectangular to Round Transition - Angle:45 Degree:45 Degree:602990 |  | InstallationDate | 279063 | WarrantyGuarantorLabor |  |  |  | Features | TagNumber |  | BarCode | Exhaust Air |  |  | Constituents | T |  | SerialNumber | WarrantyStartDate | AssetIdentifier | Level : Level 2 | 3.420500 | 25 | ReplacementCost |  | Air Ductwork | Finish | Grade | Material | ModelReference | NominalHeight | NominalLength | NominalWidth | ProductionYear | Shape | SustainabilityPerformance | WarrantyDescription | WarrantyDurationLabor | WarrantyDurationParts | ModelLabel | Manufacturer | 23.75.70.14 | [5 empty] | 0.410105 | [16 empty] | 0.410105 | [10 empty] | -0.000000 | 0.000000 |  | 0.820210 | 0.000000 | 10.000000 | 0.000000 | 0.410105 | 0.000000 | 0.000000 | 1.000000 | 0.000000 | 0.410105 | 1.000000 | 10.000000 | 0.000000 | 0.205052 | 0.000000 | 0.000000 | 0.000000 | 0.000000 | 0.000000 | -0.000000 | 0.000000 | 0.410105 | 0.410105 | 0.000000 | 0.000000 | 0.000000 | 0.820210 | 0.820210 | 0.820210 | 0.820210 | 0.820210 | -0.034722 | 0.034722 | 0.820210 | 0.000000
279368 | R301 | ExpectedLife | 1 | 603490 | New Construction | AccessibilityPerformance | WarrantyGuarantorParts | 45.000000 | FIXED | Unit A Mechanical Exhaust Air | CodePerformance | 310548 |  | Roof | 0.410105 | 279367 | 0.000000 | 279361 | Reference | 45 Degree | 250x250-250 | 279427,279429,279431,279433,279435,279437,279439,311022,311085,311086,311087 | 3KNPGroYLBcOSeaFL19y9c | Color | 33 | M_Rectangular to Round Transition - Angle:45 Degree:45 Degree:603490 |  | InstallationDate | 279368 | WarrantyGuarantorLabor |  |  |  | Features | TagNumber |  | BarCode | Exhaust Air |  |  | Constituents | T |  | SerialNumber | WarrantyStartDate | AssetIdentifier | Level : Roof | 0.520500 | 36 | ReplacementCost |  | Air Ductwork | Finish | Grade | Material | ModelReference | NominalHeight | NominalLength | NominalWidth | ProductionYear | Shape | SustainabilityPerformance | WarrantyDescription | WarrantyDurationLabor | WarrantyDurationParts | ModelLabel | Manufacturer | 23.75.70.14 | [5 empty] | 0.410105 | [16 empty] | 0.410105 | [10 empty] | 0.000000 | 0.000000 |  | 0.820210 | 0.000000 | 10.000000 | 0.000000 | 0.410105 | 0.000000 | 0.000000 | 1.000000 | 0.000000 | 0.410105 | 1.000000 | 10.000000 | 0.000000 | 0.205052 | 0.000000 | 0.000000 | 0.000000 | 0.000000 | 0.000000 | 0.000000 | 0.000000 | 0.410105 | 0.410105 | 0.000000 | 0.000000 | 0.000000 | 0.820210 | 0.820210 | 0.820210 | 0.820210 | 0.820210 | -0.034722 | 0.034722 | 0.820210 | 0.000000
299126 | R301 | ExpectedLife |  | 610131 | New Construction | AccessibilityPerformance | WarrantyGuarantorParts |  | FIXED | Unit A Storm Drain | CodePerformance | 310548 |  |  |  | 299125 |  | 299119 | Reference | 380 mm Strainer - 25 mm Drain | Size | 299176,299178,299180,299182,299184,311047,311208,311209,311210,311211 | 1v5KPRBUvBaQIesqxyQrjw | Color | 33 | M_Roof Drain:380 mm Strainer - 25 mm Drain:380 mm Strainer - 25 mm Drain:610131 |  | InstallationDate | 299126 | WarrantyGuarantorLabor |  |  |  | Features | TagNumber |  | BarCode | Sanitary |  |  | Constituents |  |  | SerialNumber | WarrantyStartDate | AssetIdentifier | Linked Revit Model : Duplex_A.rvt | 0.000000 | 78 | ReplacementCost |  | Siphonic Drains | Finish | Grade | Material | ModelReference | NominalHeight | NominalLength | NominalWidth | ProductionYear | Shape | SustainabilityPerformance | WarrantyDescription | WarrantyDurationLabor | WarrantyDurationParts | ModelLabel | Manufacturer | 23.70.50.24.17 | [71 empty] | Level 1 | 6.457000 | 0.000000 | 0.041010 | 0.150000 | 0.082021 | 0.075000
299199 | R301 | ExpectedLife |  | 610145 | New Construction | AccessibilityPerformance | WarrantyGuarantorParts |  | FIXED | Unit B Storm Drain | CodePerformance | 310548 |  |  |  | 299198 |  | 299192 | Reference | 380 mm Strainer - 25 mm Drain | Size | 299214,299216,299218,299220,299222,311047,311208,311209,311210,311211 | 0TaaQqRmbBOxZmV0aBfEjd | Color | 33 | M_Roof Drain:380 mm Strainer - 25 mm Drain:380 mm Strainer - 25 mm Drain:610145 |  | InstallationDate | 299199 | WarrantyGuarantorLabor |  |  |  | Features | TagNumber |  | BarCode | Sanitary |  |  | Constituents |  |  | SerialNumber | WarrantyStartDate | AssetIdentifier | Linked Revit Model : Duplex_A.rvt | 0.000000 | 79 | ReplacementCost |  | Siphonic Drains | Finish | Grade | Material | ModelReference | NominalHeight | NominalLength | NominalWidth | ProductionYear | Shape | SustainabilityPerformance | WarrantyDescription | WarrantyDurationLabor | WarrantyDurationParts | ModelLabel | Manufacturer | 23.70.50.24.17 | [71 empty] | Level 1 | 6.457000 | 0.000000 | 0.041010 | 0.150000 | 0.082021 | 0.075000
19866 | Level 1 | ExpectedLife |  | 547487 | New Construction | AccessibilityPerformance | WarrantyGuarantorParts |  | FIXED | Unit A Hydronic Supply In | CodePerformance | 310491 |  |  |  | 19729 | 0.000000 | 19865 | Reference | Pipe Types:Mechanical Pipe | 25 mm | 19901,19903,19905,19907,19909,19911,310579,311093,311094,311095,311096 | 2VQABYo2f7m9E2lWwAuu7N | Color | 33 | Pipe Types:Mechanical Pipe:547487 |  | InstallationDate | 19866 | WarrantyGuarantorLabor |  |  |  | Features | TagNumber |  | BarCode | Hydronic Supply |  |  | Constituents |  |  | SerialNumber | WarrantyStartDate | AssetIdentifier |  | 0.095200 | 194 | ReplacementCost |  |  | Finish | Grade | Carbon Steel | ModelReference | NominalHeight | NominalLength | NominalWidth | ProductionYear | Shape | SustainabilityPerformance | WarrantyDescription | WarrantyDurationLabor | WarrantyDurationParts | ModelLabel | Manufacturer | [22 empty] | 0.015663 | [47 empty] | 0.082021 | [8 empty] | M_Tee - Generic: Tee - Generic | Level 1 | 0.000000 | 0.087417 | 0.081878 | 0.508884 | 440275.879298 | 1.912001 | 403149.362242 | 2 | 0.346273 | 0.095200 | 84.789237 | 20717.107810 | 13 | 0.001230 | 0.109583 | 0 | 0 | 0.095200 | 0.000000 | 0.045720 | Threaded | M_Cross - Generic: Cross - Generic | Schedule 40 | Pipes for General Use | 23-60 30 11 11 | M_Elbow - Generic: Elbow - Generic | 1 | M_Transition - Generic: Transition - Generic | M_Coupling - Generic: Coupling - Generic
20089 | Level 1 | ExpectedLife |  | 547595 | New Construction | AccessibilityPerformance | WarrantyGuarantorParts |  | FIXED | Unit A Hydronic Supply In | CodePerformance | 310491 |  |  |  | 19916 | 0.000000 | 20088 | Reference | Pipe Types:Mechanical Pipe | 25 mm | 20123,20125,20127,20129,20131,20133,310580,311093,311094,311095,311096 | 3Lmaz4fj1EyB6By0_6$_I6 | Color | 33 | Pipe Types:Mechanical Pipe:547595 |  | InstallationDate | 20089 | WarrantyGuarantorLabor |  |  |  | Features | TagNumber |  | BarCode | Hydronic Supply |  |  | Constituents |  |  | SerialNumber | WarrantyStartDate | AssetIdentifier |  | 0.115837 | 196 | ReplacementCost |  |  | Finish | Grade | Carbon Steel | ModelReference | NominalHeight | NominalLength | NominalWidth | ProductionYear | Shape | SustainabilityPerformance | WarrantyDescription | WarrantyDurationLabor | WarrantyDurationParts | ModelLabel | Manufacturer | [22 empty] | 2.605909 | [47 empty] | 0.082021 | [8 empty] | M_Tee - Generic: Tee - Generic | Level 1 | 0.000000 | 0.087417 | 0.115837 | 0.508884 | 440275.879298 | 1.912001 | 403149.362242 | 2 | 0.346273 | 2.721746 | 84.789237 | 3446753.571835 | 13 | 0.204668 | 0.109583 | 0 | 0 | 0.115837 |  | 0.045720 | Threaded | M_Cross - Generic: Cross - Generic | Schedule 40 | Pipes for General Use | 23-60 30 11 11 | M_Elbow - Generic: Elbow - Generic | 1 | M_Transition - Generic: Transition - Generic | M_Coupling - Generic: Coupling - Generic
20324 | Level 1 | ExpectedLife |  | 547742 | New Construction | AccessibilityPerformance | WarrantyGuarantorParts |  | FIXED | Unit A Hydronic Supply In | CodePerformance | 310491 |  |  |  | 20187 | 0.000000 | 20323 | Reference | Pipe Types:Mechanical Pipe | 25 mm | 20358,20360,20362,20364,20366,20368,310581,311093,311094,311095,311096 | 0OVAices54qgFqzKdfsr1m | Color | 33 | Pipe Types:Mechanical Pipe:547742 |  | InstallationDate | 20324 | WarrantyGuarantorLabor |  |  |  | Features | TagNumber |  | BarCode | Hydronic Supply |  |  | Constituents |  |  | SerialNumber | WarrantyStartDate | AssetIdentifier |  | 0.115838 | 201 | ReplacementCost |  |  | Finish | Grade | Carbon Steel | ModelReference | NominalHeight | NominalLength | NominalWidth | ProductionYear | Shape | SustainabilityPerformance | WarrantyDescription | WarrantyDurationLabor | WarrantyDurationParts | ModelLabel | Manufacturer | [22 empty] | 2.605913 | [47 empty] | 0.082021 | [8 empty] | M_Tee - Generic: Tee - Generic | Level 1 | 0.000000 | 0.087417 | 0.115838 | 0.508884 | 440275.879298 | 1.912001 | 403149.362242 | 2 | 0.346273 | 2.721751 | 84.789237 | 3446759.111357 | 8 | 0.204668 | 0.109583 | 0 | 0 | 0.115838 |  | 0.045720 | Threaded | M_Cross - Generic: Cross - Generic | Schedule 40 | Pipes for General Use | 23-60 30 11 11 | M_Elbow - Generic: Elbow - Generic | 1 | M_Transition - Generic: Transition - Generic | M_Coupling - Generic: Coupling - Generic
20696 | Level 1 | ExpectedLife |  | 547802 | New Construction | AccessibilityPerformance | WarrantyGuarantorParts |  | FIXED | Unit A Hydronic Supply In | CodePerformance | 310491 |  |  |  | 20559 | 0.000000 | 20695 | Reference | Pipe Types:Mechanical Pipe | 25 mm | 20731,20733,20735,20737,20739,20741,310583,311093,311094,311095,311096 | 3e3_LUMhD4tuhgJZ$uIqSY | Color | 33 | Pipe Types:Mechanical Pipe:547802 |  | InstallationDate | 20696 | WarrantyGuarantorLabor |  |  |  | Features | TagNumber |  | BarCode | Hydronic Supply |  |  | Constituents |  |  | SerialNumber | WarrantyStartDate | AssetIdentifier |  | 0.095200 | 204 | ReplacementCost |  |  | Finish | Grade | Carbon Steel | ModelReference | NominalHeight | NominalLength | NominalWidth | ProductionYear | Shape | SustainabilityPerformance | WarrantyDescription | WarrantyDurationLabor | WarrantyDurationParts | ModelLabel | Manufacturer | [22 empty] | 0.024270 | [47 empty] | 0.082021 | [8 empty] | M_Tee - Generic: Tee - Generic | Level 1 | 0.000000 | 0.087417 | 0.081878 | 0.508884 | 440275.879298 | 1.912001 | 403149.362242 | 2 | 0.346273 | 0.095200 | 84.789237 | 32101.071834 | 9 | 0.001906 | 0.109583 | 0 | 0 | 0.095200 | 0.000000 | 0.045720 | Threaded | M_Cross - Generic: Cross - Generic | Schedule 40 | Pipes for General Use | 23-60 30 11 11 | M_Elbow - Generic: Elbow - Generic | 1 | M_Transition - Generic: Transition - Generic | M_Coupling - Generic: Coupling - Generic
20883 | Level 1 | ExpectedLife |  | 547856 | New Construction | AccessibilityPerformance | WarrantyGuarantorParts |  | FIXED | Unit A Hydronic Supply In | CodePerformance | 310491 |  |  |  | 20746 | 0.000000 | 20882 | Reference | Pipe Types:Mechanical Pipe | 25 mm | 20917,20919,20921,20923,20925,20927,310584,311093,311094,311095,311096 | 2fzO2h2Az5APKSrvbBj6nY | Color | 33 | Pipe Types:Mechanical Pipe:547856 |  | InstallationDate | 20883 | WarrantyGuarantorLabor |  |  |  | Features | TagNumber |  | BarCode | Hydronic Supply |  |  | Constituents |  |  | SerialNumber | WarrantyStartDate | AssetIdentifier |  | 0.115837 | 206 | ReplacementCost |  |  | Finish | Grade | Carbon Steel | ModelReference | NominalHeight | NominalLength | NominalWidth | ProductionYear | Shape | SustainabilityPerformance | WarrantyDescription | WarrantyDurationLabor | WarrantyDurationParts | ModelLabel | Manufacturer | [22 empty] | 2.605918 | [47 empty] | 0.082021 | [8 empty] | M_Tee - Generic: Tee - Generic | Level 1 | 0.000000 | 0.087417 | 0.115837 | 0.508884 | 440275.879298 | 1.912001 | 403149.362242 | 2 | 0.346273 | 2.721755 | 84.789237 | 3446765.580283 | 9 | 0.204668 | 0.109583 | 0 | 0 | 0.115837 |  | 0.045720 | Threaded | M_Cross - Generic: Cross - Generic | Schedule 40 | Pipes for General Use | 23-60 30 11 11 | M_Elbow - Generic: Elbow - Generic | 1 | M_Transition - Generic: Transition - Generic | M_Coupling - Generic: Coupling - Generic
22107 | Level 1 | ExpectedLife |  | 547956 | New Construction | AccessibilityPerformance | WarrantyGuarantorParts |  | FIXED | Unit A Hydronic Supply In | CodePerformance | 310491 |  |  |  | 21970 | 0.000000 | 22106 | Reference | Pipe Types:Mechanical Pipe | 25 mm | 22141,22143,22145,22147,22149,22151,310586,311093,311094,311095,311096 | 2_K0IZMGf3t8zmcf79YX$H | Color | 33 | Pipe Types:Mechanical Pipe:547956 |  | InstallationDate | 22107 | WarrantyGuarantorLabor |  |  |  | Features | TagNumber |  | BarCode | Hydronic Supply |  |  | Constituents |  |  | SerialNumber | WarrantyStartDate | AssetIdentifier |  | 2.728110 | 211 | ReplacementCost |  |  | Finish | Grade | Carbon Steel | ModelReference | NominalHeight | NominalLength | NominalWidth | ProductionYear | Shape | SustainabilityPerformance | WarrantyDescription | WarrantyDurationLabor | WarrantyDurationParts | ModelLabel | Manufacturer | [22 empty] | 2.612272 | [47 empty] | 0.082021 | [8 empty] | M_Tee - Generic: Tee - Generic | Level 1 | 0.000000 | 0.087417 | 0.115837 | 0.508884 | 440275.879298 | 1.912001 | 403149.362242 | 2 | 0.346273 | 0.115837 | 84.789237 | 3455170.445076 | 15 | 0.205167 | 0.109583 | 0 | 0 | 2.728110 |  | 0.045720 | Threaded | M_Cross - Generic: Cross - Generic | Schedule 40 | Pipes for General Use | 23-60 30 11 11 | M_Elbow - Generic: Elbow - Generic | 1 | M_Transition - Generic: Transition - Generic | M_Coupling - Generic: Coupling - Generic
22293 | Level 1 | ExpectedLife |  | 548047 | New Construction | AccessibilityPerformance | WarrantyGuarantorParts |  | FIXED | Unit A Hydronic Supply In | CodePerformance | 310491 |  |  |  | 22156 | 0.000000 | 22292 | Reference | Pipe Types:Mechanical Pipe | 25 mm | 22327,22329,22331,22333,22335,22337,310587,311093,311094,311095,311096 | 1Ahmk4zEPCaB60aroK8iVk | Color | 33 | Pipe Types:Mechanical Pipe:548047 |  | InstallationDate | 22293 | WarrantyGuarantorLabor |  |  |  | Features | TagNumber |  | BarCode | Hydronic Supply |  |  | Constituents |  |  | SerialNumber | WarrantyStartDate | AssetIdentifier |  | 2.728110 | 214 | ReplacementCost |  |  | Finish | Grade | Carbon Steel | ModelReference | NominalHeight | NominalLength | NominalWidth | ProductionYear | Shape | SustainabilityPerformance | WarrantyDescription | WarrantyDurationLabor | WarrantyDurationParts | ModelLabel | Manufacturer | [22 empty] | 2.612272 | [47 empty] | 0.082021 | [8 empty] | M_Tee - Generic: Tee - Generic | Level 1 | 0.000000 | 0.087417 | 0.115837 | 0.508884 | 440275.879298 | 1.912001 | 403149.362242 | 2 | 0.346273 | 0.115837 | 84.789237 | 3455170.445076 | 14 | 0.205167 | 0.109583 | 0 | 0 | 2.728110 |  | 0.045720 | Threaded | M_Cross - Generic: Cross - Generic | Schedule 40 | Pipes for General Use | 23-60 30 11 11 | M_Elbow - Generic: Elbow - Generic | 1 | M_Transition - Generic: Transition - Generic | M_Coupling - Generic: Coupling - Generic
25212 | Level 1 | ExpectedLife |  | 550028 | New Construction | AccessibilityPerformance | WarrantyGuarantorParts |  | FIXED | Unit A Hydronic Supply In | CodePerformance | 310491 |  |  |  | 25075 | 0.000000 | 25211 | Reference | Pipe Types:Mechanical Pipe | 25 mm | 25247,25249,25251,25253,25255,25257,310599,311093,311094,311095,311096 | 1MUPdIIA92WuICsfPH36qO | Color | 33 | Pipe Types:Mechanical Pipe:550028 |  | InstallationDate | 25212 | WarrantyGuarantorLabor |  |  |  | Features | TagNumber |  | BarCode | Hydronic Supply |  |  | Constituents |  |  | SerialNumber | WarrantyStartDate | AssetIdentifier |  | 3.195200 | 230 | ReplacementCost |  |  | Finish | Grade | Carbon Steel | ModelReference | NominalHeight | NominalLength | NominalWidth | ProductionYear | Shape | SustainabilityPerformance | WarrantyDescription | WarrantyDurationLabor | WarrantyDurationParts | ModelLabel | Manufacturer | [22 empty] | 0.013242 | [47 empty] | 0.082021 | [8 empty] | M_Tee - Generic: Tee - Generic | Level 1 | 0.000000 | 0.087417 | 3.181878 | 0.540314 | 467468.490858 | 1.912001 | 454486.384452 | 2 | 0.346273 | 3.195200 | 90.026046 | 19744.388417 | 17 | 0.001040 | 0.109583 | 0 | 0 | 3.195200 | 0.000000 | 0.045720 | Threaded | M_Cross - Generic: Cross - Generic | Schedule 40 | Pipes for General Use | 23-60 30 11 11 | M_Elbow - Generic: Elbow - Generic | 1 | M_Transition - Generic: Transition - Generic | M_Coupling - Generic: Coupling - Generic
26056 | Level 1 | ExpectedLife |  | 550077 | New Construction | AccessibilityPerformance | WarrantyGuarantorParts |  | FIXED | Unit A Hydronic Supply In | CodePerformance | 310491 |  |  |  | 25919 | 0.000000 | 26055 | Reference | Pipe Types:Mechanical Pipe | 25 mm | 26091,26093,26095,26097,26099,26101,310603,311093,311094,311095,311096 | 3Bgm$_YRP8LgYHNJgrLZmu | Color | 33 | Pipe Types:Mechanical Pipe:550077 |  | InstallationDate | 26056 | WarrantyGuarantorLabor |  |  |  | Features | TagNumber |  | BarCode | Hydronic Supply |  |  | Constituents |  |  | SerialNumber | WarrantyStartDate | AssetIdentifier |  | 3.195200 | 235 | ReplacementCost |  |  | Finish | Grade | Carbon Steel | ModelReference | NominalHeight | NominalLength | NominalWidth | ProductionYear | Shape | SustainabilityPerformance | WarrantyDescription | WarrantyDurationLabor | WarrantyDurationParts | ModelLabel | Manufacturer | [22 empty] | 0.034667 | [47 empty] | 0.082021 | [8 empty] | M_Tee - Generic: Tee - Generic | Level 1 | 0.000000 | 0.087417 | 3.181878 | 0.540314 | 467468.490858 | 1.912001 | 454486.384452 | 2 | 0.346273 | 3.195200 | 90.026046 | 51691.146036 | 16 | 0.002723 | 0.109583 | 0 | 0 | 3.195200 | 0.000000 | 0.045720 | Threaded | M_Cross - Generic: Cross - Generic | Schedule 40 | Pipes for General Use | 23-60 30 11 11 | M_Elbow - Generic: Elbow - Generic | 1 | M_Transition - Generic: Transition - Generic | M_Coupling - Generic: Coupling - Generic
55196 | Level 1 | ExpectedLife |  | 554945 | New Construction | AccessibilityPerformance | WarrantyGuarantorParts |  | FIXED | Unit A Hydronic Supply In | CodePerformance | 310491 |  |  |  | 55059 | 0.000000 | 55195 | Reference | Pipe Types:Mechanical Pipe | 25 mm | 55231,55233,55235,55237,55239,55241,310611,311093,311094,311095,311096 | 1AHRzWVPL7NevueyWjyIXq | Color | 33 | Pipe Types:Mechanical Pipe:554945 |  | InstallationDate | 55196 | WarrantyGuarantorLabor |  |  |  | Features | TagNumber |  | BarCode | Hydronic Supply |  |  | Constituents |  |  | SerialNumber | WarrantyStartDate | AssetIdentifier |  | 3.176200 | 251 | ReplacementCost |  |  | Finish | Grade | Carbon Steel | ModelReference | NominalHeight | NominalLength | NominalWidth | ProductionYear | Shape | SustainabilityPerformance | WarrantyDescription | WarrantyDurationLabor | WarrantyDurationParts | ModelLabel | Manufacturer | [22 empty] | 0.044370 | [47 empty] | 0.082021 | [8 empty] | M_Tee - Generic: Tee - Generic | Level 1 | 0.000000 | 0.087417 | 3.162878 | 0.508884 | 440275.879298 | 1.912001 | 403149.362242 | 2 | 0.346273 | 3.176200 | 84.789237 | 58687.115906 | 10 | 0.003485 | 0.109583 | 0 | 0 | 3.176200 | 0.000000 | 0.045720 | Threaded | M_Cross - Generic: Cross - Generic | Schedule 40 | Pipes for General Use | 23-60 30 11 11 | M_Elbow - Generic: Elbow - Generic | 1 | M_Transition - Generic: Transition - Generic | M_Coupling - Generic: Coupling - Generic
55389 | Level 1 | ExpectedLife |  | 555449 | New Construction | AccessibilityPerformance | WarrantyGuarantorParts |  | FIXED | Unit A Hydronic Supply In | CodePerformance | 310491 |  |  |  | 55246 | 0.000000 | 55388 | Reference | Pipe Types:Mechanical Pipe | 25 mm | 55424,55426,55428,55430,55432,55434,310612,311093,311094,311095,311096 | 3kxYCY4Tr3eubkaL1q7AO3 | Color | 33 | Pipe Types:Mechanical Pipe:555449 |  | InstallationDate | 55389 | WarrantyGuarantorLabor |  |  |  | Features | TagNumber |  | BarCode | Hydronic Supply |  |  | Constituents |  |  | SerialNumber | WarrantyStartDate | AssetIdentifier |  | 0.095200 | 252 | ReplacementCost |  |  | Finish | Grade | Carbon Steel | ModelReference | NominalHeight | NominalLength | NominalWidth | ProductionYear | Shape | SustainabilityPerformance | WarrantyDescription | WarrantyDurationLabor | WarrantyDurationParts | ModelLabel | Manufacturer | [22 empty] | 0.009267 | [47 empty] | 0.082021 | [8 empty] | M_Tee - Generic: Tee - Generic | Level 1 | 0.000000 | 0.087417 | 0.081878 | 0.508884 | 440275.879298 | 1.912001 | 403149.362242 | 2 | 0.346273 | 0.095200 | 84.789237 | 12257.228088 | 8 | 0.000728 | 0.109583 | 0 | 0 | 0.095200 | 0.000000 | 0.045720 | Threaded | M_Cross - Generic: Cross - Generic | Schedule 40 | Pipes for General Use | 23-60 30 11 11 | M_Elbow - Generic: Elbow - Generic | 1 | M_Transition - Generic: Transition - Generic | M_Coupling - Generic: Coupling - Generic
55576 | Level 1 | ExpectedLife |  | 555856 | New Construction | AccessibilityPerformance | WarrantyGuarantorParts |  | FIXED | Unit A Hydronic Supply In | CodePerformance | 310491 |  |  |  | 55439 | 0.000000 | 55575 | Reference | Pipe Types:Mechanical Pipe | 25 mm | 55611,55613,55615,55617,55619,55621,310613,311093,311094,311095,311096 | 0Tjs7l9CPAQxN9XnigQv$l | Color | 33 | Pipe Types:Mechanical Pipe:555856 |  | InstallationDate | 55576 | WarrantyGuarantorLabor |  |  |  | Features | TagNumber |  | BarCode | Hydronic Supply |  |  | Constituents |  |  | SerialNumber | WarrantyStartDate | AssetIdentifier |  | 0.095200 | 254 | ReplacementCost |  |  | Finish | Grade | Carbon Steel | ModelReference | NominalHeight | NominalLength | NominalWidth | ProductionYear | Shape | SustainabilityPerformance | WarrantyDescription | WarrantyDurationLabor | WarrantyDurationParts | ModelLabel | Manufacturer | [22 empty] | 0.224562 | [47 empty] | 0.082021 | [8 empty] | M_Tee - Generic: Tee - Generic | Level 1 | 0.000000 | 0.087417 | 0.081878 | 0.508884 | 440275.879298 | 1.912001 | 403149.362242 | 2 | 0.346273 | 0.095200 | 84.789237 | 297020.474270 | 15 | 0.017637 | 0.109583 | 0 | 0 | 0.095200 | 0.000000 | 0.045720 | Threaded | M_Cross - Generic: Cross - Generic | Schedule 40 | Pipes for General Use | 23-60 30 11 11 | M_Elbow - Generic: Elbow - Generic | 1 | M_Transition - Generic: Transition - Generic | M_Coupling - Generic: Coupling - Generic
56564 | Level 1 | ExpectedLife |  | 557530 | New Construction | AccessibilityPerformance | WarrantyGuarantorParts |  | FIXED | Unit B Hydronic Supply In | CodePerformance | 310491 |  |  |  | 56427 | 0.000000 | 56563 | Reference | Pipe Types:Mechanical Pipe | 25 mm | 56598,56600,56602,56604,56606,56608,310617,311093,311094,311095,311096 | 2mjdbLoPf1jw58bPI0GFwd | Color | 33 | Pipe Types:Mechanical Pipe:557530 |  | InstallationDate | 56564 | WarrantyGuarantorLabor |  |  |  | Features | TagNumber |  | BarCode | Hydronic Supply |  |  | Constituents |  |  | SerialNumber | WarrantyStartDate | AssetIdentifier |  | 3.174562 | 293 | ReplacementCost |  |  | Finish | Grade | Carbon Steel | ModelReference | NominalHeight | NominalLength | NominalWidth | ProductionYear | Shape | SustainabilityPerformance | WarrantyDescription | WarrantyDurationLabor | WarrantyDurationParts | ModelLabel | Manufacturer | [22 empty] | 0.495174 | [47 empty] | 0.082021 | [8 empty] | M_Tee - Generic: Tee - Generic | Level 1 | 0.000000 | 0.087417 | 2.679388 | 0.508884 | 440275.879298 | 1.912001 | 403149.362242 | 2 | 0.346273 | 2.679388 | 84.789237 | 654951.356307 | 10 | 0.038891 | 0.109583 | 0 | 0 | 3.174562 |  | 0.045720 | Threaded | M_Cross - Generic: Cross - Generic | Schedule 40 | Pipes for General Use | 23-60 30 11 11 | M_Elbow - Generic: Elbow - Generic | 1 | M_Transition - Generic: Transition - Generic | M_Coupling - Generic: Coupling - Generic
60844 | Level 1 | ExpectedLife |  | 557596 | New Construction | AccessibilityPerformance | WarrantyGuarantorParts |  | FIXED | Unit B Hydronic Supply In | CodePerformance | 310491 |  |  |  | 60665 | 0.000000 | 60843 | Reference | Pipe Types:Mechanical Pipe | 25 mm | 60879,60881,60883,60885,60887,60889,310636,311093,311094,311095,311096 | 2jMqqlILz1GBKVUP$SpCSB | Color | 33 | Pipe Types:Mechanical Pipe:557596 |  | InstallationDate | 60844 | WarrantyGuarantorLabor |  |  |  | Features | TagNumber |  | BarCode | Hydronic Supply |  |  | Constituents |  |  | SerialNumber | WarrantyStartDate | AssetIdentifier |  | 0.095200 | 334 | ReplacementCost |  |  | Finish | Grade | Carbon Steel | ModelReference | NominalHeight | NominalLength | NominalWidth | ProductionYear | Shape | SustainabilityPerformance | WarrantyDescription | WarrantyDurationLabor | WarrantyDurationParts | ModelLabel | Manufacturer | [22 empty] | 0.018598 | [47 empty] | 0.082021 | [8 empty] | M_Tee - Generic: Tee - Generic | Level 1 | 0.000000 | 0.087417 | 0.081878 | 0.508884 | 440275.879298 | 1.912001 | 403149.362242 | 2 | 0.346273 | 0.095200 | 84.789237 | 24599.441707 | 14 | 0.001461 | 0.109583 | 0 | 0 | 0.095200 | 0.000000 | 0.045720 | Threaded | M_Cross - Generic: Cross - Generic | Schedule 40 | Pipes for General Use | 23-60 30 11 11 | M_Elbow - Generic: Elbow - Generic | 1 | M_Transition - Generic: Transition - Generic | M_Coupling - Generic: Coupling - Generic
61070 | Level 1 | ExpectedLife |  | 557597 | New Construction | AccessibilityPerformance | WarrantyGuarantorParts |  | FIXED | Unit B Hydronic Supply In | CodePerformance | 310491 |  |  |  | 60894 | 0.000000 | 61069 | Reference | Pipe Types:Mechanical Pipe | 25 mm | 61104,61106,61108,61110,61112,61114,310637,311093,311094,311095,311096 | 3mLgeEuJj3OfOk9ukRGKex | Color | 33 | Pipe Types:Mechanical Pipe:557597 |  | InstallationDate | 61070 | WarrantyGuarantorLabor |  |  |  | Features | TagNumber |  | BarCode | Hydronic Supply |  |  | Constituents |  |  | SerialNumber | WarrantyStartDate | AssetIdentifier |  | 0.115837 | 335 | ReplacementCost |  |  | Finish | Grade | Carbon Steel | ModelReference | NominalHeight | NominalLength | NominalWidth | ProductionYear | Shape | SustainabilityPerformance | WarrantyDescription | WarrantyDurationLabor | WarrantyDurationParts | ModelLabel | Manufacturer | [22 empty] | 2.515920 | [47 empty] | 0.082021 | [8 empty] | M_Tee - Generic: Tee - Generic | Level 1 | 0.000000 | 0.087417 | 0.115837 | 0.508884 | 440275.879298 | 1.912001 | 403149.362242 | 2 | 0.346273 | 2.631757 | 84.789237 | 3327727.819063 | 14 | 0.197600 | 0.109583 | 0 | 0 | 0.115837 |  | 0.045720 | Threaded | M_Cross - Generic: Cross - Generic | Schedule 40 | Pipes for General Use | 23-60 30 11 11 | M_Elbow - Generic: Elbow - Generic | 1 | M_Transition - Generic: Transition - Generic | M_Coupling - Generic: Coupling - Generic
61563 | Level 1 | ExpectedLife |  | 557601 | New Construction | AccessibilityPerformance | WarrantyGuarantorParts |  | FIXED | Unit B Hydronic Supply In | CodePerformance | 310491 |  |  |  | 61402 | 0.000000 | 61562 | Reference | Pipe Types:Mechanical Pipe | 25 mm | 61597,61599,61601,61603,61605,61607,310639,311093,311094,311095,311096 | 2d5C19iSDBnR23cWctuEvZ | Color | 33 | Pipe Types:Mechanical Pipe:557601 |  | InstallationDate | 61563 | WarrantyGuarantorLabor |  |  |  | Features | TagNumber |  | BarCode | Hydronic Supply |  |  | Constituents |  |  | SerialNumber | WarrantyStartDate | AssetIdentifier |  | 0.115838 | 338 | ReplacementCost |  |  | Finish | Grade | Carbon Steel | ModelReference | NominalHeight | NominalLength | NominalWidth | ProductionYear | Shape | SustainabilityPerformance | WarrantyDescription | WarrantyDurationLabor | WarrantyDurationParts | ModelLabel | Manufacturer | [22 empty] | 2.515924 | [47 empty] | 0.082021 | [8 empty] | M_Tee - Generic: Tee - Generic | Level 1 | 0.000000 | 0.087417 | 0.115838 | 0.508884 | 440275.879298 | 1.912001 | 403149.362242 | 2 | 0.346273 | 2.631762 | 84.789237 | 3327733.382171 | 8 | 0.197600 | 0.109583 | 0 | 0 | 0.115838 |  | 0.045720 | Threaded | M_Cross - Generic: Cross - Generic | Schedule 40 | Pipes for General Use | 23-60 30 11 11 | M_Elbow - Generic: Elbow - Generic | 1 | M_Transition - Generic: Transition - Generic | M_Coupling - Generic: Coupling - Generic
61997 | Level 1 | ExpectedLife |  | 557604 | New Construction | AccessibilityPerformance | WarrantyGuarantorParts |  | FIXED | Unit B Hydronic Supply In | CodePerformance | 310491 |  |  |  | 61860 | 0.000000 | 61996 | Reference | Pipe Types:Mechanical Pipe | 25 mm | 62032,62034,62036,62038,62040,62042,310641,311093,311094,311095,311096 | 0wg2cIhCT19AjKauI7g_oQ | Color | 33 | Pipe Types:Mechanical Pipe:557604 |  | InstallationDate | 61997 | WarrantyGuarantorLabor |  |  |  | Features | TagNumber |  | BarCode | Hydronic Supply |  |  | Constituents |  |  | SerialNumber | WarrantyStartDate | AssetIdentifier |  | 0.095200 | 340 | ReplacementCost |  |  | Finish | Grade | Carbon Steel | ModelReference | NominalHeight | NominalLength | NominalWidth | ProductionYear | Shape | SustainabilityPerformance | WarrantyDescription | WarrantyDurationLabor | WarrantyDurationParts | ModelLabel | Manufacturer | [22 empty] | 0.119361 | [47 empty] | 0.082021 | [8 empty] | M_Tee - Generic: Tee - Generic | Level 1 | 0.000000 | 0.087417 | 0.081878 | 0.508884 | 440275.879298 | 1.912001 | 403149.362242 | 2 | 0.346273 | 0.095200 | 84.789237 | 157875.157781 | 9 | 0.009375 | 0.109583 | 0 | 0 | 0.095200 | 0.000000 | 0.045720 | Threaded | M_Cross - Generic: Cross - Generic | Schedule 40 | Pipes for General Use | 23-60 30 11 11 | M_Elbow - Generic: Elbow - Generic | 1 | M_Transition - Generic: Transition - Generic | M_Coupling - Generic: Coupling - Generic
62184 | Level 1 | ExpectedLife |  | 557605 | New Construction | AccessibilityPerformance | WarrantyGuarantorParts |  | FIXED | Unit B Hydronic Supply In | CodePerformance | 310491 |  |  |  | 62047 | 0.000000 | 62183 | Reference | Pipe Types:Mechanical Pipe | 25 mm | 62218,62220,62222,62224,62226,62228,310642,311093,311094,311095,311096 | 3sG_XOiiDBjuHTacz8s7Hr | Color | 33 | Pipe Types:Mechanical Pipe:557605 |  | InstallationDate | 62184 | WarrantyGuarantorLabor |  |  |  | Features | TagNumber |  | BarCode | Hydronic Supply |  |  | Constituents |  |  | SerialNumber | WarrantyStartDate | AssetIdentifier |  | 2.631767 | 341 | ReplacementCost |  |  | Finish | Grade | Carbon Steel | ModelReference | NominalHeight | NominalLength | NominalWidth | ProductionYear | Shape | SustainabilityPerformance | WarrantyDescription | WarrantyDurationLabor | WarrantyDurationParts | ModelLabel | Manufacturer | [22 empty] | 2.515930 | [47 empty] | 0.082021 | [8 empty] | M_Tee - Generic: Tee - Generic | Level 1 | 0.000000 | 0.087417 | 0.115837 | 0.508884 | 440275.879298 | 1.912001 | 403149.362242 | 2 | 0.346273 | 0.115837 | 84.789237 | 3327740.746927 | 9 | 0.197601 | 0.109583 | 0 | 0 | 2.631767 |  | 0.045720 | Threaded | M_Cross - Generic: Cross - Generic | Schedule 40 | Pipes for General Use | 23-60 30 11 11 | M_Elbow - Generic: Elbow - Generic | 1 | M_Transition - Generic: Transition - Generic | M_Coupling - Generic: Coupling - Generic
62370 | Level 1 | ExpectedLife |  | 557609 | New Construction | AccessibilityPerformance | WarrantyGuarantorParts |  | FIXED | Unit B Hydronic Supply In | CodePerformance | 310491 |  |  |  | 62233 | 0.000000 | 62369 | Reference | Pipe Types:Mechanical Pipe | 25 mm | 62404,62406,62408,62410,62412,62414,310643,311093,311094,311095,311096 | 0qhCU2klz4GAVI0SV1Z_kT | Color | 33 | Pipe Types:Mechanical Pipe:557609 |  | InstallationDate | 62370 | WarrantyGuarantorLabor |  |  |  | Features | TagNumber |  | BarCode | Hydronic Supply |  |  | Constituents |  |  | SerialNumber | WarrantyStartDate | AssetIdentifier |  | 2.638122 | 344 | ReplacementCost |  |  | Finish | Grade | Carbon Steel | ModelReference | NominalHeight | NominalLength | NominalWidth | ProductionYear | Shape | SustainabilityPerformance | WarrantyDescription | WarrantyDurationLabor | WarrantyDurationParts | ModelLabel | Manufacturer | [22 empty] | 2.522285 | [47 empty] | 0.082021 | [8 empty] | M_Tee - Generic: Tee - Generic | Level 1 | 0.000000 | 0.087417 | 0.115837 | 0.508884 | 440275.879298 | 1.912001 | 403149.362242 | 2 | 0.346273 | 0.115837 | 84.789237 | 3336146.394623 | 16 | 0.198100 | 0.109583 | 0 | 0 | 2.638122 |  | 0.045720 | Threaded | M_Cross - Generic: Cross - Generic | Schedule 40 | Pipes for General Use | 23-60 30 11 11 | M_Elbow - Generic: Elbow - Generic | 1 | M_Transition - Generic: Transition - Generic | M_Coupling - Generic: Coupling - Generic
62556 | Level 1 | ExpectedLife |  | 557611 | New Construction | AccessibilityPerformance | WarrantyGuarantorParts |  | FIXED | Unit B Hydronic Supply In | CodePerformance | 310491 |  |  |  | 62419 | 0.000000 | 62555 | Reference | Pipe Types:Mechanical Pipe | 25 mm | 62590,62592,62594,62596,62598,62600,310644,311093,311094,311095,311096 | 27fGOYnQj8MQqqFxq21fgv | Color | 33 | Pipe Types:Mechanical Pipe:557611 |  | InstallationDate | 62556 | WarrantyGuarantorLabor |  |  |  | Features | TagNumber |  | BarCode | Hydronic Supply |  |  | Constituents |  |  | SerialNumber | WarrantyStartDate | AssetIdentifier |  | 2.638122 | 346 | ReplacementCost |  |  | Finish | Grade | Carbon Steel | ModelReference | NominalHeight | NominalLength | NominalWidth | ProductionYear | Shape | SustainabilityPerformance | WarrantyDescription | WarrantyDurationLabor | WarrantyDurationParts | ModelLabel | Manufacturer | [22 empty] | 2.522285 | [47 empty] | 0.082021 | [8 empty] | M_Tee - Generic: Tee - Generic | Level 1 | 0.000000 | 0.087417 | 0.115837 | 0.508884 | 440275.879298 | 1.912001 | 403149.362242 | 2 | 0.346273 | 0.115837 | 84.789237 | 3336146.394623 | 15 | 0.198100 | 0.109583 | 0 | 0 | 2.638122 |  | 0.045720 | Threaded | M_Cross - Generic: Cross - Generic | Schedule 40 | Pipes for General Use | 23-60 30 11 11 | M_Elbow - Generic: Elbow - Generic | 1 | M_Transition - Generic: Transition - Generic | M_Coupling - Generic: Coupling - Generic
64747 | Level 1 | ExpectedLife |  | 557648 | New Construction | AccessibilityPerformance | WarrantyGuarantorParts |  | FIXED | Unit B Hydronic Supply In | CodePerformance | 310491 |  |  |  | 64610 | 0.000000 | 64746 | Reference | Pipe Types:Mechanical Pipe | 25 mm | 64782,64784,64786,64788,64790,64792,310654,311093,311094,311095,311096 | 2iLPlYAwr72RYoyPKzH9c3 | Color | 33 | Pipe Types:Mechanical Pipe:557648 |  | InstallationDate | 64747 | WarrantyGuarantorLabor |  |  |  | Features | TagNumber |  | BarCode | Hydronic Supply |  |  | Constituents |  |  | SerialNumber | WarrantyStartDate | AssetIdentifier |  | 3.195200 | 359 | ReplacementCost |  |  | Finish | Grade | Carbon Steel | ModelReference | NominalHeight | NominalLength | NominalWidth | ProductionYear | Shape | SustainabilityPerformance | WarrantyDescription | WarrantyDurationLabor | WarrantyDurationParts | ModelLabel | Manufacturer | [22 empty] | 0.014096 | [47 empty] | 0.082021 | [8 empty] | M_Tee - Generic: Tee - Generic | Level 1 | 0.000000 | 0.087417 | 3.181878 | 0.540314 | 467468.490858 | 1.912001 | 454486.384452 | 2 | 0.346273 | 3.195200 | 90.026046 | 21018.934795 | 18 | 0.001107 | 0.109583 | 0 | 0 | 3.195200 | 0.000000 | 0.045720 | Threaded | M_Cross - Generic: Cross - Generic | Schedule 40 | Pipes for General Use | 23-60 30 11 11 | M_Elbow - Generic: Elbow - Generic | 1 | M_Transition - Generic: Transition - Generic | M_Coupling - Generic: Coupling - Generic
65591 | Level 1 | ExpectedLife |  | 557656 | New Construction | AccessibilityPerformance | WarrantyGuarantorParts |  | FIXED | Unit B Hydronic Supply In | CodePerformance | 310491 |  |  |  | 65454 | 0.000000 | 65590 | Reference | Pipe Types:Mechanical Pipe | 25 mm | 65626,65628,65630,65632,65634,65636,310658,311093,311094,311095,311096 | 3ceK$znLL57OI6g$cGvHe2 | Color | 33 | Pipe Types:Mechanical Pipe:557656 |  | InstallationDate | 65591 | WarrantyGuarantorLabor |  |  |  | Features | TagNumber |  | BarCode | Hydronic Supply |  |  | Constituents |  |  | SerialNumber | WarrantyStartDate | AssetIdentifier |  | 3.195200 | 364 | ReplacementCost |  |  | Finish | Grade | Carbon Steel | ModelReference | NominalHeight | NominalLength | NominalWidth | ProductionYear | Shape | SustainabilityPerformance | WarrantyDescription | WarrantyDurationLabor | WarrantyDurationParts | ModelLabel | Manufacturer | [22 empty] | 0.056875 | [47 empty] | 0.082021 | [8 empty] | M_Tee - Generic: Tee - Generic | Level 1 | 0.000000 | 0.087417 | 3.181878 | 0.540314 | 467468.490858 | 1.912001 | 454486.384452 | 2 | 0.346273 | 3.195200 | 90.026046 | 84805.882637 | 17 | 0.004467 | 0.109583 | 0 | 0 | 3.195200 | 0.000000 | 0.045720 | Threaded | M_Cross - Generic: Cross - Generic | Schedule 40 | Pipes for General Use | 23-60 30 11 11 | M_Elbow - Generic: Elbow - Generic | 1 | M_Transition - Generic: Transition - Generic | M_Coupling - Generic: Coupling - Generic
66250 | Level 1 | ExpectedLife |  | 557695 | New Construction | AccessibilityPerformance | WarrantyGuarantorParts |  | FIXED | Unit B Hydronic Supply In | CodePerformance | 310491 |  |  |  | 66113 | 0.000000 | 66249 | Reference | Pipe Types:Mechanical Pipe | 25 mm | 66285,66287,66289,66291,66293,66295,310661,311093,311094,311095,311096 | 1qC2bRlaL2$xdtAlHUjqrH | Color | 33 | Pipe Types:Mechanical Pipe:557695 |  | InstallationDate | 66250 | WarrantyGuarantorLabor |  |  |  | Features | TagNumber |  | BarCode | Hydronic Supply |  |  | Constituents |  |  | SerialNumber | WarrantyStartDate | AssetIdentifier |  | 3.195200 | 374 | ReplacementCost |  |  | Finish | Grade | Carbon Steel | ModelReference | NominalHeight | NominalLength | NominalWidth | ProductionYear | Shape | SustainabilityPerformance | WarrantyDescription | WarrantyDurationLabor | WarrantyDurationParts | ModelLabel | Manufacturer | [22 empty] | 0.046472 | [47 empty] | 0.082021 | [8 empty] | M_Tee - Generic: Tee - Generic | Level 1 | 0.000000 | 0.087417 | 3.181878 | 0.508884 | 440275.879298 | 1.912001 | 403149.362242 | 2 | 0.346273 | 3.195200 | 84.789237 | 61467.292041 | 10 | 0.003650 | 0.109583 | 0 | 0 | 3.195200 | 0.000000 | 0.045720 | Threaded | M_Cross - Generic: Cross - Generic | Schedule 40 | Pipes for General Use | 23-60 30 11 11 | M_Elbow - Generic: Elbow - Generic | 1 | M_Transition - Generic: Transition - Generic | M_Coupling - Generic: Coupling - Generic
66467 | Level 1 | ExpectedLife |  | 557700 | New Construction | AccessibilityPerformance | WarrantyGuarantorParts |  | FIXED | Unit B Hydronic Supply In | CodePerformance | 310491 |  |  |  | 66300 | 0.000000 | 66466 | Reference | Pipe Types:Mechanical Pipe | 25 mm | 66502,66504,66506,66508,66510,66512,310662,311093,311094,311095,311096 | 3JKEL$AGX2dRsu6YXF7haW | Color | 33 | Pipe Types:Mechanical Pipe:557700 |  | InstallationDate | 66467 | WarrantyGuarantorLabor |  |  |  | Features | TagNumber |  | BarCode | Hydronic Supply |  |  | Constituents |  |  | SerialNumber | WarrantyStartDate | AssetIdentifier |  | 0.095200 | 375 | ReplacementCost |  |  | Finish | Grade | Carbon Steel | ModelReference | NominalHeight | NominalLength | NominalWidth | ProductionYear | Shape | SustainabilityPerformance | WarrantyDescription | WarrantyDurationLabor | WarrantyDurationParts | ModelLabel | Manufacturer | [22 empty] | 0.028138 | [47 empty] | 0.082021 | [8 empty] | M_Tee - Generic: Tee - Generic | Level 1 | 0.000000 | 0.087417 | 0.081878 | 0.508884 | 440275.879298 | 1.912001 | 403149.362242 | 2 | 0.346273 | 0.095200 | 84.789237 | 37216.943990 | 8 | 0.002210 | 0.109583 | 0 | 0 | 0.095200 | 0.000000 | 0.045720 | Threaded | M_Cross - Generic: Cross - Generic | Schedule 40 | Pipes for General Use | 23-60 30 11 11 | M_Elbow - Generic: Elbow - Generic | 1 | M_Transition - Generic: Transition - Generic | M_Coupling - Generic: Coupling - Generic
66654 | Level 1 | ExpectedLife |  | 557710 | New Construction | AccessibilityPerformance | WarrantyGuarantorParts |  | FIXED | Unit B Hydronic Supply In | CodePerformance | 310491 |  |  |  | 66517 | 0.000000 | 66653 | Reference | Pipe Types:Mechanical Pipe | 25 mm | 66689,66691,66693,66695,66697,66699,310663,311093,311094,311095,311096 | 00NSjRT2577gZ8OnXCVnRD | Color | 33 | Pipe Types:Mechanical Pipe:557710 |  | InstallationDate | 66654 | WarrantyGuarantorLabor |  |  |  | Features | TagNumber |  | BarCode | Hydronic Supply |  |  | Constituents |  |  | SerialNumber | WarrantyStartDate | AssetIdentifier |  | 0.095200 | 377 | ReplacementCost |  |  | Finish | Grade | Carbon Steel | ModelReference | NominalHeight | NominalLength | NominalWidth | ProductionYear | Shape | SustainabilityPerformance | WarrantyDescription | WarrantyDurationLabor | WarrantyDurationParts | ModelLabel | Manufacturer | [22 empty] | 0.224562 | [47 empty] | 0.082021 | [8 empty] | M_Tee - Generic: Tee - Generic | Level 1 | 0.000000 | 0.087417 | 0.081878 | 0.508884 | 440275.879298 | 1.912001 | 403149.362242 | 2 | 0.346273 | 0.095200 | 84.789237 | 297020.474270 | 16 | 0.017637 | 0.109583 | 0 | 0 | 0.095200 | 0.000000 | 0.045720 | Threaded | M_Cross - Generic: Cross - Generic | Schedule 40 | Pipes for General Use | 23-60 30 11 11 | M_Elbow - Generic: Elbow - Generic | 1 | M_Transition - Generic: Transition - Generic | M_Coupling - Generic: Coupling - Generic
82708 | Level 1 | ExpectedLife |  | 575520 | New Construction | AccessibilityPerformance | WarrantyGuarantorParts | 90.000000 | FIXED |  | CodePerformance | 310491 | 0.096917 | Level 2 |  | 82707 |  | 82704 | Reference | Conduit Elbow - Steel | 27 mm-27 mm | 82765,82767,82769,82771,82773,82775,310674,311147,311148 | 32xRaGYJbFGh4xQ87y84uw | Color | 33 | M_Conduit Elbow - Steel:Conduit Elbow - Steel:Conduit Elbow - Steel:575520 |  | InstallationDate | 82708 | WarrantyGuarantorLabor |  | 0.044291 | 0.088583 | Features | TagNumber | 0.791667 | BarCode |  |  | 0.048458 | Constituents | F |  | SerialNumber | WarrantyStartDate | AssetIdentifier | Level : Level 2 | -0.311402 | 13 | ReplacementCost |  | Conduits | Finish | Grade | Material | ModelReference | NominalHeight | NominalLength | NominalWidth | ProductionYear | Shape | SustainabilityPerformance | WarrantyDescription | WarrantyDurationLabor | WarrantyDurationParts | ModelLabel | Manufacturer | 23.80.30.17.11 | [109 empty] | 0.604167 | M_Conduit Elbow - Steel.csv | 0.187500 | 0.604167 | 2
82959 | Level 1 | ExpectedLife |  | 575522 | New Construction | AccessibilityPerformance | WarrantyGuarantorParts | 90.000000 | FIXED |  | CodePerformance | 310491 | 0.096917 | Level 2 |  | 82958 |  | 82954 | Reference | Conduit Elbow - Steel | 27 mm-27 mm | 82983,82985,82987,82989,82991,82993,310674,311147,311148 | 1K7eM1Qof1dOc9$mY9I4o0 | Color | 33 | M_Conduit Elbow - Steel:Conduit Elbow - Steel:Conduit Elbow - Steel:575522 |  | InstallationDate | 82959 | WarrantyGuarantorLabor |  | 0.044291 | 0.088583 | Features | TagNumber | 0.791667 | BarCode |  |  | 0.048458 | Constituents | F |  | SerialNumber | WarrantyStartDate | AssetIdentifier | Level : Level 2 | -0.311449 | 14 | ReplacementCost |  | Conduits | Finish | Grade | Material | ModelReference | NominalHeight | NominalLength | NominalWidth | ProductionYear | Shape | SustainabilityPerformance | WarrantyDescription | WarrantyDurationLabor | WarrantyDurationParts | ModelLabel | Manufacturer | 23.80.30.17.11 | [109 empty] | 0.604167 | M_Conduit Elbow - Steel.csv | 0.187500 | 0.604167 | 2
86184 | Level 1 | ExpectedLife |  | 578143 | New Construction | AccessibilityPerformance | WarrantyGuarantorParts |  | FIXED | Unit A Hydronic Supply In | CodePerformance | 310491 |  |  |  | 86047 | 0.000000 | 86183 | Reference | Pipe Types:Mechanical Pipe | 25 mm | 86218,86220,86222,86224,86226,86228,310685,311093,311094,311095,311096 | 0DsvbZ8G90Yu5pfQ2cPXMf | Color | 33 | Pipe Types:Mechanical Pipe:578143 |  | InstallationDate | 86184 | WarrantyGuarantorLabor |  |  |  | Features | TagNumber |  | BarCode | Hydronic Supply |  |  | Constituents |  |  | SerialNumber | WarrantyStartDate | AssetIdentifier |  | 2.769385 | 491 | ReplacementCost |  |  | Finish | Grade | Carbon Steel | ModelReference | NominalHeight | NominalLength | NominalWidth | ProductionYear | Shape | SustainabilityPerformance | WarrantyDescription | WarrantyDurationLabor | WarrantyDurationParts | ModelLabel | Manufacturer | [22 empty] | 0.405178 | [47 empty] | 0.082021 | [8 empty] | M_Tee - Generic: Tee - Generic | Level 1 | 0.000000 | 0.087417 | 2.769385 | 0.540314 | 467468.490858 | 1.912001 | 454486.384452 | 2 | 0.346273 | 3.174562 | 90.026046 | 604159.130379 | 17 | 0.031823 | 0.109583 | 0 | 0 | 2.769385 |  | 0.045720 | Threaded | M_Cross - Generic: Cross - Generic | Schedule 40 | Pipes for General Use | 23-60 30 11 11 | M_Elbow - Generic: Elbow - Generic | 1 | M_Transition - Generic: Transition - Generic | M_Coupling - Generic: Coupling - Generic
86418 | Level 1 | ExpectedLife |  | 578188 | New Construction | AccessibilityPerformance | WarrantyGuarantorParts |  | FIXED | Unit A Hydronic Supply In | CodePerformance | 310491 |  |  |  | 86281 | 0.000000 | 86417 | Reference | Pipe Types:Mechanical Pipe | 25 mm | 86452,86454,86456,86458,86460,86462,310686,311093,311094,311095,311096 | 0aVOuM1Z97KxWIKBNf6_PJ | Color | 33 | Pipe Types:Mechanical Pipe:578188 |  | InstallationDate | 86418 | WarrantyGuarantorLabor |  |  |  | Features | TagNumber |  | BarCode | Hydronic Supply |  |  | Constituents |  |  | SerialNumber | WarrantyStartDate | AssetIdentifier |  | 2.769385 | 492 | ReplacementCost |  |  | Finish | Grade | Carbon Steel | ModelReference | NominalHeight | NominalLength | NominalWidth | ProductionYear | Shape | SustainabilityPerformance | WarrantyDescription | WarrantyDurationLabor | WarrantyDurationParts | ModelLabel | Manufacturer | [22 empty] | 0.405178 | [47 empty] | 0.082021 | [8 empty] | M_Tee - Generic: Tee - Generic | Level 1 | 0.000000 | 0.087417 | 2.769385 | 0.540314 | 467468.490858 | 1.912001 | 454486.384452 | 2 | 0.346273 | 3.174562 | 90.026046 | 604159.130379 | 16 | 0.031823 | 0.109583 | 0 | 0 | 2.769385 |  | 0.045720 | Threaded | M_Cross - Generic: Cross - Generic | Schedule 40 | Pipes for General Use | 23-60 30 11 11 | M_Elbow - Generic: Elbow - Generic | 1 | M_Transition - Generic: Transition - Generic | M_Coupling - Generic: Coupling - Generic
99900 | Level 1 | ExpectedLife |  | 578830 | New Construction | AccessibilityPerformance | WarrantyGuarantorParts |  | FIXED | Unit B Hydronic Supply In | CodePerformance | 310491 |  |  |  | 99763 | 0.000000 | 99899 | Reference | Pipe Types:Mechanical Pipe | 25 mm | 99934,99936,99938,99940,99942,99944,310708,311093,311094,311095,311096 | 2em0WWONX1aPizS$xeT1BR | Color | 33 | Pipe Types:Mechanical Pipe:578830 |  | InstallationDate | 99900 | WarrantyGuarantorLabor |  |  |  | Features | TagNumber |  | BarCode | Hydronic Supply |  |  | Constituents |  |  | SerialNumber | WarrantyStartDate | AssetIdentifier |  | 2.679397 | 514 | ReplacementCost |  |  | Finish | Grade | Carbon Steel | ModelReference | NominalHeight | NominalLength | NominalWidth | ProductionYear | Shape | SustainabilityPerformance | WarrantyDescription | WarrantyDurationLabor | WarrantyDurationParts | ModelLabel | Manufacturer | [22 empty] | 0.495165 | [47 empty] | 0.082021 | [8 empty] | M_Tee - Generic: Tee - Generic | Level 1 | 0.000000 | 0.087417 | 2.679397 | 0.540314 | 467468.490858 | 1.912001 | 454486.384452 | 2 | 0.346273 | 3.174562 | 90.026046 | 738339.698227 | 18 | 0.038890 | 0.109583 | 0 | 0 | 2.679397 |  | 0.045720 | Threaded | M_Cross - Generic: Cross - Generic | Schedule 40 | Pipes for General Use | 23-60 30 11 11 | M_Elbow - Generic: Elbow - Generic | 1 | M_Transition - Generic: Transition - Generic | M_Coupling - Generic: Coupling - Generic
100134 | Level 1 | ExpectedLife |  | 578872 | New Construction | AccessibilityPerformance | WarrantyGuarantorParts |  | FIXED | Unit B Hydronic Supply In | CodePerformance | 310491 |  |  |  | 99997 | 0.000000 | 100133 | Reference | Pipe Types:Mechanical Pipe | 25 mm | 100168,100170,100172,100174,100176,100178,310709,311093,311094,311095,311096 | 0e1qv$SeP4kvZRY8S5gxVK | Color | 33 | Pipe Types:Mechanical Pipe:578872 |  | InstallationDate | 100134 | WarrantyGuarantorLabor |  |  |  | Features | TagNumber |  | BarCode | Hydronic Supply |  |  | Constituents |  |  | SerialNumber | WarrantyStartDate | AssetIdentifier |  | 2.679397 | 515 | ReplacementCost |  |  | Finish | Grade | Carbon Steel | ModelReference | NominalHeight | NominalLength | NominalWidth | ProductionYear | Shape | SustainabilityPerformance | WarrantyDescription | WarrantyDurationLabor | WarrantyDurationParts | ModelLabel | Manufacturer | [22 empty] | 0.495165 | [47 empty] | 0.082021 | [8 empty] | M_Tee - Generic: Tee - Generic | Level 1 | 0.000000 | 0.087417 | 2.679397 | 0.540314 | 467468.490858 | 1.912001 | 454486.384452 | 2 | 0.346273 | 3.174562 | 90.026046 | 738339.698227 | 17 | 0.038890 | 0.109583 | 0 | 0 | 2.679397 |  | 0.045720 | Threaded | M_Cross - Generic: Cross - Generic | Schedule 40 | Pipes for General Use | 23-60 30 11 11 | M_Elbow - Generic: Elbow - Generic | 1 | M_Transition - Generic: Transition - Generic | M_Coupling - Generic: Coupling - Generic
133287 | Level 1 | ExpectedLife |  | 582940 | New Construction | AccessibilityPerformance | WarrantyGuarantorParts |  | FIXED | Unit B Sanitary | CodePerformance | 310491 |  |  |  | 133150 | 0.000000 | 133286 | Reference | Pipe Types:Waste | 40 mm | 133353,133355,133357,133359,133361,133363,310735,311118,311119,311120,311121 | 06uxWXUlT4WwN22sA1Epss | Color | 33 | Pipe Types:Waste:582940 |  | InstallationDate | 133287 | WarrantyGuarantorLabor |  |  |  | Features | TagNumber |  | BarCode | Sanitary |  |  | Constituents |  |  | SerialNumber | WarrantyStartDate | AssetIdentifier |  | 0.000000 | 65 | ReplacementCost |  |  | Finish | Grade | Plastic | ModelReference | NominalHeight | NominalLength | NominalWidth | ProductionYear | Shape | SustainabilityPerformance | WarrantyDescription | WarrantyDurationLabor | WarrantyDurationParts | ModelLabel | Manufacturer | [22 empty] | 0.532023 | [47 empty] | 0.131234 | [8 empty] | M_Tee - Generic: Tee - Generic | Level 1 |  | 0.134167 | -0.532023 | [6 empty] | -0.532023 |  |  | 2 | 0.066856 | 0.158333 | 0 | 0 | 0.000000 |  | 0.002540 | Threaded | M_Cross - Generic: Cross - Generic | Schedule 40 | Pipes for General Use | 23-60 30 11 11 | M_Elbow - Generic: Elbow - Generic | 1 | M_Transition - Generic: Transition - Generic | M_Coupling - Generic: Coupling - Generic | [5 empty] | 3.000000
133509 | Level 1 | ExpectedLife |  | 582941 | New Construction | AccessibilityPerformance | WarrantyGuarantorParts |  | FIXED | Unit B Sanitary | CodePerformance | 310491 |  |  |  | 133372 | 0.000000 | 133508 | Reference | Pipe Types:Waste | 40 mm | 133536,133538,133540,133542,133544,133546,310736,311118,311119,311120,311121 | 3iwIK3bEj2cA88Ds0WqEw3 | Color | 33 | Pipe Types:Waste:582941 |  | InstallationDate | 133509 | WarrantyGuarantorLabor |  |  |  | Features | TagNumber |  | BarCode | Sanitary |  |  | Constituents |  |  | SerialNumber | WarrantyStartDate | AssetIdentifier |  | -0.578094 | 66 | ReplacementCost |  |  | Finish | Grade | Plastic | ModelReference | NominalHeight | NominalLength | NominalWidth | ProductionYear | Shape | SustainabilityPerformance | WarrantyDescription | WarrantyDurationLabor | WarrantyDurationParts | ModelLabel | Manufacturer | [22 empty] | 0.375849 | [47 empty] | 0.131234 | [8 empty] | M_Tee - Generic: Tee - Generic | Level 1 |  | 0.134167 | -0.598541 | [6 empty] | -0.578094 |  |  | 10 | 0.047231 | 0.158333 | 0 | 0 | -0.578094 | 0.000000 | 0.002540 | Threaded | M_Cross - Generic: Cross - Generic | Schedule 40 | Pipes for General Use | 23-60 30 11 11 | M_Elbow - Generic: Elbow - Generic | 1 | M_Transition - Generic: Transition - Generic | M_Coupling - Generic: Coupling - Generic | [5 empty] | 0.000000
136220 | Level 1 | ExpectedLife |  | 582945 | New Construction | AccessibilityPerformance | WarrantyGuarantorParts |  | FIXED | Unit B Sanitary | CodePerformance | 310491 |  |  |  | 136083 | 0.000000 | 136219 | Reference | Pipe Types:Waste | 32 mm | 136246,136248,136250,136252,136254,136256,310738,311118,311119,311120,311121 | 2ZEk5RUor3zvcmR2oNk33Q | Color | 33 | Pipe Types:Waste:582945 |  | InstallationDate | 136220 | WarrantyGuarantorLabor |  |  |  | Features | TagNumber |  | BarCode | Sanitary |  |  | Constituents |  |  | SerialNumber | WarrantyStartDate | AssetIdentifier |  | 0.713000 | 69 | ReplacementCost |  |  | Finish | Grade | Plastic | ModelReference | NominalHeight | NominalLength | NominalWidth | ProductionYear | Shape | SustainabilityPerformance | WarrantyDescription | WarrantyDurationLabor | WarrantyDurationParts | ModelLabel | Manufacturer | [22 empty] | 1.270440 | [47 empty] | 0.104987 | [8 empty] | M_Tee - Generic: Tee - Generic | Level 1 |  | 0.115000 | -0.557440 | [6 empty] | -0.557440 |  |  | 3 | 0.127719 | 0.138333 | 0 | 0 | 0.713000 |  | 0.002540 | Threaded | M_Cross - Generic: Cross - Generic | Schedule 40 | Pipes for General Use | 23-60 30 11 11 | M_Elbow - Generic: Elbow - Generic | 1 | M_Transition - Generic: Transition - Generic | M_Coupling - Generic: Coupling - Generic | [5 empty] | 1.000000
136398 | Level 1 | ExpectedLife |  | 582946 | New Construction | AccessibilityPerformance | WarrantyGuarantorParts |  | FIXED | Unit B Sanitary | CodePerformance | 310491 |  |  |  | 136261 | 0.000000 | 136397 | Reference | Pipe Types:Waste | 40 mm | 136425,136427,136429,136431,136433,136435,310739,311118,311119,311120,311121 | 0yKbtog$P1YxDyCk1qgYZf | Color | 33 | Pipe Types:Waste:582946 |  | InstallationDate | 136398 | WarrantyGuarantorLabor |  |  |  | Features | TagNumber |  | BarCode | Sanitary |  |  | Constituents |  |  | SerialNumber | WarrantyStartDate | AssetIdentifier |  | -0.581287 | 70 | ReplacementCost |  |  | Finish | Grade | Plastic | ModelReference | NominalHeight | NominalLength | NominalWidth | ProductionYear | Shape | SustainabilityPerformance | WarrantyDescription | WarrantyDurationLabor | WarrantyDurationParts | ModelLabel | Manufacturer | [22 empty] | 0.161934 | [47 empty] | 0.131234 | [8 empty] | M_Tee - Generic: Tee - Generic | Level 1 |  | 0.134167 | -0.601734 | [6 empty] | -0.581287 |  |  | 11 | 0.020349 | 0.158333 | 0 | 0 | -0.581287 | 0.000000 | 0.002540 | Threaded | M_Cross - Generic: Cross - Generic | Schedule 40 | Pipes for General Use | 23-60 30 11 11 | M_Elbow - Generic: Elbow - Generic | 1 | M_Transition - Generic: Transition - Generic | M_Coupling - Generic: Coupling - Generic | [5 empty] | 0.000000
136601 | Level 1 | ExpectedLife |  | 582947 | New Construction | AccessibilityPerformance | WarrantyGuarantorParts |  | FIXED | Unit B Sanitary | CodePerformance | 310491 |  |  |  | 136440 | 0.000000 | 136600 | Reference | Pipe Types:Waste | 40 mm | 136628,136630,136632,136634,136636,136638,310740,311118,311119,311120,311121 | 3IeTC6sbv7_hqjhfjn$T5M | Color | 33 | Pipe Types:Waste:582947 |  | InstallationDate | 136601 | WarrantyGuarantorLabor |  |  |  | Features | TagNumber |  | BarCode | Sanitary |  |  | Constituents |  |  | SerialNumber | WarrantyStartDate | AssetIdentifier |  | -0.577959 | 71 | ReplacementCost |  |  | Finish | Grade | Plastic | ModelReference | NominalHeight | NominalLength | NominalWidth | ProductionYear | Shape | SustainabilityPerformance | WarrantyDescription | WarrantyDurationLabor | WarrantyDurationParts | ModelLabel | Manufacturer | [22 empty] | 0.126029 | [47 empty] | 0.131234 | [8 empty] | M_Tee - Generic: Tee - Generic | Level 1 |  | 0.134167 | -0.598406 | [6 empty] | -0.577329 |  |  | 18 | 0.015837 | 0.158333 | 0 | 0 | -0.577959 | 0.005000 | 0.002540 | Threaded | M_Cross - Generic: Cross - Generic | Schedule 40 | Pipes for General Use | 23-60 30 11 11 | M_Elbow - Generic: Elbow - Generic | 1 | M_Transition - Generic: Transition - Generic | M_Coupling - Generic: Coupling - Generic | [5 empty] | 0.000000
140703 | Level 1 | ExpectedLife |  | 582951 | New Construction | AccessibilityPerformance | WarrantyGuarantorParts |  | FIXED | Unit B Sanitary | CodePerformance | 310491 |  |  |  | 140566 | 0.000000 | 140702 | Reference | Pipe Types:Waste | 50 mm | 140727,140729,140731,140733,140735,140737,310743,311118,311119,311120,311121 | 0n2yQi$YDA28SFAcdqNtR_ | Color | 33 | Pipe Types:Waste:582951 |  | InstallationDate | 140703 | WarrantyGuarantorLabor |  |  |  | Features | TagNumber |  | BarCode | Sanitary |  |  | Constituents |  |  | SerialNumber | WarrantyStartDate | AssetIdentifier |  | 0.000000 | 73 | ReplacementCost |  |  | Finish | Grade | Plastic | ModelReference | NominalHeight | NominalLength | NominalWidth | ProductionYear | Shape | SustainabilityPerformance | WarrantyDescription | WarrantyDurationLabor | WarrantyDurationParts | ModelLabel | Manufacturer | [22 empty] | 0.551290 | [47 empty] | 0.164042 | [8 empty] | M_Tee - Generic: Tee - Generic | Level 1 |  | 0.172250 | -0.551290 | [6 empty] | -0.551290 |  |  | 1 | 0.086596 | 0.197917 | 0 | 0 | 0.000000 |  | 0.002540 | Threaded | M_Cross - Generic: Cross - Generic | Schedule 40 | Pipes for General Use | 23-60 30 11 11 | M_Elbow - Generic: Elbow - Generic | 1 | M_Transition - Generic: Transition - Generic | M_Coupling - Generic: Coupling - Generic | [5 empty] | 2.000000
140879 | Level 1 | ExpectedLife |  | 582952 | New Construction | AccessibilityPerformance | WarrantyGuarantorParts |  | FIXED | Unit B Sanitary | CodePerformance | 310491 |  |  |  | 140742 | 0.000000 | 140878 | Reference | Pipe Types:Waste | 40 mm | 140906,140908,140910,140912,140914,140916,310744,311118,311119,311120,311121 | 0v0Mms3Db0pRvvHyIQCrE1 | Color | 33 | Pipe Types:Waste:582952 |  | InstallationDate | 140879 | WarrantyGuarantorLabor |  |  |  | Features | TagNumber |  | BarCode | Sanitary |  |  | Constituents |  |  | SerialNumber | WarrantyStartDate | AssetIdentifier |  | -0.584662 | 74 | ReplacementCost |  |  | Finish | Grade | Plastic | ModelReference | NominalHeight | NominalLength | NominalWidth | ProductionYear | Shape | SustainabilityPerformance | WarrantyDescription | WarrantyDurationLabor | WarrantyDurationParts | ModelLabel | Manufacturer | [22 empty] | 0.407109 | [47 empty] | 0.131234 | [8 empty] | M_Tee - Generic: Tee - Generic | Level 1 |  | 0.134167 | -0.605109 | [6 empty] | -0.584662 |  |  | 20 | 0.051159 | 0.158333 | 0 | 0 | -0.584662 | 0.000000 | 0.002540 | Threaded | M_Cross - Generic: Cross - Generic | Schedule 40 | Pipes for General Use | 23-60 30 11 11 | M_Elbow - Generic: Elbow - Generic | 1 | M_Transition - Generic: Transition - Generic | M_Coupling - Generic: Coupling - Generic | [5 empty] | 0.000000
141070 | Level 1 | ExpectedLife |  | 582953 | New Construction | AccessibilityPerformance | WarrantyGuarantorParts |  | FIXED | Unit B Sanitary | CodePerformance | 310491 |  |  |  | 140921 | 0.000000 | 141069 | Reference | Pipe Types:Waste | 40 mm | 141097,141099,141101,141103,141105,141107,310745,311118,311119,311120,311121 | 3eAA$CJlT1EeOPz$$sQNW2 | Color | 33 | Pipe Types:Waste:582953 |  | InstallationDate | 141070 | WarrantyGuarantorLabor |  |  |  | Features | TagNumber |  | BarCode | Sanitary |  |  | Constituents |  |  | SerialNumber | WarrantyStartDate | AssetIdentifier |  | -0.584400 | 75 | ReplacementCost |  |  | Finish | Grade | Plastic | ModelReference | NominalHeight | NominalLength | NominalWidth | ProductionYear | Shape | SustainabilityPerformance | WarrantyDescription | WarrantyDurationLabor | WarrantyDurationParts | ModelLabel | Manufacturer | [22 empty] | 0.570233 | [47 empty] | 0.131234 | [8 empty] | M_Tee - Generic: Tee - Generic | Level 1 |  | 0.134167 | -0.604847 | [6 empty] | -0.581549 |  |  | 19 | 0.071658 | 0.158333 | 0 | 0 | -0.584400 | 0.005000 | 0.002540 | Threaded | M_Cross - Generic: Cross - Generic | Schedule 40 | Pipes for General Use | 23-60 30 11 11 | M_Elbow - Generic: Elbow - Generic | 1 | M_Transition - Generic: Transition - Generic | M_Coupling - Generic: Coupling - Generic | [5 empty] | 0.000000
143861 | Level 1 | ExpectedLife |  | 582956 | New Construction | AccessibilityPerformance | WarrantyGuarantorParts |  | FIXED | Unit B Sanitary | CodePerformance | 310491 |  |  |  | 143691 | 0.000000 | 143860 | Reference | Pipe Types:Waste | 40 mm | 143888,143890,143892,143894,143896,143898,310747,311118,311119,311120,311121 | 0$LNoCntTAthq5oMj33Z8K | Color | 33 | Pipe Types:Waste:582956 |  | InstallationDate | 143861 | WarrantyGuarantorLabor |  |  |  | Features | TagNumber |  | BarCode | Sanitary |  |  | Constituents |  |  | SerialNumber | WarrantyStartDate | AssetIdentifier |  | -0.585683 | 76 | ReplacementCost |  |  | Finish | Grade | Plastic | ModelReference | NominalHeight | NominalLength | NominalWidth | ProductionYear | Shape | SustainabilityPerformance | WarrantyDescription | WarrantyDurationLabor | WarrantyDurationParts | ModelLabel | Manufacturer | [22 empty] | 0.151918 | [47 empty] | 0.131234 | [8 empty] | M_Tee - Generic: Tee - Generic | Level 1 |  | 0.134167 | -0.606130 | [6 empty] | -0.584924 |  |  | 9 | 0.019091 | 0.158333 | 0 | 0 | -0.585683 | 0.005000 | 0.002540 | Threaded | M_Cross - Generic: Cross - Generic | Schedule 40 | Pipes for General Use | 23-60 30 11 11 | M_Elbow - Generic: Elbow - Generic | 1 | M_Transition - Generic: Transition - Generic | M_Coupling - Generic: Coupling - Generic | [5 empty] | 0.000000
144070 | Level 1 | ExpectedLife |  | 582958 | New Construction | AccessibilityPerformance | WarrantyGuarantorParts |  | FIXED | Unit B Sanitary | CodePerformance | 310491 |  |  |  | 143903 | 0.000000 | 144069 | Reference | Pipe Types:Waste | 40 mm | 144097,144099,144101,144103,144105,144107,310748,311118,311119,311120,311121 | 2k4Olyy_HB9fuCzxjwspMs | Color | 33 | Pipe Types:Waste:582958 |  | InstallationDate | 144070 | WarrantyGuarantorLabor |  |  |  | Features | TagNumber |  | BarCode | Sanitary |  |  | Constituents |  |  | SerialNumber | WarrantyStartDate | AssetIdentifier |  | -0.410048 | 77 | ReplacementCost |  |  | Finish | Grade | Plastic | ModelReference | NominalHeight | NominalLength | NominalWidth | ProductionYear | Shape | SustainabilityPerformance | WarrantyDescription | WarrantyDurationLabor | WarrantyDurationParts | ModelLabel | Manufacturer | [22 empty] | 0.192229 | [47 empty] | 0.131234 | [8 empty] | M_Tee - Generic: Tee - Generic | Level 1 |  | 0.134167 | -0.430495 | [6 empty] | -0.409087 |  |  | 4 | 0.024156 | 0.158333 | 0 | 0 | -0.410048 | 0.005000 | 0.002540 | Threaded | M_Cross - Generic: Cross - Generic | Schedule 40 | Pipes for General Use | 23-60 30 11 11 | M_Elbow - Generic: Elbow - Generic | 1 | M_Transition - Generic: Transition - Generic | M_Coupling - Generic: Coupling - Generic | [5 empty] | 2.000000
145696 | Level 1 | ExpectedLife |  | 582960 | New Construction | AccessibilityPerformance | WarrantyGuarantorParts |  | FIXED | Unit B Sanitary | CodePerformance | 310491 |  |  |  | 145559 | 0.000000 | 145695 | Reference | Pipe Types:Waste | 40 mm | 145722,145724,145726,145728,145730,145732,310750,311118,311119,311120,311121 | 2QfBzPgUD8GgqOnq7WKPOP | Color | 33 | Pipe Types:Waste:582960 |  | InstallationDate | 145696 | WarrantyGuarantorLabor |  |  |  | Features | TagNumber |  | BarCode | Sanitary |  |  | Constituents |  |  | SerialNumber | WarrantyStartDate | AssetIdentifier |  | -0.531292 | 78 | ReplacementCost |  |  | Finish | Grade | Plastic | ModelReference | NominalHeight | NominalLength | NominalWidth | ProductionYear | Shape | SustainabilityPerformance | WarrantyDescription | WarrantyDurationLabor | WarrantyDurationParts | ModelLabel | Manufacturer | [22 empty] | 0.068594 | [47 empty] | 0.131234 | [8 empty] | M_Tee - Generic: Tee - Generic | Level 1 |  | 0.134167 | -0.531292 | [6 empty] | -0.462698 |  |  | 18 | 0.008620 | 0.158333 | 0 | 0 | -0.531292 |  | 0.002540 | Threaded | M_Cross - Generic: Cross - Generic | Schedule 40 | Pipes for General Use | 23-60 30 11 11 | M_Elbow - Generic: Elbow - Generic | 1 | M_Transition - Generic: Transition - Generic | M_Coupling - Generic: Coupling - Generic | [5 empty] | 0.000000
145924 | Level 1 | ExpectedLife |  | 582962 | New Construction | AccessibilityPerformance | WarrantyGuarantorParts |  | FIXED | Unit B Sanitary | CodePerformance | 310491 |  |  |  | 145787 | 0.000000 | 145923 | Reference | Pipe Types:Waste | 40 mm | 145950,145952,145954,145956,145958,145960,310751,311118,311119,311120,311121 | 3OnxxtS5jAef2yqWa7uNK9 | Color | 33 | Pipe Types:Waste:582962 |  | InstallationDate | 145924 | WarrantyGuarantorLabor |  |  |  | Features | TagNumber |  | BarCode | Sanitary |  |  | Constituents |  |  | SerialNumber | WarrantyStartDate | AssetIdentifier |  | -0.377488 | 80 | ReplacementCost |  |  | Finish | Grade | Plastic | ModelReference | NominalHeight | NominalLength | NominalWidth | ProductionYear | Shape | SustainabilityPerformance | WarrantyDescription | WarrantyDurationLabor | WarrantyDurationParts | ModelLabel | Manufacturer | [22 empty] | 1.064963 | [47 empty] | 0.131234 | [8 empty] | M_Tee - Generic: Tee - Generic | Level 1 |  | 0.134167 | -0.377488 | [6 empty] | 0.687475 |  |  | 4 | 0.133827 | 0.158333 | 0 | 0 | -0.377488 |  | 0.002540 | Threaded | M_Cross - Generic: Cross - Generic | Schedule 40 | Pipes for General Use | 23-60 30 11 11 | M_Elbow - Generic: Elbow - Generic | 1 | M_Transition - Generic: Transition - Generic | M_Coupling - Generic: Coupling - Generic | [5 empty] | 2.000000
146171 | Level 1 | ExpectedLife |  | 582963 | New Construction | AccessibilityPerformance | WarrantyGuarantorParts |  | FIXED | Unit B Sanitary | CodePerformance | 310491 |  |  |  | 145965 | 0.000000 | 146170 | Reference | Pipe Types:Waste | 40 mm | 146198,146200,146202,146204,146206,146208,310752,311118,311119,311120,311121 | 26fwErs71CaPvzCQYGDAhC | Color | 33 | Pipe Types:Waste:582963 |  | InstallationDate | 146171 | WarrantyGuarantorLabor |  |  |  | Features | TagNumber |  | BarCode | Sanitary |  |  | Constituents |  |  | SerialNumber | WarrantyStartDate | AssetIdentifier |  | -0.398126 | 81 | ReplacementCost |  |  | Finish | Grade | Plastic | ModelReference | NominalHeight | NominalLength | NominalWidth | ProductionYear | Shape | SustainabilityPerformance | WarrantyDescription | WarrantyDurationLabor | WarrantyDurationParts | ModelLabel | Manufacturer | [22 empty] | 0.331862 | [47 empty] | 0.131234 | [8 empty] | M_Tee - Generic: Tee - Generic | Level 1 |  | 0.134167 | -0.420243 | [6 empty] | -0.399796 |  |  | 4 | 0.041703 | 0.158333 | 0 | 0 | -0.398126 | 0.005035 | 0.002540 | Threaded | M_Cross - Generic: Cross - Generic | Schedule 40 | Pipes for General Use | 23-60 30 11 11 | M_Elbow - Generic: Elbow - Generic | 1 | M_Transition - Generic: Transition - Generic | M_Coupling - Generic: Coupling - Generic | [5 empty] | 2.000000
146396 | Level 1 | ExpectedLife |  | 582967 | New Construction | AccessibilityPerformance | WarrantyGuarantorParts |  | FIXED | Unit B Sanitary | CodePerformance | 310491 |  |  |  | 146213 | 0.000000 | 146395 | Reference | Pipe Types:Waste | 40 mm | 146423,146425,146427,146429,146431,146433,310753,311118,311119,311120,311121 | 3Xb$Vjn3LCevAK_atsXNZK | Color | 33 | Pipe Types:Waste:582967 |  | InstallationDate | 146396 | WarrantyGuarantorLabor |  |  |  | Features | TagNumber |  | BarCode | Sanitary |  |  | Constituents |  |  | SerialNumber | WarrantyStartDate | AssetIdentifier |  | -0.408389 | 83 | ReplacementCost |  |  | Finish | Grade | Plastic | ModelReference | NominalHeight | NominalLength | NominalWidth | ProductionYear | Shape | SustainabilityPerformance | WarrantyDescription | WarrantyDurationLabor | WarrantyDurationParts | ModelLabel | Manufacturer | [22 empty] | 1.677015 | [47 empty] | 0.131234 | [8 empty] | M_Tee - Generic: Tee - Generic | Level 1 |  | 0.134167 | -0.428836 | [6 empty] | -0.400004 |  |  | 4 | 0.210740 | 0.158333 | 0 | 0 | -0.408389 | 0.005000 | 0.002540 | Threaded | M_Cross - Generic: Cross - Generic | Schedule 40 | Pipes for General Use | 23-60 30 11 11 | M_Elbow - Generic: Elbow - Generic | 1 | M_Transition - Generic: Transition - Generic | M_Coupling - Generic: Coupling - Generic | [5 empty] | 2.000000
146654 | Level 1 | ExpectedLife |  | 582975 | New Construction | AccessibilityPerformance | WarrantyGuarantorParts |  | FIXED | Unit B Sanitary | CodePerformance | 310491 |  |  |  | 146487 | 0.000000 | 146653 | Reference | Pipe Types:Waste | 40 mm | 146680,146682,146684,146686,146688,146690,310754,311118,311119,311120,311121 | 3EEUsdoeb9f8EThcDcbGyi | Color | 33 | Pipe Types:Waste:582975 |  | InstallationDate | 146654 | WarrantyGuarantorLabor |  |  |  | Features | TagNumber |  | BarCode | Sanitary |  |  | Constituents |  |  | SerialNumber | WarrantyStartDate | AssetIdentifier |  | -0.357923 | 87 | ReplacementCost |  |  | Finish | Grade | Plastic | ModelReference | NominalHeight | NominalLength | NominalWidth | ProductionYear | Shape | SustainabilityPerformance | WarrantyDescription | WarrantyDurationLabor | WarrantyDurationParts | ModelLabel | Manufacturer | [22 empty] | 3.033078 | [47 empty] | 0.131234 | [8 empty] | M_Tee - Generic: Tee - Generic | Level 1 |  | 0.134167 | -0.357923 | [6 empty] | 2.675155 |  |  | 12 | 0.381148 | 0.158333 | 0 | 0 | -0.357923 |  | 0.002540 | Threaded | M_Cross - Generic: Cross - Generic | Schedule 40 | Pipes for General Use | 23-60 30 11 11 | M_Elbow - Generic: Elbow - Generic | 1 | M_Transition - Generic: Transition - Generic | M_Coupling - Generic: Coupling - Generic | [5 empty] | 0.000000
150963 | Level 1 | ExpectedLife |  | 582988 | New Construction | AccessibilityPerformance | WarrantyGuarantorParts |  | FIXED | Unit B Sanitary | CodePerformance | 310491 |  |  |  | 150772 | 0.000000 | 150962 | Reference | Pipe Types:Waste | 40 mm | 150989,150991,150993,150995,150997,150999,310763,311118,311119,311120,311121 | 3aokjwAfT6AfCNyQ30cdBQ | Color | 33 | Pipe Types:Waste:582988 |  | InstallationDate | 150963 | WarrantyGuarantorLabor |  |  |  | Features | TagNumber |  | BarCode | Sanitary |  |  | Constituents |  |  | SerialNumber | WarrantyStartDate | AssetIdentifier |  | 2.833925 | 102 | ReplacementCost |  |  | Finish | Grade | Plastic | ModelReference | NominalHeight | NominalLength | NominalWidth | ProductionYear | Shape | SustainabilityPerformance | WarrantyDescription | WarrantyDurationLabor | WarrantyDurationParts | ModelLabel | Manufacturer | [22 empty] | 0.053995 | [47 empty] | 0.131234 | [8 empty] | M_Tee - Generic: Tee - Generic | Level 1 |  | 0.134167 | 2.779924 | [6 empty] | 2.779930 |  |  | 8 | 0.006785 | 0.158333 | 0 | 0 | 2.833925 |  | 0.002540 | Threaded | M_Cross - Generic: Cross - Generic | Schedule 40 | Pipes for General Use | 23-60 30 11 11 | M_Elbow - Generic: Elbow - Generic | 1 | M_Transition - Generic: Transition - Generic | M_Coupling - Generic: Coupling - Generic | [5 empty] | 2.000000
154401 | Level 1 | ExpectedLife |  | 582999 | New Construction | AccessibilityPerformance | WarrantyGuarantorParts |  | FIXED | Unit A Sanitary | CodePerformance | 310491 |  |  |  | 154188 | 0.000000 | 154400 | Reference | Pipe Types:Waste | 40 mm | 154428,154430,154432,154434,154436,154438,310769,311118,311119,311120,311121 | 0quQz8L7D2gB0SDpzXgSjl | Color | 33 | Pipe Types:Waste:582999 |  | InstallationDate | 154401 | WarrantyGuarantorLabor |  |  |  | Features | TagNumber |  | BarCode | Sanitary |  |  | Constituents |  |  | SerialNumber | WarrantyStartDate | AssetIdentifier |  | -0.588555 | 109 | ReplacementCost |  |  | Finish | Grade | Plastic | ModelReference | NominalHeight | NominalLength | NominalWidth | ProductionYear | Shape | SustainabilityPerformance | WarrantyDescription | WarrantyDurationLabor | WarrantyDurationParts | ModelLabel | Manufacturer | [22 empty] | 3.064749 | [47 empty] | 0.131234 | [8 empty] | M_Tee - Generic: Tee - Generic | Level 1 |  | 0.134167 | -0.624185 | [6 empty] | -0.603738 |  |  | 11 | 0.385128 | 0.158333 | 0 | 0 | -0.588555 | 0.004954 | 0.002540 | Threaded | M_Cross - Generic: Cross - Generic | Schedule 40 | Pipes for General Use | 23-60 30 11 11 | M_Elbow - Generic: Elbow - Generic | 1 | M_Transition - Generic: Transition - Generic | M_Coupling - Generic: Coupling - Generic | [5 empty] | 0.000000
154622 | Level 1 | ExpectedLife |  | 583001 | New Construction | AccessibilityPerformance | WarrantyGuarantorParts |  | FIXED | Unit A Sanitary | CodePerformance | 310491 |  |  |  | 154443 | 0.000000 | 154621 | Reference | Pipe Types:Waste | 40 mm | 154649,154651,154653,154655,154657,154659,310770,311118,311119,311120,311121 | 2MVmxBv81FPQBZsXh_XK9$ | Color | 33 | Pipe Types:Waste:583001 |  | InstallationDate | 154622 | WarrantyGuarantorLabor |  |  |  | Features | TagNumber |  | BarCode | Sanitary |  |  | Constituents |  |  | SerialNumber | WarrantyStartDate | AssetIdentifier |  | -0.573686 | 110 | ReplacementCost |  |  | Finish | Grade | Plastic | ModelReference | NominalHeight | NominalLength | NominalWidth | ProductionYear | Shape | SustainabilityPerformance | WarrantyDescription | WarrantyDurationLabor | WarrantyDurationParts | ModelLabel | Manufacturer | [22 empty] | 0.589283 | [47 empty] | 0.131234 | [8 empty] | M_Tee - Generic: Tee - Generic | Level 1 |  | 0.134167 | -0.594133 | [6 empty] | -0.570740 |  |  | 1 | 0.074052 | 0.158333 | 0 | 0 | -0.573686 | 0.005000 | 0.002540 | Threaded | M_Cross - Generic: Cross - Generic | Schedule 40 | Pipes for General Use | 23-60 30 11 11 | M_Elbow - Generic: Elbow - Generic | 1 | M_Transition - Generic: Transition - Generic | M_Coupling - Generic: Coupling - Generic | [5 empty] | 2.000000
154801 | Level 1 | ExpectedLife |  | 583003 | New Construction | AccessibilityPerformance | WarrantyGuarantorParts |  | FIXED | Unit A Sanitary | CodePerformance | 310491 |  |  |  | 154664 | 0.000000 | 154800 | Reference | Pipe Types:Waste | 40 mm | 154825,154827,154829,154831,154833,154835,310771,311118,311119,311120,311121 | 0E4mjlmTrB_gHQ5cS1q4RR | Color | 33 | Pipe Types:Waste:583003 |  | InstallationDate | 154801 | WarrantyGuarantorLabor |  |  |  | Features | TagNumber |  | BarCode | Sanitary |  |  | Constituents |  |  | SerialNumber | WarrantyStartDate | AssetIdentifier |  | 0.000000 | 111 | ReplacementCost |  |  | Finish | Grade | Plastic | ModelReference | NominalHeight | NominalLength | NominalWidth | ProductionYear | Shape | SustainabilityPerformance | WarrantyDescription | WarrantyDurationLabor | WarrantyDurationParts | ModelLabel | Manufacturer | [22 empty] | 0.537136 | [47 empty] | 0.131234 | [8 empty] | M_Tee - Generic: Tee - Generic | Level 1 |  | 0.134167 | -0.537136 | [6 empty] | -0.537136 |  |  | 1 | 0.067498 | 0.158333 | 0 | 0 | 0.000000 |  | 0.002540 | Threaded | M_Cross - Generic: Cross - Generic | Schedule 40 | Pipes for General Use | 23-60 30 11 11 | M_Elbow - Generic: Elbow - Generic | 1 | M_Transition - Generic: Transition - Generic | M_Coupling - Generic: Coupling - Generic | [5 empty] | 2.000000
154977 | Level 1 | ExpectedLife |  | 583004 | New Construction | AccessibilityPerformance | WarrantyGuarantorParts |  | FIXED | Unit A Sanitary | CodePerformance | 310491 |  |  |  | 154840 | 0.000000 | 154976 | Reference | Pipe Types:Waste | 40 mm | 155004,155006,155008,155010,155012,155014,310772,311118,311119,311120,311121 | 3CBsAX0aP3yPF7Ys4hYGod | Color | 33 | Pipe Types:Waste:583004 |  | InstallationDate | 154977 | WarrantyGuarantorLabor |  |  |  | Features | TagNumber |  | BarCode | Sanitary |  |  | Constituents |  |  | SerialNumber | WarrantyStartDate | AssetIdentifier |  | -0.570473 | 112 | ReplacementCost |  |  | Finish | Grade | Plastic | ModelReference | NominalHeight | NominalLength | NominalWidth | ProductionYear | Shape | SustainabilityPerformance | WarrantyDescription | WarrantyDurationLabor | WarrantyDurationParts | ModelLabel | Manufacturer | [22 empty] | 0.428491 | [47 empty] | 0.131234 | [8 empty] | M_Tee - Generic: Tee - Generic | Level 1 |  | 0.134167 | -0.590920 | [6 empty] | -0.570473 |  |  | 1 | 0.053846 | 0.158333 | 0 | 0 | -0.570473 | 0.000000 | 0.002540 | Threaded | M_Cross - Generic: Cross - Generic | Schedule 40 | Pipes for General Use | 23-60 30 11 11 | M_Elbow - Generic: Elbow - Generic | 1 | M_Transition - Generic: Transition - Generic | M_Coupling - Generic: Coupling - Generic | [5 empty] | 2.000000
157733 | Level 1 | ExpectedLife |  | 583008 | New Construction | AccessibilityPerformance | WarrantyGuarantorParts |  | FIXED | Unit A Sanitary | CodePerformance | 310491 |  |  |  | 157596 | 0.000000 | 157732 | Reference | Pipe Types:Waste | 40 mm | 157759,157761,157763,157765,157767,157769,310774,311118,311119,311120,311121 | 10prxdW2b0lQqD7wNhsFCD | Color | 33 | Pipe Types:Waste:583008 |  | InstallationDate | 157733 | WarrantyGuarantorLabor |  |  |  | Features | TagNumber |  | BarCode | Sanitary |  |  | Constituents |  |  | SerialNumber | WarrantyStartDate | AssetIdentifier |  | 0.713000 | 113 | ReplacementCost |  |  | Finish | Grade | Plastic | ModelReference | NominalHeight | NominalLength | NominalWidth | ProductionYear | Shape | SustainabilityPerformance | WarrantyDescription | WarrantyDurationLabor | WarrantyDurationParts | ModelLabel | Manufacturer | [22 empty] | 1.263036 | [47 empty] | 0.131234 | [8 empty] | M_Tee - Generic: Tee - Generic | Level 1 |  | 0.134167 | -0.550036 | [6 empty] | -0.550036 |  |  | 5 | 0.158718 | 0.158333 | 0 | 0 | 0.713000 |  | 0.002540 | Threaded | M_Cross - Generic: Cross - Generic | Schedule 40 | Pipes for General Use | 23-60 30 11 11 | M_Elbow - Generic: Elbow - Generic | 1 | M_Transition - Generic: Transition - Generic | M_Coupling - Generic: Coupling - Generic | [5 empty] | 1.000000
157911 | Level 1 | ExpectedLife |  | 583009 | New Construction | AccessibilityPerformance | WarrantyGuarantorParts |  | FIXED | Unit A Sanitary | CodePerformance | 310491 |  |  |  | 157774 | 0.000000 | 157910 | Reference | Pipe Types:Waste | 40 mm | 157938,157940,157942,157944,157946,157948,310775,311118,311119,311120,311121 | 32S5$lwL1C2wKWLnxix3to | Color | 33 | Pipe Types:Waste:583009 |  | InstallationDate | 157911 | WarrantyGuarantorLabor |  |  |  | Features | TagNumber |  | BarCode | Sanitary |  |  | Constituents |  |  | SerialNumber | WarrantyStartDate | AssetIdentifier |  | -0.573948 | 114 | ReplacementCost |  |  | Finish | Grade | Plastic | ModelReference | NominalHeight | NominalLength | NominalWidth | ProductionYear | Shape | SustainabilityPerformance | WarrantyDescription | WarrantyDurationLabor | WarrantyDurationParts | ModelLabel | Manufacturer | [22 empty] | 0.164260 | [47 empty] | 0.131234 | [8 empty] | M_Tee - Generic: Tee - Generic | Level 1 |  | 0.134167 | -0.594395 | [6 empty] | -0.573948 |  |  | 5 | 0.020641 | 0.158333 | 0 | 0 | -0.573948 | 0.000000 | 0.002540 | Threaded | M_Cross - Generic: Cross - Generic | Schedule 40 | Pipes for General Use | 23-60 30 11 11 | M_Elbow - Generic: Elbow - Generic | 1 | M_Transition - Generic: Transition - Generic | M_Coupling - Generic: Coupling - Generic | [5 empty] | 1.000000
158219 | Level 1 | ExpectedLife |  | 583012 | New Construction | AccessibilityPerformance | WarrantyGuarantorParts |  | FIXED | Unit A Sanitary | CodePerformance | 310491 |  |  |  | 158052 | 0.000000 | 158218 | Reference | Pipe Types:Waste | 40 mm | 158246,158248,158250,158252,158254,158256,310776,311118,311119,311120,311121 | 3HquGGgdr1MBhgCmxgDRzk | Color | 33 | Pipe Types:Waste:583012 |  | InstallationDate | 158219 | WarrantyGuarantorLabor |  |  |  | Features | TagNumber |  | BarCode | Sanitary |  |  | Constituents |  |  | SerialNumber | WarrantyStartDate | AssetIdentifier |  | -0.576880 | 116 | ReplacementCost |  |  | Finish | Grade | Plastic | ModelReference | NominalHeight | NominalLength | NominalWidth | ProductionYear | Shape | SustainabilityPerformance | WarrantyDescription | WarrantyDurationLabor | WarrantyDurationParts | ModelLabel | Manufacturer | [22 empty] | 0.533973 | [47 empty] | 0.131234 | [8 empty] | M_Tee - Generic: Tee - Generic | Level 1 |  | 0.134167 | -0.597327 | [6 empty] | -0.574210 |  |  | 2 | 0.067101 | 0.158333 | 0 | 0 | -0.576880 | 0.005000 | 0.002540 | Threaded | M_Cross - Generic: Cross - Generic | Schedule 40 | Pipes for General Use | 23-60 30 11 11 | M_Elbow - Generic: Elbow - Generic | 1 | M_Transition - Generic: Transition - Generic | M_Coupling - Generic: Coupling - Generic | [5 empty] | 3.000000
158398 | Level 1 | ExpectedLife |  | 583014 | New Construction | AccessibilityPerformance | WarrantyGuarantorParts |  | FIXED | Unit A Sanitary | CodePerformance | 310491 |  |  |  | 158261 | 0.000000 | 158397 | Reference | Pipe Types:Waste | 40 mm | 158422,158424,158426,158428,158430,158432,310777,311118,311119,311120,311121 | 1OqCVpkjL9of4Aw__FFabO | Color | 33 | Pipe Types:Waste:583014 |  | InstallationDate | 158398 | WarrantyGuarantorLabor |  |  |  | Features | TagNumber |  | BarCode | Sanitary |  |  | Constituents |  |  | SerialNumber | WarrantyStartDate | AssetIdentifier |  | 0.000000 | 117 | ReplacementCost |  |  | Finish | Grade | Plastic | ModelReference | NominalHeight | NominalLength | NominalWidth | ProductionYear | Shape | SustainabilityPerformance | WarrantyDescription | WarrantyDurationLabor | WarrantyDurationParts | ModelLabel | Manufacturer | [22 empty] | 0.531005 | [47 empty] | 0.131234 | [8 empty] | M_Tee - Generic: Tee - Generic | Level 1 |  | 0.134167 | -0.531005 | [6 empty] | -0.531005 |  |  | 4 | 0.066728 | 0.158333 | 0 | 0 | 0.000000 |  | 0.002540 | Threaded | M_Cross - Generic: Cross - Generic | Schedule 40 | Pipes for General Use | 23-60 30 11 11 | M_Elbow - Generic: Elbow - Generic | 1 | M_Transition - Generic: Transition - Generic | M_Coupling - Generic: Coupling - Generic | [5 empty] | 3.000000
158574 | Level 1 | ExpectedLife |  | 583015 | New Construction | AccessibilityPerformance | WarrantyGuarantorParts |  | FIXED | Unit A Sanitary | CodePerformance | 310491 |  |  |  | 158437 | 0.000000 | 158573 | Reference | Pipe Types:Waste | 40 mm | 158601,158603,158605,158607,158609,158611,310778,311118,311119,311120,311121 | 0n2SWiz1j44Oj5q69V92NS | Color | 33 | Pipe Types:Waste:583015 |  | InstallationDate | 158574 | WarrantyGuarantorLabor |  |  |  | Features | TagNumber |  | BarCode | Sanitary |  |  | Constituents |  |  | SerialNumber | WarrantyStartDate | AssetIdentifier |  | -0.577142 | 118 | ReplacementCost |  |  | Finish | Grade | Plastic | ModelReference | NominalHeight | NominalLength | NominalWidth | ProductionYear | Shape | SustainabilityPerformance | WarrantyDescription | WarrantyDurationLabor | WarrantyDurationParts | ModelLabel | Manufacturer | [22 empty] | 0.352775 | [47 empty] | 0.131234 | [8 empty] | M_Tee - Generic: Tee - Generic | Level 1 |  | 0.134167 | -0.597589 | [6 empty] | -0.577142 |  |  | 4 | 0.044331 | 0.158333 | 0 | 0 | -0.577142 | 0.000000 | 0.002540 | Threaded | M_Cross - Generic: Cross - Generic | Schedule 40 | Pipes for General Use | 23-60 30 11 11 | M_Elbow - Generic: Elbow - Generic | 1 | M_Transition - Generic: Transition - Generic | M_Coupling - Generic: Coupling - Generic | [5 empty] | 3.000000
158882 | Level 1 | ExpectedLife |  | 583018 | New Construction | AccessibilityPerformance | WarrantyGuarantorParts |  | FIXED | Unit A Sanitary | CodePerformance | 310491 |  |  |  | 158715 | 0.000000 | 158881 | Reference | Pipe Types:Waste | 40 mm | 158909,158911,158913,158915,158917,158919,310779,311118,311119,311120,311121 | 21SGviq55B1emGfBcfV0iO | Color | 33 | Pipe Types:Waste:583018 |  | InstallationDate | 158882 | WarrantyGuarantorLabor |  |  |  | Features | TagNumber |  | BarCode | Sanitary |  |  | Constituents |  |  | SerialNumber | WarrantyStartDate | AssetIdentifier |  | -0.578703 | 120 | ReplacementCost |  |  | Finish | Grade | Plastic | ModelReference | NominalHeight | NominalLength | NominalWidth | ProductionYear | Shape | SustainabilityPerformance | WarrantyDescription | WarrantyDurationLabor | WarrantyDurationParts | ModelLabel | Manufacturer | [22 empty] | 0.259892 | [47 empty] | 0.131234 | [8 empty] | M_Tee - Generic: Tee - Generic | Level 1 |  | 0.134167 | -0.599150 | [6 empty] | -0.577404 |  |  | 3 | 0.032659 | 0.158333 | 0 | 0 | -0.578703 | 0.005000 | 0.002540 | Threaded | M_Cross - Generic: Cross - Generic | Schedule 40 | Pipes for General Use | 23-60 30 11 11 | M_Elbow - Generic: Elbow - Generic | 1 | M_Transition - Generic: Transition - Generic | M_Coupling - Generic: Coupling - Generic | [5 empty] | 6.000000
159141 | Level 1 | ExpectedLife |  | 583032 | New Construction | AccessibilityPerformance | WarrantyGuarantorParts |  | FIXED | Unit A Sanitary | CodePerformance | 310491 |  |  |  | 158974 | 0.000000 | 159140 | Reference | Pipe Types:Waste | 40 mm | 159168,159170,159172,159174,159176,159178,310780,311118,311119,311120,311121 | 3lseqHYInAMgugeam7QhMr | Color | 33 | Pipe Types:Waste:583032 |  | InstallationDate | 159141 | WarrantyGuarantorLabor |  |  |  | Features | TagNumber |  | BarCode | Sanitary |  |  | Constituents |  |  | SerialNumber | WarrantyStartDate | AssetIdentifier |  | -0.579396 | 131 | ReplacementCost |  |  | Finish | Grade | Plastic | ModelReference | NominalHeight | NominalLength | NominalWidth | ProductionYear | Shape | SustainabilityPerformance | WarrantyDescription | WarrantyDurationLabor | WarrantyDurationParts | ModelLabel | Manufacturer | [22 empty] | 0.033809 | [47 empty] | 0.131234 | [8 empty] | M_Tee - Generic: Tee - Generic | Level 1 |  | 0.134167 | -0.599843 | [6 empty] | -0.579227 |  |  | 14 | 0.004249 | 0.158333 | 0 | 0 | -0.579396 | 0.005000 | 0.002540 | Threaded | M_Cross - Generic: Cross - Generic | Schedule 40 | Pipes for General Use | 23-60 30 11 11 | M_Elbow - Generic: Elbow - Generic | 1 | M_Transition - Generic: Transition - Generic | M_Coupling - Generic: Coupling - Generic | [5 empty] | 0.000000
159614 | Level 1 | ExpectedLife |  | 583035 | New Construction | AccessibilityPerformance | WarrantyGuarantorParts |  | FIXED | Unit A Sanitary | CodePerformance | 310491 |  |  |  | 159435 | 0.000000 | 159613 | Reference | Pipe Types:Waste | 40 mm | 159640,159642,159644,159646,159648,159650,310782,311118,311119,311120,311121 | 0ji8ekfkf6ZBQZ7qgxqlqV | Color | 33 | Pipe Types:Waste:583035 |  | InstallationDate | 159614 | WarrantyGuarantorLabor |  |  |  | Features | TagNumber |  | BarCode | Sanitary |  |  | Constituents |  |  | SerialNumber | WarrantyStartDate | AssetIdentifier |  | -0.526578 | 133 | ReplacementCost |  |  | Finish | Grade | Plastic | ModelReference | NominalHeight | NominalLength | NominalWidth | ProductionYear | Shape | SustainabilityPerformance | WarrantyDescription | WarrantyDurationLabor | WarrantyDurationParts | ModelLabel | Manufacturer | [22 empty] | 3.194915 | [47 empty] | 0.131234 | [8 empty] | M_Tee - Generic: Tee - Generic | Level 1 |  | 0.134167 | -0.526578 | [6 empty] | 2.668337 |  |  | 13 | 0.401485 | 0.158333 | 0 | 0 | -0.526578 |  | 0.002540 | Threaded | M_Cross - Generic: Cross - Generic | Schedule 40 | Pipes for General Use | 23-60 30 11 11 | M_Elbow - Generic: Elbow - Generic | 1 | M_Transition - Generic: Transition - Generic | M_Coupling - Generic: Coupling - Generic | [5 empty] | 0.000000
160037 | Level 1 | ExpectedLife |  | 583037 | New Construction | AccessibilityPerformance | WarrantyGuarantorParts |  | FIXED | Unit A Sanitary | CodePerformance | 310491 |  |  |  | 159858 | 0.000000 | 160036 | Reference | Pipe Types:Waste | 40 mm | 160063,160065,160067,160069,160071,160073,310784,311118,311119,311120,311121 | 16lIGYdp18FRS3rxWAB8KR | Color | 33 | Pipe Types:Waste:583037 |  | InstallationDate | 160037 | WarrantyGuarantorLabor |  |  |  | Features | TagNumber |  | BarCode | Sanitary |  |  | Constituents |  |  | SerialNumber | WarrantyStartDate | AssetIdentifier |  | 2.773112 | 135 | ReplacementCost |  |  | Finish | Grade | Plastic | ModelReference | NominalHeight | NominalLength | NominalWidth | ProductionYear | Shape | SustainabilityPerformance | WarrantyDescription | WarrantyDurationLabor | WarrantyDurationParts | ModelLabel | Manufacturer | [22 empty] | 0.051080 | [47 empty] | 0.131234 | [8 empty] | M_Tee - Generic: Tee - Generic | Level 1 |  | 0.134167 | 2.773111 | [6 empty] | 2.824192 |  |  | 7 | 0.006419 | 0.158333 | 0 | 0 | 2.773112 |  | 0.002540 | Threaded | M_Cross - Generic: Cross - Generic | Schedule 40 | Pipes for General Use | 23-60 30 11 11 | M_Elbow - Generic: Elbow - Generic | 1 | M_Transition - Generic: Transition - Generic | M_Coupling - Generic: Coupling - Generic | [5 empty] | 2.000000
162483 | Level 1 | ExpectedLife |  | 583054 | New Construction | AccessibilityPerformance | WarrantyGuarantorParts |  | FIXED | Unit A Domestic Cold Water | CodePerformance | 310491 |  |  |  | 162346 | 0.000000 | 162482 | Reference | Pipe Types:Cold Water | 25 mm | 162559,162561,162563,162565,162567,162569,310795,311126,311127,311128,311129 | 0LTXqUi09FNxSJ1LzZx80u | Color | 33 | Pipe Types:Cold Water:583054 |  | InstallationDate | 162483 | WarrantyGuarantorLabor |  |  |  | Features | TagNumber |  | BarCode | Domestic Cold Water |  |  | Constituents |  |  | SerialNumber | WarrantyStartDate | AssetIdentifier |  | -0.460000 | 368 | ReplacementCost |  |  | Finish | Grade | Copper | ModelReference | NominalHeight | NominalLength | NominalWidth | ProductionYear | Shape | SustainabilityPerformance | WarrantyDescription | WarrantyDurationLabor | WarrantyDurationParts | ModelLabel | Manufacturer | [22 empty] | 0.998725 | [47 empty] | 0.082021 | [8 empty] | M_Tee - Generic: Tee - Generic | Level 1 | 0.000000 | 0.074016 | -0.471280 | 0.000000 | 0.000000 | 29.140058 | 0.000000 | 0 | 0.000000 | -0.460000 | 0.000000 | 0.000000 | 24 | 0.078440 | 0.083333 | 0 | 0 | -0.460000 | 0.000000 | 0.002540 | Soldered | M_Cross - Generic: Cross - Generic | A | Pipes for General Use | 23-60 30 11 11 | M_Elbow - Generic: Elbow - Generic | 1 | M_Transition - Generic: Transition - Generic | M_Coupling - Generic: Coupling - Generic | [5 empty] | 0.000000
162715 | Level 1 | ExpectedLife |  | 583055 | New Construction | AccessibilityPerformance | WarrantyGuarantorParts |  | FIXED | Unit B Domestic Cold Water | CodePerformance | 310491 |  |  |  | 162578 | 0.000000 | 162714 | Reference | Pipe Types:Cold Water | 15 mm | 162750,162752,162754,162756,162758,162760,310796,311126,311127,311128,311129 | 2zA8nJhRjBxuamoKqYCxbS | Color | 33 | Pipe Types:Cold Water:583055 |  | InstallationDate | 162715 | WarrantyGuarantorLabor |  |  |  | Features | TagNumber |  | BarCode | Domestic Cold Water |  |  | Constituents |  |  | SerialNumber | WarrantyStartDate | AssetIdentifier |  | 0.845950 | 154 | ReplacementCost |  |  | Finish | Grade | Copper | ModelReference | NominalHeight | NominalLength | NominalWidth | ProductionYear | Shape | SustainabilityPerformance | WarrantyDescription | WarrantyDurationLabor | WarrantyDurationParts | ModelLabel | Manufacturer | [22 empty] | 1.291663 | [47 empty] | 0.049213 | [8 empty] | M_Tee - Generic: Tee - Generic | Level 1 | 0.000000 | 0.034974 | -0.445713 | 0.033420 | 100715.212618 | 13.769194 | 41984.046846 | 2 | 0.085786 | -0.445713 | 34.788356 | 177917.384872 | 5 | 0.060868 | 0.041667 | 0 | 0 | 0.845950 |  | 0.002540 | Soldered | M_Cross - Generic: Cross - Generic | A | Pipes for General Use | 23-60 30 11 11 | M_Elbow - Generic: Elbow - Generic | 1 | M_Transition - Generic: Transition - Generic | M_Coupling - Generic: Coupling - Generic | [5 empty] | 0.500000
162902 | Level 1 | ExpectedLife |  | 583056 | New Construction | AccessibilityPerformance | WarrantyGuarantorParts |  | FIXED | Unit B Domestic Cold Water | CodePerformance | 310491 |  |  |  | 162765 | 0.000000 | 162901 | Reference | Pipe Types:Cold Water | 15 mm | 162938,162940,162942,162944,162946,162948,310797,311126,311127,311128,311129 | 3LYK1avov8oB_KTnGz8R3x | Color | 33 | Pipe Types:Cold Water:583056 |  | InstallationDate | 162902 | WarrantyGuarantorLabor |  |  |  | Features | TagNumber |  | BarCode | Domestic Cold Water |  |  | Constituents |  |  | SerialNumber | WarrantyStartDate | AssetIdentifier |  | -0.460000 | 155 | ReplacementCost |  |  | Finish | Grade | Copper | ModelReference | NominalHeight | NominalLength | NominalWidth | ProductionYear | Shape | SustainabilityPerformance | WarrantyDescription | WarrantyDurationLabor | WarrantyDurationParts | ModelLabel | Manufacturer | [22 empty] | 0.111565 | [47 empty] | 0.049213 | [8 empty] | M_Tee - Generic: Tee - Generic | Level 1 | 0.000000 | 0.034974 | -0.465330 | 0.033420 | 100715.212618 | 13.769194 | 41984.046846 | 2 | 0.085786 | -0.460000 | 34.788356 | 15367.330396 | 5 | 0.005257 | 0.041667 | 0 | 0 | -0.460000 | 0.000000 | 0.002540 | Soldered | M_Cross - Generic: Cross - Generic | A | Pipes for General Use | 23-60 30 11 11 | M_Elbow - Generic: Elbow - Generic | 1 | M_Transition - Generic: Transition - Generic | M_Coupling - Generic: Coupling - Generic | [5 empty] | 0.500000
164029 | Level 1 | ExpectedLife |  | 583059 | New Construction | AccessibilityPerformance | WarrantyGuarantorParts |  | FIXED | Unit B Domestic Cold Water | CodePerformance | 310491 |  |  |  | 163892 | 0.000000 | 164028 | Reference | Pipe Types:Cold Water | 25 mm | 164065,164067,164069,164071,164073,164075,310799,311126,311127,311128,311129 | 0ufkjjBqHC_eia9fCFrpBQ | Color | 33 | Pipe Types:Cold Water:583059 |  | InstallationDate | 164029 | WarrantyGuarantorLabor |  |  |  | Features | TagNumber |  | BarCode | Domestic Cold Water |  |  | Constituents |  |  | SerialNumber | WarrantyStartDate | AssetIdentifier |  | -0.460000 | 157 | ReplacementCost |  |  | Finish | Grade | Copper | ModelReference | NominalHeight | NominalLength | NominalWidth | ProductionYear | Shape | SustainabilityPerformance | WarrantyDescription | WarrantyDurationLabor | WarrantyDurationParts | ModelLabel | Manufacturer | [22 empty] | 0.125514 | [47 empty] | 0.082021 | [8 empty] | M_Tee - Generic: Tee - Generic | Level 1 | 0.000000 | 0.074016 | -0.471280 | 0.033420 | 47589.723693 | 29.140058 | 697.516955 | 2 | 0.060506 | -0.460000 | 7.767301 | 287.230999 | 2 | 0.009858 | 0.083333 | 0 | 0 | -0.460000 | 0.000000 | 0.002540 | Soldered | M_Cross - Generic: Cross - Generic | A | Pipes for General Use | 23-60 30 11 11 | M_Elbow - Generic: Elbow - Generic | 1 | M_Transition - Generic: Transition - Generic | M_Coupling - Generic: Coupling - Generic | [5 empty] | 1.000000
164867 | Level 1 | ExpectedLife |  | 583061 | New Construction | AccessibilityPerformance | WarrantyGuarantorParts |  | FIXED | Unit B Domestic Cold Water | CodePerformance | 310491 |  |  |  | 164730 | 0.000000 | 164866 | Reference | Pipe Types:Cold Water | 15 mm | 164903,164905,164907,164909,164911,164913,310801,311126,311127,311128,311129 | 1XvfWvgFP6gPrew2jqx$Dn | Color | 33 | Pipe Types:Cold Water:583061 |  | InstallationDate | 164867 | WarrantyGuarantorLabor |  |  |  | Features | TagNumber |  | BarCode | Domestic Cold Water |  |  | Constituents |  |  | SerialNumber | WarrantyStartDate | AssetIdentifier |  | 0.469943 | 158 | ReplacementCost |  |  | Finish | Grade | Copper | ModelReference | NominalHeight | NominalLength | NominalWidth | ProductionYear | Shape | SustainabilityPerformance | WarrantyDescription | WarrantyDurationLabor | WarrantyDurationParts | ModelLabel | Manufacturer | [22 empty] | 0.123472 | [47 empty] | 0.049213 | [8 empty] | M_Tee - Generic: Tee - Generic | Level 1 | 0.000000 | 0.034974 | 0.464613 | 0.033420 | 100715.212618 | 13.769194 | 41984.046846 | 2 | 0.085786 | 0.469943 | 34.788356 | 17007.332226 | 3 | 0.005818 | 0.041667 | 0 | 0 | 0.469943 | 0.000000 | 0.002540 | Soldered | M_Cross - Generic: Cross - Generic | A | Pipes for General Use | 23-60 30 11 11 | M_Elbow - Generic: Elbow - Generic | 1 | M_Transition - Generic: Transition - Generic | M_Coupling - Generic: Coupling - Generic | [5 empty] | 2.200000
165055 | Level 1 | ExpectedLife |  | 583062 | New Construction | AccessibilityPerformance | WarrantyGuarantorParts |  | FIXED | Unit B Domestic Cold Water | CodePerformance | 310491 |  |  |  | 164918 | 0.000000 | 165054 | Reference | Pipe Types:Cold Water | 15 mm | 165090,165092,165094,165096,165098,165100,310802,311126,311127,311128,311129 | 1OIVQOHS1AE8kz$ocqmDKV | Color | 33 | Pipe Types:Cold Water:583062 |  | InstallationDate | 165055 | WarrantyGuarantorLabor |  |  |  | Features | TagNumber |  | BarCode | Domestic Cold Water |  |  | Constituents |  |  | SerialNumber | WarrantyStartDate | AssetIdentifier |  | 0.455656 | 369 | ReplacementCost |  |  | Finish | Grade | Copper | ModelReference | NominalHeight | NominalLength | NominalWidth | ProductionYear | Shape | SustainabilityPerformance | WarrantyDescription | WarrantyDurationLabor | WarrantyDurationParts | ModelLabel | Manufacturer | [22 empty] | 0.881524 | [47 empty] | 0.049213 | [8 empty] | M_Tee - Generic: Tee - Generic | Level 1 | 0.000000 | 0.034974 | -0.425869 | 0.033420 | 100715.212618 | 13.769194 | 41984.046846 | 2 | 0.085786 | -0.425869 | 34.788356 | 121423.766887 | 3 | 0.041541 | 0.041667 | 0 | 0 | 0.455656 |  | 0.002540 | Soldered | M_Cross - Generic: Cross - Generic | A | Pipes for General Use | 23-60 30 11 11 | M_Elbow - Generic: Elbow - Generic | 1 | M_Transition - Generic: Transition - Generic | M_Coupling - Generic: Coupling - Generic | [5 empty] | 2.200000
165339 | Level 1 | ExpectedLife |  | 583065 | New Construction | AccessibilityPerformance | WarrantyGuarantorParts |  | FIXED | Unit B Domestic Cold Water | CodePerformance | 310491 |  |  |  | 165202 | 0.000000 | 165338 | Reference | Pipe Types:Cold Water | 25 mm | 165374,165376,165378,165380,165382,165384,310803,311126,311127,311128,311129 | 1csNAsOdzEbfknTb6RaNAp | Color | 33 | Pipe Types:Cold Water:583065 |  | InstallationDate | 165339 | WarrantyGuarantorLabor |  |  |  | Features | TagNumber |  | BarCode | Domestic Cold Water |  |  | Constituents |  |  | SerialNumber | WarrantyStartDate | AssetIdentifier |  | -0.460000 | 370 | ReplacementCost |  |  | Finish | Grade | Copper | ModelReference | NominalHeight | NominalLength | NominalWidth | ProductionYear | Shape | SustainabilityPerformance | WarrantyDescription | WarrantyDurationLabor | WarrantyDurationParts | ModelLabel | Manufacturer | [22 empty] | 0.635378 | [47 empty] | 0.082021 | [8 empty] | M_Tee - Generic: Tee - Generic | Level 1 | 0.000000 | 0.074016 | -0.471280 | 0.000000 | 0.000000 | 29.140058 | 0.000000 | 0 | 0.000000 | -0.460000 | 0.000000 | 0.000000 | 19 | 0.049902 | 0.083333 | 0 | 0 | -0.460000 | 0.000000 | 0.002540 | Soldered | M_Cross - Generic: Cross - Generic | A | Pipes for General Use | 23-60 30 11 11 | M_Elbow - Generic: Elbow - Generic | 1 | M_Transition - Generic: Transition - Generic | M_Coupling - Generic: Coupling - Generic | [5 empty] | 0.000000
166176 | Level 1 | ExpectedLife |  | 583067 | New Construction | AccessibilityPerformance | WarrantyGuarantorParts |  | FIXED | Unit B Domestic Cold Water | CodePerformance | 310491 |  |  |  | 166039 | 0.000000 | 166175 | Reference | Pipe Types:Cold Water | 25 mm | 166211,166213,166215,166217,166219,166221,310805,311126,311127,311128,311129 | 3mPE5k4Z1BMwNpizluRx2t | Color | 33 | Pipe Types:Cold Water:583067 |  | InstallationDate | 166176 | WarrantyGuarantorLabor |  |  |  | Features | TagNumber |  | BarCode | Domestic Cold Water |  |  | Constituents |  |  | SerialNumber | WarrantyStartDate | AssetIdentifier |  | -0.460000 | 165 | ReplacementCost |  |  | Finish | Grade | Copper | ModelReference | NominalHeight | NominalLength | NominalWidth | ProductionYear | Shape | SustainabilityPerformance | WarrantyDescription | WarrantyDurationLabor | WarrantyDurationParts | ModelLabel | Manufacturer | [22 empty] | 4.514288 | [47 empty] | 0.082021 | [8 empty] | M_Tee - Generic: Tee - Generic | Level 1 | 0.000000 | 0.074016 | -0.471280 | 0.000000 | 0.000000 | 29.140058 | 0.000000 | 0 | 0.000000 | -0.460000 | 0.000000 | 0.000000 | 25 | 0.354551 | 0.083333 | 0 | 0 | -0.460000 | 0.000000 | 0.002540 | Soldered | M_Cross - Generic: Cross - Generic | A | Pipes for General Use | 23-60 30 11 11 | M_Elbow - Generic: Elbow - Generic | 1 | M_Transition - Generic: Transition - Generic | M_Coupling - Generic: Coupling - Generic | [5 empty] | 0.000000
166363 | Level 1 | ExpectedLife |  | 583068 | New Construction | AccessibilityPerformance | WarrantyGuarantorParts |  | FIXED | Unit B Domestic Cold Water | CodePerformance | 310491 |  |  |  | 166226 | 0.000000 | 166362 | Reference | Pipe Types:Cold Water | 25 mm | 166399,166401,166403,166405,166407,166409,310806,311126,311127,311128,311129 | 0s_hlmKKHAKuj$pmLmrrgr | Color | 33 | Pipe Types:Cold Water:583068 |  | InstallationDate | 166363 | WarrantyGuarantorLabor |  |  |  | Features | TagNumber |  | BarCode | Domestic Cold Water |  |  | Constituents |  |  | SerialNumber | WarrantyStartDate | AssetIdentifier |  | -0.210000 | 371 | ReplacementCost |  |  | Finish | Grade | Copper | ModelReference | NominalHeight | NominalLength | NominalWidth | ProductionYear | Shape | SustainabilityPerformance | WarrantyDescription | WarrantyDurationLabor | WarrantyDurationParts | ModelLabel | Manufacturer | [22 empty] | 1.525747 | [47 empty] | 0.082021 | [8 empty] | M_Tee - Generic: Tee - Generic | Level 1 | 0.000000 | 0.074016 | -0.221280 | 0.033420 | 47589.723693 | 29.140058 | 697.516955 | 2 | 0.060506 | -0.210000 | 7.767301 | 3491.583166 | 8 | 0.119832 | 0.083333 | 0 | 0 | -0.210000 | 0.000000 | 0.002540 | Soldered | M_Cross - Generic: Cross - Generic | A | Pipes for General Use | 23-60 30 11 11 | M_Elbow - Generic: Elbow - Generic | 1 | M_Transition - Generic: Transition - Generic | M_Coupling - Generic: Coupling - Generic | [5 empty] | 1.000000
166551 | Level 1 | ExpectedLife |  | 583069 | New Construction | AccessibilityPerformance | WarrantyGuarantorParts |  | FIXED | Unit B Domestic Cold Water | CodePerformance | 310491 |  |  |  | 166414 | 0.000000 | 166550 | Reference | Pipe Types:Cold Water | 25 mm | 166587,166589,166591,166593,166595,166597,310807,311126,311127,311128,311129 | 06t8p5K211UAFfw3ZlLcyL | Color | 33 | Pipe Types:Cold Water:583069 |  | InstallationDate | 166551 | WarrantyGuarantorLabor |  |  |  | Features | TagNumber |  | BarCode | Domestic Cold Water |  |  | Constituents |  |  | SerialNumber | WarrantyStartDate | AssetIdentifier |  | -0.210000 | 378 | ReplacementCost |  |  | Finish | Grade | Copper | ModelReference | NominalHeight | NominalLength | NominalWidth | ProductionYear | Shape | SustainabilityPerformance | WarrantyDescription | WarrantyDurationLabor | WarrantyDurationParts | ModelLabel | Manufacturer | [22 empty] | 0.391738 | [47 empty] | 0.082021 | [8 empty] | M_Tee - Generic: Tee - Generic | Level 1 | 0.000000 | 0.074016 | -0.221280 | 0.033420 | 47589.723693 | 29.140058 | 697.516955 | 2 | 0.060506 | -0.210000 | 7.767301 | 896.468334 | 8 | 0.030767 | 0.083333 | 0 | 0 | -0.210000 | 0.000000 | 0.002540 | Soldered | M_Cross - Generic: Cross - Generic | A | Pipes for General Use | 23-60 30 11 11 | M_Elbow - Generic: Elbow - Generic | 1 | M_Transition - Generic: Transition - Generic | M_Coupling - Generic: Coupling - Generic | [5 empty] | 1.000000
166739 | Level 1 | ExpectedLife |  | 583070 | New Construction | AccessibilityPerformance | WarrantyGuarantorParts |  | FIXED | Unit B Domestic Cold Water | CodePerformance | 310491 |  |  |  | 166602 | 0.000000 | 166738 | Reference | Pipe Types:Cold Water | 25 mm | 166774,166776,166778,166780,166782,166784,310808,311126,311127,311128,311129 | 3YfV03LG15ZQPMF5cDLV0u | Color | 33 | Pipe Types:Cold Water:583070 |  | InstallationDate | 166739 | WarrantyGuarantorLabor |  |  |  | Features | TagNumber |  | BarCode | Domestic Cold Water |  |  | Constituents |  |  | SerialNumber | WarrantyStartDate | AssetIdentifier |  | -0.460000 | 379 | ReplacementCost |  |  | Finish | Grade | Copper | ModelReference | NominalHeight | NominalLength | NominalWidth | ProductionYear | Shape | SustainabilityPerformance | WarrantyDescription | WarrantyDurationLabor | WarrantyDurationParts | ModelLabel | Manufacturer | [22 empty] | 0.044522 | [47 empty] | 0.082021 | [8 empty] | M_Tee - Generic: Tee - Generic | Level 1 | 0.000000 | 0.074016 | -0.471280 | 0.000000 | 0.000000 | 29.140058 | 0.000000 | 0 | 0.000000 | -0.460000 | 0.000000 | 0.000000 | 20 | 0.003497 | 0.083333 | 0 | 0 | -0.460000 | 0.000000 | 0.002540 | Soldered | M_Cross - Generic: Cross - Generic | A | Pipes for General Use | 23-60 30 11 11 | M_Elbow - Generic: Elbow - Generic | 1 | M_Transition - Generic: Transition - Generic | M_Coupling - Generic: Coupling - Generic | [5 empty] | 0.000000
166974 | Level 1 | ExpectedLife |  | 583072 | New Construction | AccessibilityPerformance | WarrantyGuarantorParts |  | FIXED | Unit B Domestic Cold Water | CodePerformance | 310491 |  |  |  | 166837 | 0.000000 | 166973 | Reference | Pipe Types:Cold Water | 25 mm | 167008,167010,167012,167014,167016,167018,310809,311126,311127,311128,311129 | 0EIJaXv7P7o9GCWS2fgq1x | Color | 33 | Pipe Types:Cold Water:583072 |  | InstallationDate | 166974 | WarrantyGuarantorLabor |  |  |  | Features | TagNumber |  | BarCode | Domestic Cold Water |  |  | Constituents |  |  | SerialNumber | WarrantyStartDate | AssetIdentifier |  | -0.183013 | 380 | ReplacementCost |  |  | Finish | Grade | Copper | ModelReference | NominalHeight | NominalLength | NominalWidth | ProductionYear | Shape | SustainabilityPerformance | WarrantyDescription | WarrantyDurationLabor | WarrantyDurationParts | ModelLabel | Manufacturer | [22 empty] | 3.156025 | [47 empty] | 0.082021 | [8 empty] | M_Tee - Generic: Tee - Generic | Level 1 | 0.000000 | 0.074016 | -0.183013 | 0.000000 | 0.000000 | 29.140058 | 0.000000 | 0 | 0.000000 | 2.973012 | 0.000000 | 0.000000 | 21 | 0.247874 | 0.083333 | 0 | 0 | -0.183013 |  | 0.002540 | Soldered | M_Cross - Generic: Cross - Generic | A | Pipes for General Use | 23-60 30 11 11 | M_Elbow - Generic: Elbow - Generic | 1 | M_Transition - Generic: Transition - Generic | M_Coupling - Generic: Coupling - Generic | [5 empty] | 0.000000
167257 | Level 1 | ExpectedLife |  | 583075 | New Construction | AccessibilityPerformance | WarrantyGuarantorParts |  | FIXED | Unit B Domestic Cold Water | CodePerformance | 310491 |  |  |  | 167120 | 0.000000 | 167256 | Reference | Pipe Types:Cold Water | 25 mm | 167291,167293,167295,167297,167299,167301,310810,311126,311127,311128,311129 | 0qyc268mj0mPm65sywbJ_b | Color | 33 | Pipe Types:Cold Water:583075 |  | InstallationDate | 167257 | WarrantyGuarantorLabor |  |  |  | Features | TagNumber |  | BarCode | Domestic Cold Water |  |  | Constituents |  |  | SerialNumber | WarrantyStartDate | AssetIdentifier |  | -0.439363 | 381 | ReplacementCost |  |  | Finish | Grade | Copper | ModelReference | NominalHeight | NominalLength | NominalWidth | ProductionYear | Shape | SustainabilityPerformance | WarrantyDescription | WarrantyDurationLabor | WarrantyDurationParts | ModelLabel | Manufacturer | [22 empty] | 0.202375 | [47 empty] | 0.082021 | [8 empty] | M_Tee - Generic: Tee - Generic | Level 1 | 0.000000 | 0.074016 | -0.439363 | 0.000000 | 0.000000 | 29.140058 | 0.000000 | 0 | 0.000000 | -0.236988 | 0.000000 | 0.000000 | 20 | 0.015894 | 0.083333 | 0 | 0 | -0.439363 |  | 0.002540 | Soldered | M_Cross - Generic: Cross - Generic | A | Pipes for General Use | 23-60 30 11 11 | M_Elbow - Generic: Elbow - Generic | 1 | M_Transition - Generic: Transition - Generic | M_Coupling - Generic: Coupling - Generic | [5 empty] | 0.000000
169487 | Level 1 | ExpectedLife |  | 583099 | New Construction | AccessibilityPerformance | WarrantyGuarantorParts |  | FIXED | Unit A Domestic Cold Water | CodePerformance | 310491 |  |  |  | 169350 | 0.000000 | 169486 | Reference | Pipe Types:Cold Water | 25 mm | 169523,169525,169527,169529,169531,169533,310820,311126,311127,311128,311129 | 0TTnR0HPv689YKhEOEIpge | Color | 33 | Pipe Types:Cold Water:583099 |  | InstallationDate | 169487 | WarrantyGuarantorLabor |  |  |  | Features | TagNumber |  | BarCode | Domestic Cold Water |  |  | Constituents |  |  | SerialNumber | WarrantyStartDate | AssetIdentifier |  | -0.460000 | 387 | ReplacementCost |  |  | Finish | Grade | Copper | ModelReference | NominalHeight | NominalLength | NominalWidth | ProductionYear | Shape | SustainabilityPerformance | WarrantyDescription | WarrantyDurationLabor | WarrantyDurationParts | ModelLabel | Manufacturer | [22 empty] | 0.618569 | [47 empty] | 0.082021 | [8 empty] | M_Tee - Generic: Tee - Generic | Level 1 | 0.000000 | 0.074016 | -0.471280 | 0.033420 | 47589.723693 | 29.140058 | 697.516955 | 2 | 0.060506 | -0.460000 | 7.767301 | 1415.558369 | 2 | 0.048582 | 0.083333 | 0 | 0 | -0.460000 | 0.000000 | 0.002540 | Soldered | M_Cross - Generic: Cross - Generic | A | Pipes for General Use | 23-60 30 11 11 | M_Elbow - Generic: Elbow - Generic | 1 | M_Transition - Generic: Transition - Generic | M_Coupling - Generic: Coupling - Generic | [5 empty] | 1.000000
169675 | Level 1 | ExpectedLife |  | 583107 | New Construction | AccessibilityPerformance | WarrantyGuarantorParts |  | FIXED | Unit A Domestic Cold Water | CodePerformance | 310491 |  |  |  | 169538 | 0.000000 | 169674 | Reference | Pipe Types:Cold Water | 15 mm | 169711,169713,169715,169717,169719,169721,310821,311126,311127,311128,311129 | 1PUyDXUGj34v2EdxSOY$fY | Color | 33 | Pipe Types:Cold Water:583107 |  | InstallationDate | 169675 | WarrantyGuarantorLabor |  |  |  | Features | TagNumber |  | BarCode | Domestic Cold Water |  |  | Constituents |  |  | SerialNumber | WarrantyStartDate | AssetIdentifier |  | 0.469943 | 197 | ReplacementCost |  |  | Finish | Grade | Copper | ModelReference | NominalHeight | NominalLength | NominalWidth | ProductionYear | Shape | SustainabilityPerformance | WarrantyDescription | WarrantyDurationLabor | WarrantyDurationParts | ModelLabel | Manufacturer | [22 empty] | 0.124045 | [47 empty] | 0.049213 | [8 empty] | M_Tee - Generic: Tee - Generic | Level 1 | 0.000000 | 0.034974 | 0.464613 | 0.033420 | 100715.212618 | 13.769194 | 41984.046846 | 2 | 0.085786 | 0.469943 | 34.788356 | 17086.311975 | 5 | 0.005845 | 0.041667 | 0 | 0 | 0.469943 | 0.000000 | 0.002540 | Soldered | M_Cross - Generic: Cross - Generic | A | Pipes for General Use | 23-60 30 11 11 | M_Elbow - Generic: Elbow - Generic | 1 | M_Transition - Generic: Transition - Generic | M_Coupling - Generic: Coupling - Generic | [5 empty] | 2.200000
169863 | Level 1 | ExpectedLife |  | 583108 | New Construction | AccessibilityPerformance | WarrantyGuarantorParts |  | FIXED | Unit A Domestic Cold Water | CodePerformance | 310491 |  |  |  | 169726 | 0.000000 | 169862 | Reference | Pipe Types:Cold Water | 15 mm | 169898,169900,169902,169904,169906,169908,310822,311126,311127,311128,311129 | 0Dnw9wKzD6y98uZbgR6T92 | Color | 33 | Pipe Types:Cold Water:583108 |  | InstallationDate | 169863 | WarrantyGuarantorLabor |  |  |  | Features | TagNumber |  | BarCode | Domestic Cold Water |  |  | Constituents |  |  | SerialNumber | WarrantyStartDate | AssetIdentifier |  | 0.455656 | 198 | ReplacementCost |  |  | Finish | Grade | Copper | ModelReference | NominalHeight | NominalLength | NominalWidth | ProductionYear | Shape | SustainabilityPerformance | WarrantyDescription | WarrantyDurationLabor | WarrantyDurationParts | ModelLabel | Manufacturer | [22 empty] | 0.881524 | [47 empty] | 0.049213 | [8 empty] | M_Tee - Generic: Tee - Generic | Level 1 | 0.000000 | 0.034974 | -0.425869 | 0.033420 | 100715.212618 | 13.769194 | 41984.046846 | 2 | 0.085786 | -0.425869 | 34.788356 | 121423.766887 | 5 | 0.041541 | 0.041667 | 0 | 0 | 0.455656 |  | 0.002540 | Soldered | M_Cross - Generic: Cross - Generic | A | Pipes for General Use | 23-60 30 11 11 | M_Elbow - Generic: Elbow - Generic | 1 | M_Transition - Generic: Transition - Generic | M_Coupling - Generic: Coupling - Generic | [5 empty] | 2.200000
170204 | Level 1 | ExpectedLife |  | 583112 | New Construction | AccessibilityPerformance | WarrantyGuarantorParts |  | FIXED | Unit A Domestic Cold Water | CodePerformance | 310491 |  |  |  | 170067 | 0.000000 | 170203 | Reference | Pipe Types:Cold Water | 15 mm | 170239,170241,170243,170245,170247,170249,310823,311126,311127,311128,311129 | 0qR$qkBgn3zgly24zr$ZG6 | Color | 33 | Pipe Types:Cold Water:583112 |  | InstallationDate | 170204 | WarrantyGuarantorLabor |  |  |  | Features | TagNumber |  | BarCode | Domestic Cold Water |  |  | Constituents |  |  | SerialNumber | WarrantyStartDate | AssetIdentifier |  | 0.845950 | 391 | ReplacementCost |  |  | Finish | Grade | Copper | ModelReference | NominalHeight | NominalLength | NominalWidth | ProductionYear | Shape | SustainabilityPerformance | WarrantyDescription | WarrantyDurationLabor | WarrantyDurationParts | ModelLabel | Manufacturer | [22 empty] | 1.291663 | [47 empty] | 0.049213 | [8 empty] | M_Tee - Generic: Tee - Generic | Level 1 | 0.000000 | 0.034974 | -0.445713 | 0.033420 | 100715.212618 | 13.769194 | 41984.046846 | 2 | 0.085786 | -0.445713 | 34.788356 | 177917.384872 | 7 | 0.060868 | 0.041667 | 0 | 0 | 0.845950 |  | 0.002540 | Soldered | M_Cross - Generic: Cross - Generic | A | Pipes for General Use | 23-60 30 11 11 | M_Elbow - Generic: Elbow - Generic | 1 | M_Transition - Generic: Transition - Generic | M_Coupling - Generic: Coupling - Generic | [5 empty] | 0.500000
170391 | Level 1 | ExpectedLife |  | 583113 | New Construction | AccessibilityPerformance | WarrantyGuarantorParts |  | FIXED | Unit A Domestic Cold Water | CodePerformance | 310491 |  |  |  | 170254 | 0.000000 | 170390 | Reference | Pipe Types:Cold Water | 15 mm | 170427,170429,170431,170433,170435,170437,310824,311126,311127,311128,311129 | 1IZl4gDejBM9h7vr6IPfyn | Color | 33 | Pipe Types:Cold Water:583113 |  | InstallationDate | 170391 | WarrantyGuarantorLabor |  |  |  | Features | TagNumber |  | BarCode | Domestic Cold Water |  |  | Constituents |  |  | SerialNumber | WarrantyStartDate | AssetIdentifier |  | -0.460000 | 202 | ReplacementCost |  |  | Finish | Grade | Copper | ModelReference | NominalHeight | NominalLength | NominalWidth | ProductionYear | Shape | SustainabilityPerformance | WarrantyDescription | WarrantyDurationLabor | WarrantyDurationParts | ModelLabel | Manufacturer | [22 empty] | 0.112139 | [47 empty] | 0.049213 | [8 empty] | M_Tee - Generic: Tee - Generic | Level 1 | 0.000000 | 0.034974 | -0.465330 | 0.033420 | 100715.212618 | 13.769194 | 41984.046846 | 2 | 0.085786 | -0.460000 | 34.788356 | 15446.310145 | 7 | 0.005284 | 0.041667 | 0 | 0 | -0.460000 | 0.000000 | 0.002540 | Soldered | M_Cross - Generic: Cross - Generic | A | Pipes for General Use | 23-60 30 11 11 | M_Elbow - Generic: Elbow - Generic | 1 | M_Transition - Generic: Transition - Generic | M_Coupling - Generic: Coupling - Generic | [5 empty] | 0.500000
170676 | Level 1 | ExpectedLife |  | 583116 | New Construction | AccessibilityPerformance | WarrantyGuarantorParts |  | FIXED | Unit A Domestic Cold Water | CodePerformance | 310491 |  |  |  | 170539 | 0.000000 | 170675 | Reference | Pipe Types:Cold Water | 25 mm | 170712,170714,170716,170718,170720,170722,310825,311126,311127,311128,311129 | 296bCWHgn0GeIjGnYNGgWj | Color | 33 | Pipe Types:Cold Water:583116 |  | InstallationDate | 170676 | WarrantyGuarantorLabor |  |  |  | Features | TagNumber |  | BarCode | Domestic Cold Water |  |  | Constituents |  |  | SerialNumber | WarrantyStartDate | AssetIdentifier |  | -0.460000 | 392 | ReplacementCost |  |  | Finish | Grade | Copper | ModelReference | NominalHeight | NominalLength | NominalWidth | ProductionYear | Shape | SustainabilityPerformance | WarrantyDescription | WarrantyDurationLabor | WarrantyDurationParts | ModelLabel | Manufacturer | [22 empty] | 0.635618 | [47 empty] | 0.082021 | [8 empty] | M_Tee - Generic: Tee - Generic | Level 1 | 0.000000 | 0.074016 | -0.471280 | 0.033420 | 47589.723693 | 29.140058 | 697.516955 | 2 | 0.060506 | -0.460000 | 7.767301 | 1454.574279 | 3 | 0.049921 | 0.083333 | 0 | 0 | -0.460000 | 0.000000 | 0.002540 | Soldered | M_Cross - Generic: Cross - Generic | A | Pipes for General Use | 23-60 30 11 11 | M_Elbow - Generic: Elbow - Generic | 1 | M_Transition - Generic: Transition - Generic | M_Coupling - Generic: Coupling - Generic | [5 empty] | 1.500000
170921 | Level 1 | ExpectedLife |  | 583118 | New Construction | AccessibilityPerformance | WarrantyGuarantorParts |  | FIXED | Unit A Domestic Cold Water | CodePerformance | 310491 |  |  |  | 170784 | 0.000000 | 170920 | Reference | Pipe Types:Cold Water | 15 mm | 170957,170959,170961,170963,170965,170967,310826,311126,311127,311128,311129 | 1p3Bxu1Lf8wvecSDK0E7OL | Color | 33 | Pipe Types:Cold Water:583118 |  | InstallationDate | 170921 | WarrantyGuarantorLabor |  |  |  | Features | TagNumber |  | BarCode | Domestic Cold Water |  |  | Constituents |  |  | SerialNumber | WarrantyStartDate | AssetIdentifier |  | 0.914400 | 205 | ReplacementCost |  |  | Finish | Grade | Copper | ModelReference | NominalHeight | NominalLength | NominalWidth | ProductionYear | Shape | SustainabilityPerformance | WarrantyDescription | WarrantyDurationLabor | WarrantyDurationParts | ModelLabel | Manufacturer | [22 empty] | 0.108170 | [47 empty] | 0.049213 | [8 empty] | M_Tee - Generic: Tee - Generic | Level 1 | 0.000000 | 0.034974 | 0.909070 | 0.033420 | 100715.212618 | 13.769194 | 41984.046846 | 2 | 0.085786 | 0.914400 | 34.788356 | 14899.642869 | 1 | 0.005097 | 0.041667 | 0 | 0 | 0.914400 | 0.000000 | 0.002540 | Soldered | M_Cross - Generic: Cross - Generic | A | Pipes for General Use | 23-60 30 11 11 | M_Elbow - Generic: Elbow - Generic | 1 | M_Transition - Generic: Transition - Generic | M_Coupling - Generic: Coupling - Generic | [5 empty] | 1.000000
171109 | Level 1 | ExpectedLife |  | 583119 | New Construction | AccessibilityPerformance | WarrantyGuarantorParts |  | FIXED | Unit A Domestic Cold Water | CodePerformance | 310491 |  |  |  | 170972 | 0.000000 | 171108 | Reference | Pipe Types:Cold Water | 15 mm | 171145,171147,171149,171151,171153,171155,310827,311126,311127,311128,311129 | 0o4vggglbBJP$SdEhZ2yqy | Color | 33 | Pipe Types:Cold Water:583119 |  | InstallationDate | 171109 | WarrantyGuarantorLabor |  |  |  | Features | TagNumber |  | BarCode | Domestic Cold Water |  |  | Constituents |  |  | SerialNumber | WarrantyStartDate | AssetIdentifier |  | 0.914400 | 393 | ReplacementCost |  |  | Finish | Grade | Copper | ModelReference | NominalHeight | NominalLength | NominalWidth | ProductionYear | Shape | SustainabilityPerformance | WarrantyDescription | WarrantyDurationLabor | WarrantyDurationParts | ModelLabel | Manufacturer | [22 empty] | 0.042938 | [47 empty] | 0.049213 | [8 empty] | M_Tee - Generic: Tee - Generic | Level 1 | 0.000000 | 0.034974 | 0.909070 | 0.033420 | 100715.212618 | 13.769194 | 41984.046846 | 2 | 0.085786 | 0.914400 | 34.788356 | 5914.337308 | 1 | 0.002023 | 0.041667 | 0 | 0 | 0.914400 | 0.000000 | 0.002540 | Soldered | M_Cross - Generic: Cross - Generic | A | Pipes for General Use | 23-60 30 11 11 | M_Elbow - Generic: Elbow - Generic | 1 | M_Transition - Generic: Transition - Generic | M_Coupling - Generic: Coupling - Generic | [5 empty] | 1.000000
171297 | Level 1 | ExpectedLife |  | 583120 | New Construction | AccessibilityPerformance | WarrantyGuarantorParts |  | FIXED | Unit A Domestic Cold Water | CodePerformance | 310491 |  |  |  | 171160 | 0.000000 | 171296 | Reference | Pipe Types:Cold Water | 15 mm | 171332,171334,171336,171338,171340,171342,310828,311126,311127,311128,311129 | 0NRoIu$gXFp9C2UhV2ksO1 | Color | 33 | Pipe Types:Cold Water:583120 |  | InstallationDate | 171297 | WarrantyGuarantorLabor |  |  |  | Features | TagNumber |  | BarCode | Domestic Cold Water |  |  | Constituents |  |  | SerialNumber | WarrantyStartDate | AssetIdentifier |  | -0.445713 | 207 | ReplacementCost |  |  | Finish | Grade | Copper | ModelReference | NominalHeight | NominalLength | NominalWidth | ProductionYear | Shape | SustainabilityPerformance | WarrantyDescription | WarrantyDurationLabor | WarrantyDurationParts | ModelLabel | Manufacturer | [22 empty] | 1.345825 | [47 empty] | 0.049213 | [8 empty] | M_Tee - Generic: Tee - Generic | Level 1 | 0.000000 | 0.034974 | -0.445713 | 0.033420 | 100715.212618 | 13.769194 | 41984.046846 | 2 | 0.085786 | 0.900113 | 34.788356 | 185377.886634 | 1 | 0.063421 | 0.041667 | 0 | 0 | -0.445713 |  | 0.002540 | Soldered | M_Cross - Generic: Cross - Generic | A | Pipes for General Use | 23-60 30 11 11 | M_Elbow - Generic: Elbow - Generic | 1 | M_Transition - Generic: Transition - Generic | M_Coupling - Generic: Coupling - Generic | [5 empty] | 1.000000
171685 | Level 1 | ExpectedLife |  | 583125 | New Construction | AccessibilityPerformance | WarrantyGuarantorParts |  | FIXED | Unit A Domestic Cold Water | CodePerformance | 310491 |  |  |  | 171548 | 0.000000 | 171684 | Reference | Pipe Types:Cold Water | 25 mm | 171721,171723,171725,171727,171729,171731,310829,311126,311127,311128,311129 | 1U5aUEYgXB$8ev78HwAxXX | Color | 33 | Pipe Types:Cold Water:583125 |  | InstallationDate | 171685 | WarrantyGuarantorLabor |  |  |  | Features | TagNumber |  | BarCode | Domestic Cold Water |  |  | Constituents |  |  | SerialNumber | WarrantyStartDate | AssetIdentifier |  | -0.460000 | 210 | ReplacementCost |  |  | Finish | Grade | Copper | ModelReference | NominalHeight | NominalLength | NominalWidth | ProductionYear | Shape | SustainabilityPerformance | WarrantyDescription | WarrantyDurationLabor | WarrantyDurationParts | ModelLabel | Manufacturer | [22 empty] | 0.044000 | [47 empty] | 0.082021 | [8 empty] | M_Tee - Generic: Tee - Generic | Level 1 | 0.000000 | 0.074016 | -0.471280 | 0.033420 | 47589.723693 | 29.140058 | 697.516955 | 2 | 0.060506 | -0.460000 | 7.767301 | 100.691619 | 4 | 0.003456 | 0.083333 | 0 | 0 | -0.460000 | 0.000000 | 0.002540 | Soldered | M_Cross - Generic: Cross - Generic | A | Pipes for General Use | 23-60 30 11 11 | M_Elbow - Generic: Elbow - Generic | 1 | M_Transition - Generic: Transition - Generic | M_Coupling - Generic: Coupling - Generic | [5 empty] | 3.700000
172295 | Level 1 | ExpectedLife |  | 583129 | New Construction | AccessibilityPerformance | WarrantyGuarantorParts |  | FIXED | Unit A Domestic Cold Water | CodePerformance | 310491 |  |  |  | 172158 | 0.000000 | 172294 | Reference | Pipe Types:Cold Water | 25 mm | 172330,172332,172334,172336,172338,172340,310832,311126,311127,311128,311129 | 28AuHN3m5DqeVaKTktjgQx | Color | 33 | Pipe Types:Cold Water:583129 |  | InstallationDate | 172295 | WarrantyGuarantorLabor |  |  |  | Features | TagNumber |  | BarCode | Domestic Cold Water |  |  | Constituents |  |  | SerialNumber | WarrantyStartDate | AssetIdentifier |  | -0.460000 | 395 | ReplacementCost |  |  | Finish | Grade | Copper | ModelReference | NominalHeight | NominalLength | NominalWidth | ProductionYear | Shape | SustainabilityPerformance | WarrantyDescription | WarrantyDurationLabor | WarrantyDurationParts | ModelLabel | Manufacturer | [22 empty] | 0.344462 | [47 empty] | 0.082021 | [8 empty] | M_Tee - Generic: Tee - Generic | Level 1 | 0.000000 | 0.074016 | -0.471280 | 0.000000 | 0.000000 | 29.140058 | 0.000000 | 0 | 0.000000 | -0.460000 | 0.000000 | 0.000000 | 25 | 0.027054 | 0.083333 | 0 | 0 | -0.460000 | 0.000000 | 0.002540 | Soldered | M_Cross - Generic: Cross - Generic | A | Pipes for General Use | 23-60 30 11 11 | M_Elbow - Generic: Elbow - Generic | 1 | M_Transition - Generic: Transition - Generic | M_Coupling - Generic: Coupling - Generic | [5 empty] | 0.000000
173810 | Level 1 | ExpectedLife |  | 583140 | New Construction | AccessibilityPerformance | WarrantyGuarantorParts |  | FIXED | Unit A Domestic Cold Water | CodePerformance | 310491 |  |  |  | 173673 | 0.000000 | 173809 | Reference | Pipe Types:Cold Water | 25 mm | 173845,173847,173849,173851,173853,173855,310839,311126,311127,311128,311129 | 0CiK5ixErEq9FfGEE3hk33 | Color | 33 | Pipe Types:Cold Water:583140 |  | InstallationDate | 173810 | WarrantyGuarantorLabor |  |  |  | Features | TagNumber |  | BarCode | Domestic Cold Water |  |  | Constituents |  |  | SerialNumber | WarrantyStartDate | AssetIdentifier |  | -0.460000 | 225 | ReplacementCost |  |  | Finish | Grade | Copper | ModelReference | NominalHeight | NominalLength | NominalWidth | ProductionYear | Shape | SustainabilityPerformance | WarrantyDescription | WarrantyDurationLabor | WarrantyDurationParts | ModelLabel | Manufacturer | [22 empty] | 2.191296 | [47 empty] | 0.082021 | [8 empty] | M_Tee - Generic: Tee - Generic | Level 1 | 0.000000 | 0.074016 | -0.471280 | 0.000000 | 0.000000 | 29.140058 | 0.000000 | 0 | 0.000000 | -0.460000 | 0.000000 | 0.000000 | 24 | 0.172104 | 0.083333 | 0 | 0 | -0.460000 | 0.000000 | 0.002540 | Soldered | M_Cross - Generic: Cross - Generic | A | Pipes for General Use | 23-60 30 11 11 | M_Elbow - Generic: Elbow - Generic | 1 | M_Transition - Generic: Transition - Generic | M_Coupling - Generic: Coupling - Generic | [5 empty] | 0.000000
186297 | Level 1 | ExpectedLife |  | 583241 | New Construction | AccessibilityPerformance | WarrantyGuarantorParts |  | FIXED | Unit B Domestic Cold Water | CodePerformance | 310491 |  |  |  | 186160 | 0.000000 | 186296 | Reference | Pipe Types:Cold Water | 25 mm | 186332,186334,186336,186338,186340,186342,310891,311126,311127,311128,311129 | 1nJRsVAJH6QRzFGkKuVkDD | Color | 33 | Pipe Types:Cold Water:583241 |  | InstallationDate | 186297 | WarrantyGuarantorLabor |  |  |  | Features | TagNumber |  | BarCode | Domestic Cold Water |  |  | Constituents |  |  | SerialNumber | WarrantyStartDate | AssetIdentifier |  | -0.460000 | 295 | ReplacementCost |  |  | Finish | Grade | Copper | ModelReference | NominalHeight | NominalLength | NominalWidth | ProductionYear | Shape | SustainabilityPerformance | WarrantyDescription | WarrantyDurationLabor | WarrantyDurationParts | ModelLabel | Manufacturer | [22 empty] | 0.419080 | [47 empty] | 0.082021 | [8 empty] | M_Tee - Generic: Tee - Generic | Level 1 | 0.000000 | 0.074016 | -0.471280 | 0.000000 | 0.000000 | 29.140058 | 0.000000 | 0 | 0.000000 | -0.460000 | 0.000000 | 0.000000 | 18 | 0.032914 | 0.083333 | 0 | 0 | -0.460000 | 0.000000 | 0.002540 | Soldered | M_Cross - Generic: Cross - Generic | A | Pipes for General Use | 23-60 30 11 11 | M_Elbow - Generic: Elbow - Generic | 1 | M_Transition - Generic: Transition - Generic | M_Coupling - Generic: Coupling - Generic | [5 empty] | 0.000000
186484 | Level 1 | ExpectedLife |  | 583242 | New Construction | AccessibilityPerformance | WarrantyGuarantorParts |  | FIXED | Unit B Domestic Cold Water | CodePerformance | 310491 |  |  |  | 186347 | 0.000000 | 186483 | Reference | Pipe Types:Cold Water | 15 mm | 186520,186522,186524,186526,186528,186530,310892,311126,311127,311128,311129 | 1qy9gnvZf94BbO8d2EG9Hr | Color | 33 | Pipe Types:Cold Water:583242 |  | InstallationDate | 186484 | WarrantyGuarantorLabor |  |  |  | Features | TagNumber |  | BarCode | Domestic Cold Water |  |  | Constituents |  |  | SerialNumber | WarrantyStartDate | AssetIdentifier |  | 0.914400 | 296 | ReplacementCost |  |  | Finish | Grade | Copper | ModelReference | NominalHeight | NominalLength | NominalWidth | ProductionYear | Shape | SustainabilityPerformance | WarrantyDescription | WarrantyDurationLabor | WarrantyDurationParts | ModelLabel | Manufacturer | [22 empty] | 0.107597 | [47 empty] | 0.049213 | [8 empty] | M_Tee - Generic: Tee - Generic | Level 1 | 0.000000 | 0.034974 | 0.909070 | 0.033420 | 100715.212618 | 13.769194 | 41984.046846 | 2 | 0.085786 | 0.914400 | 34.788356 | 14820.663119 | 1 | 0.005070 | 0.041667 | 0 | 0 | 0.914400 | 0.000000 | 0.002540 | Soldered | M_Cross - Generic: Cross - Generic | A | Pipes for General Use | 23-60 30 11 11 | M_Elbow - Generic: Elbow - Generic | 1 | M_Transition - Generic: Transition - Generic | M_Coupling - Generic: Coupling - Generic | [5 empty] | 1.000000
186672 | Level 1 | ExpectedLife |  | 583243 | New Construction | AccessibilityPerformance | WarrantyGuarantorParts |  | FIXED | Unit B Domestic Cold Water | CodePerformance | 310491 |  |  |  | 186535 | 0.000000 | 186671 | Reference | Pipe Types:Cold Water | 15 mm | 186708,186710,186712,186714,186716,186718,310893,311126,311127,311128,311129 | 1X$a0PB4r7ewGUg0YeRMrE | Color | 33 | Pipe Types:Cold Water:583243 |  | InstallationDate | 186672 | WarrantyGuarantorLabor |  |  |  | Features | TagNumber |  | BarCode | Domestic Cold Water |  |  | Constituents |  |  | SerialNumber | WarrantyStartDate | AssetIdentifier |  | 0.914400 | 297 | ReplacementCost |  |  | Finish | Grade | Copper | ModelReference | NominalHeight | NominalLength | NominalWidth | ProductionYear | Shape | SustainabilityPerformance | WarrantyDescription | WarrantyDurationLabor | WarrantyDurationParts | ModelLabel | Manufacturer | [22 empty] | 0.062938 | [47 empty] | 0.049213 | [8 empty] | M_Tee - Generic: Tee - Generic | Level 1 | 0.000000 | 0.034974 | 0.909070 | 0.033420 | 100715.212618 | 13.769194 | 41984.046846 | 2 | 0.085786 | 0.914400 | 34.788356 | 8669.196025 | 1 | 0.002966 | 0.041667 | 0 | 0 | 0.914400 | 0.000000 | 0.002540 | Soldered | M_Cross - Generic: Cross - Generic | A | Pipes for General Use | 23-60 30 11 11 | M_Elbow - Generic: Elbow - Generic | 1 | M_Transition - Generic: Transition - Generic | M_Coupling - Generic: Coupling - Generic | [5 empty] | 1.000000
186860 | Level 1 | ExpectedLife |  | 583244 | New Construction | AccessibilityPerformance | WarrantyGuarantorParts |  | FIXED | Unit B Domestic Cold Water | CodePerformance | 310491 |  |  |  | 186723 | 0.000000 | 186859 | Reference | Pipe Types:Cold Water | 15 mm | 186895,186897,186899,186901,186903,186905,310894,311126,311127,311128,311129 | 2mLGk7etb8Og24lfLqv04j | Color | 33 | Pipe Types:Cold Water:583244 |  | InstallationDate | 186860 | WarrantyGuarantorLabor |  |  |  | Features | TagNumber |  | BarCode | Domestic Cold Water |  |  | Constituents |  |  | SerialNumber | WarrantyStartDate | AssetIdentifier |  | -0.445713 | 298 | ReplacementCost |  |  | Finish | Grade | Copper | ModelReference | NominalHeight | NominalLength | NominalWidth | ProductionYear | Shape | SustainabilityPerformance | WarrantyDescription | WarrantyDurationLabor | WarrantyDurationParts | ModelLabel | Manufacturer | [22 empty] | 1.345825 | [47 empty] | 0.049213 | [8 empty] | M_Tee - Generic: Tee - Generic | Level 1 | 0.000000 | 0.034974 | -0.445713 | 0.033420 | 100715.212618 | 13.769194 | 41984.046846 | 2 | 0.085786 | 0.900113 | 34.788356 | 185377.886634 | 1 | 0.063421 | 0.041667 | 0 | 0 | -0.445713 |  | 0.002540 | Soldered | M_Cross - Generic: Cross - Generic | A | Pipes for General Use | 23-60 30 11 11 | M_Elbow - Generic: Elbow - Generic | 1 | M_Transition - Generic: Transition - Generic | M_Coupling - Generic: Coupling - Generic | [5 empty] | 1.000000
187248 | Level 1 | ExpectedLife |  | 583249 | New Construction | AccessibilityPerformance | WarrantyGuarantorParts |  | FIXED | Unit B Domestic Hot Water | CodePerformance | 310491 |  |  |  | 187111 | 0.000000 | 187247 | Reference | Pipe Types:Hot Water | 15 mm | 187284,187286,187288,187290,187292,187294,310895,311122,311123,311124,311125 | 35yfwKgAH3iwZJV8BemDZ5 | Color | 33 | Pipe Types:Hot Water:583249 |  | InstallationDate | 187248 | WarrantyGuarantorLabor |  |  |  | Features | TagNumber |  | BarCode | Domestic Hot Water |  |  | Constituents |  |  | SerialNumber | WarrantyStartDate | AssetIdentifier |  | 0.914400 | 299 | ReplacementCost |  |  | Finish | Grade | Copper | ModelReference | NominalHeight | NominalLength | NominalWidth | ProductionYear | Shape | SustainabilityPerformance | WarrantyDescription | WarrantyDurationLabor | WarrantyDurationParts | ModelLabel | Manufacturer | [22 empty] | 0.108292 | [47 empty] | 0.049213 | [8 empty] | M_Tee - Generic: Tee - Generic | Level 1 | 0.000000 | 0.034974 | 0.909070 | 0.006684 | 47667.945342 | 13.769194 | 1652.970363 | 2 | 0.085786 | 0.914400 | 6.957671 | 587.279401 | 1 | 0.005103 | 0.041667 | 0 | 0 | 0.914400 | 0.000000 | 0.002540 | Soldered | M_Cross - Generic: Cross - Generic | A | Pipes for General Use | 23-60 30 11 11 | M_Elbow - Generic: Elbow - Generic | 1 | M_Transition - Generic: Transition - Generic | M_Coupling - Generic: Coupling - Generic | [5 empty] | 1.000000
187436 | Level 1 | ExpectedLife |  | 583250 | New Construction | AccessibilityPerformance | WarrantyGuarantorParts |  | FIXED | Unit B Domestic Hot Water | CodePerformance | 310491 |  |  |  | 187299 | 0.000000 | 187435 | Reference | Pipe Types:Hot Water | 15 mm | 187472,187474,187476,187478,187480,187482,310896,311122,311123,311124,311125 | 0om3aDojLBqfjTmuSq5xHa | Color | 33 | Pipe Types:Hot Water:583250 |  | InstallationDate | 187436 | WarrantyGuarantorLabor |  |  |  | Features | TagNumber |  | BarCode | Domestic Hot Water |  |  | Constituents |  |  | SerialNumber | WarrantyStartDate | AssetIdentifier |  | 0.914400 | 300 | ReplacementCost |  |  | Finish | Grade | Copper | ModelReference | NominalHeight | NominalLength | NominalWidth | ProductionYear | Shape | SustainabilityPerformance | WarrantyDescription | WarrantyDurationLabor | WarrantyDurationParts | ModelLabel | Manufacturer | [22 empty] | 0.064535 | [47 empty] | 0.049213 | [8 empty] | M_Tee - Generic: Tee - Generic | Level 1 | 0.000000 | 0.034974 | 0.909070 | 0.006684 | 47667.945342 | 13.769194 | 1652.970363 | 2 | 0.085786 | 0.914400 | 6.957671 | 349.981790 | 1 | 0.003041 | 0.041667 | 0 | 0 | 0.914400 | 0.000000 | 0.002540 | Soldered | M_Cross - Generic: Cross - Generic | A | Pipes for General Use | 23-60 30 11 11 | M_Elbow - Generic: Elbow - Generic | 1 | M_Transition - Generic: Transition - Generic | M_Coupling - Generic: Coupling - Generic | [5 empty] | 1.000000
187624 | Level 1 | ExpectedLife |  | 583251 | New Construction | AccessibilityPerformance | WarrantyGuarantorParts |  | FIXED | Unit B Domestic Hot Water | CodePerformance | 310491 |  |  |  | 187487 | 0.000000 | 187623 | Reference | Pipe Types:Hot Water | 15 mm | 187659,187661,187663,187665,187667,187669,310897,311122,311123,311124,311125 | 0Auv1yUubE5gma8z0Si4q2 | Color | 33 | Pipe Types:Hot Water:583251 |  | InstallationDate | 187624 | WarrantyGuarantorLabor |  |  |  | Features | TagNumber |  | BarCode | Domestic Hot Water |  |  | Constituents |  |  | SerialNumber | WarrantyStartDate | AssetIdentifier |  | 0.814288 | 301 | ReplacementCost |  |  | Finish | Grade | Copper | ModelReference | NominalHeight | NominalLength | NominalWidth | ProductionYear | Shape | SustainabilityPerformance | WarrantyDescription | WarrantyDurationLabor | WarrantyDurationParts | ModelLabel | Manufacturer | [22 empty] | 0.085825 | [47 empty] | 0.049213 | [8 empty] | M_Tee - Generic: Tee - Generic | Level 1 | 0.000000 | 0.034974 | 0.814288 | 0.006684 | 47667.945342 | 13.769194 | 1652.970363 | 2 | 0.085786 | 0.900113 | 6.957671 | 465.440228 | 1 | 0.004044 | 0.041667 | 0 | 0 | 0.814288 |  | 0.002540 | Soldered | M_Cross - Generic: Cross - Generic | A | Pipes for General Use | 23-60 30 11 11 | M_Elbow - Generic: Elbow - Generic | 1 | M_Transition - Generic: Transition - Generic | M_Coupling - Generic: Coupling - Generic | [5 empty] | 1.000000
188012 | Level 1 | ExpectedLife |  | 583256 | New Construction | AccessibilityPerformance | WarrantyGuarantorParts |  | FIXED | Unit B Domestic Hot Water | CodePerformance | 310491 |  |  |  | 187875 | 0.000000 | 188011 | Reference | Pipe Types:Hot Water | 15 mm | 188047,188049,188051,188053,188055,188057,310898,311122,311123,311124,311125 | 3YExq0knnCdOI4v_2AwiRZ | Color | 33 | Pipe Types:Hot Water:583256 |  | InstallationDate | 188012 | WarrantyGuarantorLabor |  |  |  | Features | TagNumber |  | BarCode | Domestic Hot Water |  |  | Constituents |  |  | SerialNumber | WarrantyStartDate | AssetIdentifier |  | 0.845950 | 415 | ReplacementCost |  |  | Finish | Grade | Copper | ModelReference | NominalHeight | NominalLength | NominalWidth | ProductionYear | Shape | SustainabilityPerformance | WarrantyDescription | WarrantyDurationLabor | WarrantyDurationParts | ModelLabel | Manufacturer | [22 empty] | 0.031663 | [47 empty] | 0.049213 | [8 empty] | M_Tee - Generic: Tee - Generic | Level 1 | 0.000000 | 0.034974 | 0.814287 | 0.006684 | 47667.945342 | 13.769194 | 1652.970363 | 2 | 0.085786 | 0.814287 | 6.957671 | 171.709889 | 8 | 0.001492 | 0.041667 | 0 | 0 | 0.845950 |  | 0.002540 | Soldered | M_Cross - Generic: Cross - Generic | A | Pipes for General Use | 23-60 30 11 11 | M_Elbow - Generic: Elbow - Generic | 1 | M_Transition - Generic: Transition - Generic | M_Coupling - Generic: Coupling - Generic | [5 empty] | 0.500000
188199 | Level 1 | ExpectedLife |  | 583257 | New Construction | AccessibilityPerformance | WarrantyGuarantorParts |  | FIXED | Unit B Domestic Hot Water | CodePerformance | 310491 |  |  |  | 188062 | 0.000000 | 188198 | Reference | Pipe Types:Hot Water | 15 mm | 188235,188237,188239,188241,188243,188245,310899,311122,311123,311124,311125 | 3RFivECV9DwBQ6rpapK$BK | Color | 33 | Pipe Types:Hot Water:583257 |  | InstallationDate | 188199 | WarrantyGuarantorLabor |  |  |  | Features | TagNumber |  | BarCode | Domestic Hot Water |  |  | Constituents |  |  | SerialNumber | WarrantyStartDate | AssetIdentifier |  | 0.800000 | 416 | ReplacementCost |  |  | Finish | Grade | Copper | ModelReference | NominalHeight | NominalLength | NominalWidth | ProductionYear | Shape | SustainabilityPerformance | WarrantyDescription | WarrantyDurationLabor | WarrantyDurationParts | ModelLabel | Manufacturer | [22 empty] | 0.112260 | [47 empty] | 0.049213 | [8 empty] | M_Tee - Generic: Tee - Generic | Level 1 | 0.000000 | 0.034974 | 0.794670 | 0.006684 | 47667.945342 | 13.769194 | 1652.970363 | 2 | 0.085786 | 0.800000 | 6.957671 | 608.802452 | 8 | 0.005290 | 0.041667 | 0 | 0 | 0.800000 | 0.000000 | 0.002540 | Soldered | M_Cross - Generic: Cross - Generic | A | Pipes for General Use | 23-60 30 11 11 | M_Elbow - Generic: Elbow - Generic | 1 | M_Transition - Generic: Transition - Generic | M_Coupling - Generic: Coupling - Generic | [5 empty] | 0.500000
188732 | Level 1 | ExpectedLife |  | 583262 | New Construction | AccessibilityPerformance | WarrantyGuarantorParts |  | FIXED | Unit A Domestic Hot Water | CodePerformance | 310491 |  |  |  | 188595 | 0.000000 | 188731 | Reference | Pipe Types:Hot Water | 15 mm | 188768,188770,188772,188774,188776,188778,310901,311122,311123,311124,311125 | 2342ihXWr1r9_X6QQS1COO | Color | 33 | Pipe Types:Hot Water:583262 |  | InstallationDate | 188732 | WarrantyGuarantorLabor |  |  |  | Features | TagNumber |  | BarCode | Domestic Hot Water |  |  | Constituents |  |  | SerialNumber | WarrantyStartDate | AssetIdentifier |  | 0.914400 | 418 | ReplacementCost |  |  | Finish | Grade | Copper | ModelReference | NominalHeight | NominalLength | NominalWidth | ProductionYear | Shape | SustainabilityPerformance | WarrantyDescription | WarrantyDurationLabor | WarrantyDurationParts | ModelLabel | Manufacturer | [22 empty] | 0.109671 | [47 empty] | 0.049213 | [8 empty] | M_Tee - Generic: Tee - Generic | Level 1 | 0.000000 | 0.034974 | 0.909070 | 0.006684 | 47667.945342 | 13.769194 | 1652.970363 | 2 | 0.085786 | 0.914400 | 6.957671 | 594.762303 | 1 | 0.005168 | 0.041667 | 0 | 0 | 0.914400 | 0.000000 | 0.002540 | Soldered | M_Cross - Generic: Cross - Generic | A | Pipes for General Use | 23-60 30 11 11 | M_Elbow - Generic: Elbow - Generic | 1 | M_Transition - Generic: Transition - Generic | M_Coupling - Generic: Coupling - Generic | [5 empty] | 1.000000
188920 | Level 1 | ExpectedLife |  | 583263 | New Construction | AccessibilityPerformance | WarrantyGuarantorParts |  | FIXED | Unit A Domestic Hot Water | CodePerformance | 310491 |  |  |  | 188783 | 0.000000 | 188919 | Reference | Pipe Types:Hot Water | 15 mm | 188955,188957,188959,188961,188963,188965,310902,311122,311123,311124,311125 | 15IqI2zUDDSvoEufYlgGGS | Color | 33 | Pipe Types:Hot Water:583263 |  | InstallationDate | 188920 | WarrantyGuarantorLabor |  |  |  | Features | TagNumber |  | BarCode | Domestic Hot Water |  |  | Constituents |  |  | SerialNumber | WarrantyStartDate | AssetIdentifier |  | 0.814288 | 419 | ReplacementCost |  |  | Finish | Grade | Copper | ModelReference | NominalHeight | NominalLength | NominalWidth | ProductionYear | Shape | SustainabilityPerformance | WarrantyDescription | WarrantyDurationLabor | WarrantyDurationParts | ModelLabel | Manufacturer | [22 empty] | 0.085825 | [47 empty] | 0.049213 | [8 empty] | M_Tee - Generic: Tee - Generic | Level 1 | 0.000000 | 0.034974 | 0.814288 | 0.006684 | 47667.945342 | 13.769194 | 1652.970363 | 2 | 0.085786 | 0.900113 | 6.957671 | 465.440228 | 1 | 0.004044 | 0.041667 | 0 | 0 | 0.814288 |  | 0.002540 | Soldered | M_Cross - Generic: Cross - Generic | A | Pipes for General Use | 23-60 30 11 11 | M_Elbow - Generic: Elbow - Generic | 1 | M_Transition - Generic: Transition - Generic | M_Coupling - Generic: Coupling - Generic | [5 empty] | 1.000000
189260 | Level 1 | ExpectedLife |  | 583267 | New Construction | AccessibilityPerformance | WarrantyGuarantorParts |  | FIXED | Unit A Domestic Hot Water | CodePerformance | 310491 |  |  |  | 189123 | 0.000000 | 189259 | Reference | Pipe Types:Hot Water | 15 mm | 189295,189297,189299,189301,189303,189305,310903,311122,311123,311124,311125 | 1mnU$3L4j2cRLGliOVAGaS | Color | 33 | Pipe Types:Hot Water:583267 |  | InstallationDate | 189260 | WarrantyGuarantorLabor |  |  |  | Features | TagNumber |  | BarCode | Domestic Hot Water |  |  | Constituents |  |  | SerialNumber | WarrantyStartDate | AssetIdentifier |  | 0.845950 | 308 | ReplacementCost |  |  | Finish | Grade | Copper | ModelReference | NominalHeight | NominalLength | NominalWidth | ProductionYear | Shape | SustainabilityPerformance | WarrantyDescription | WarrantyDurationLabor | WarrantyDurationParts | ModelLabel | Manufacturer | [22 empty] | 0.031663 | [47 empty] | 0.049213 | [8 empty] | M_Tee - Generic: Tee - Generic | Level 1 | 0.000000 | 0.034974 | 0.814287 | 0.006684 | 47667.945342 | 13.769194 | 1652.970363 | 2 | 0.085786 | 0.814287 | 6.957671 | 171.709889 | 8 | 0.001492 | 0.041667 | 0 | 0 | 0.845950 |  | 0.002540 | Soldered | M_Cross - Generic: Cross - Generic | A | Pipes for General Use | 23-60 30 11 11 | M_Elbow - Generic: Elbow - Generic | 1 | M_Transition - Generic: Transition - Generic | M_Coupling - Generic: Coupling - Generic | [5 empty] | 0.500000
189447 | Level 1 | ExpectedLife |  | 583268 | New Construction | AccessibilityPerformance | WarrantyGuarantorParts |  | FIXED | Unit A Domestic Hot Water | CodePerformance | 310491 |  |  |  | 189310 | 0.000000 | 189446 | Reference | Pipe Types:Hot Water | 15 mm | 189483,189485,189487,189489,189491,189493,310904,311122,311123,311124,311125 | 2efnvc23P8TO7mc1iO9h_8 | Color | 33 | Pipe Types:Hot Water:583268 |  | InstallationDate | 189447 | WarrantyGuarantorLabor |  |  |  | Features | TagNumber |  | BarCode | Domestic Hot Water |  |  | Constituents |  |  | SerialNumber | WarrantyStartDate | AssetIdentifier |  | 0.800000 | 309 | ReplacementCost |  |  | Finish | Grade | Copper | ModelReference | NominalHeight | NominalLength | NominalWidth | ProductionYear | Shape | SustainabilityPerformance | WarrantyDescription | WarrantyDurationLabor | WarrantyDurationParts | ModelLabel | Manufacturer | [22 empty] | 0.113640 | [47 empty] | 0.049213 | [8 empty] | M_Tee - Generic: Tee - Generic | Level 1 | 0.000000 | 0.034974 | 0.794670 | 0.006684 | 47667.945342 | 13.769194 | 1652.970363 | 2 | 0.085786 | 0.800000 | 6.957671 | 616.285355 | 8 | 0.005355 | 0.041667 | 0 | 0 | 0.800000 | 0.000000 | 0.002540 | Soldered | M_Cross - Generic: Cross - Generic | A | Pipes for General Use | 23-60 30 11 11 | M_Elbow - Generic: Elbow - Generic | 1 | M_Transition - Generic: Transition - Generic | M_Coupling - Generic: Coupling - Generic | [5 empty] | 0.500000
190264 | Level 1 | ExpectedLife |  | 583276 | New Construction | AccessibilityPerformance | WarrantyGuarantorParts |  | FIXED | Unit B Domestic Hot Water | CodePerformance | 310491 |  |  |  | 190127 | 0.000000 | 190263 | Reference | Pipe Types:Hot Water | 25 mm | 190300,190302,190304,190306,190308,190310,310907,311122,311123,311124,311125 | 07bKDBIH95Dhi6THf$PjG3 | Color | 33 | Pipe Types:Hot Water:583276 |  | InstallationDate | 190264 | WarrantyGuarantorLabor |  |  |  | Features | TagNumber |  | BarCode | Domestic Hot Water |  |  | Constituents |  |  | SerialNumber | WarrantyStartDate | AssetIdentifier |  | 0.600000 | 422 | ReplacementCost |  |  | Finish | Grade | Copper | ModelReference | NominalHeight | NominalLength | NominalWidth | ProductionYear | Shape | SustainabilityPerformance | WarrantyDescription | WarrantyDurationLabor | WarrantyDurationParts | ModelLabel | Manufacturer | [22 empty] | 0.299925 | [47 empty] | 0.082021 | [8 empty] | M_Tee - Generic: Tee - Generic | Level 1 | 0.000000 | 0.074016 | 0.588720 | 0.006684 | 22523.949350 | 29.140058 | 27.462213 | 2 | 0.060506 | 0.600000 | 1.553460 | 27.023000 | 11 | 0.023556 | 0.083333 | 0 | 0 | 0.600000 | 0.000000 | 0.002540 | Soldered | M_Cross - Generic: Cross - Generic | A | Pipes for General Use | 23-60 30 11 11 | M_Elbow - Generic: Elbow - Generic | 1 | M_Transition - Generic: Transition - Generic | M_Coupling - Generic: Coupling - Generic | [5 empty] | 1.000000
190500 | Level 1 | ExpectedLife |  | 583278 | New Construction | AccessibilityPerformance | WarrantyGuarantorParts |  | FIXED | Unit B Domestic Hot Water | CodePerformance | 310491 |  |  |  | 190363 | 0.000000 | 190499 | Reference | Pipe Types:Hot Water | 25 mm | 190536,190538,190540,190542,190544,190546,310908,311122,311123,311124,311125 | 2641906Gn6WP3Plq76wck5 | Color | 33 | Pipe Types:Hot Water:583278 |  | InstallationDate | 190500 | WarrantyGuarantorLabor |  |  |  | Features | TagNumber |  | BarCode | Domestic Hot Water |  |  | Constituents |  |  | SerialNumber | WarrantyStartDate | AssetIdentifier |  | 0.600000 | 423 | ReplacementCost |  |  | Finish | Grade | Copper | ModelReference | NominalHeight | NominalLength | NominalWidth | ProductionYear | Shape | SustainabilityPerformance | WarrantyDescription | WarrantyDurationLabor | WarrantyDurationParts | ModelLabel | Manufacturer | [22 empty] | 0.018725 | [47 empty] | 0.082021 | [8 empty] | M_Tee - Generic: Tee - Generic | Level 1 | 0.000000 | 0.074016 | 0.588720 | 0.006684 | 22523.949350 | 29.140058 | 27.462213 | 2 | 0.060506 | 0.600000 | 1.553460 | 1.687106 | 11 | 0.001471 | 0.083333 | 0 | 0 | 0.600000 | 0.000000 | 0.002540 | Soldered | M_Cross - Generic: Cross - Generic | A | Pipes for General Use | 23-60 30 11 11 | M_Elbow - Generic: Elbow - Generic | 1 | M_Transition - Generic: Transition - Generic | M_Coupling - Generic: Coupling - Generic | [5 empty] | 1.000000
190736 | Level 1 | ExpectedLife |  | 583280 | New Construction | AccessibilityPerformance | WarrantyGuarantorParts |  | FIXED | Unit B Domestic Hot Water | CodePerformance | 310491 |  |  |  | 190599 | 0.000000 | 190735 | Reference | Pipe Types:Hot Water | 25 mm | 190772,190774,190776,190778,190780,190782,310909,311122,311123,311124,311125 | 3RjTvhvnD6zxgtsDrZBzQa | Color | 33 | Pipe Types:Hot Water:583280 |  | InstallationDate | 190736 | WarrantyGuarantorLabor |  |  |  | Features | TagNumber |  | BarCode | Domestic Hot Water |  |  | Constituents |  |  | SerialNumber | WarrantyStartDate | AssetIdentifier |  | 0.600000 | 424 | ReplacementCost |  |  | Finish | Grade | Copper | ModelReference | NominalHeight | NominalLength | NominalWidth | ProductionYear | Shape | SustainabilityPerformance | WarrantyDescription | WarrantyDurationLabor | WarrantyDurationParts | ModelLabel | Manufacturer | [22 empty] | 0.182525 | [47 empty] | 0.082021 | [8 empty] | M_Tee - Generic: Tee - Generic | Level 1 | 0.000000 | 0.074016 | 0.588720 | 0.006684 | 22523.949350 | 29.140058 | 27.462213 | 2 | 0.060506 | 0.600000 | 1.553460 | 16.445323 | 11 | 0.014335 | 0.083333 | 0 | 0 | 0.600000 | 0.000000 | 0.002540 | Soldered | M_Cross - Generic: Cross - Generic | A | Pipes for General Use | 23-60 30 11 11 | M_Elbow - Generic: Elbow - Generic | 1 | M_Transition - Generic: Transition - Generic | M_Coupling - Generic: Coupling - Generic | [5 empty] | 1.000000
190972 | Level 1 | ExpectedLife |  | 583282 | New Construction | AccessibilityPerformance | WarrantyGuarantorParts |  | FIXED | Unit B Domestic Hot Water | CodePerformance | 310491 |  |  |  | 190835 | 0.000000 | 190971 | Reference | Pipe Types:Hot Water | 25 mm | 191008,191010,191012,191014,191016,191018,310910,311122,311123,311124,311125 | 3tMhzXDWDAa8vvTfJxuPT7 | Color | 33 | Pipe Types:Hot Water:583282 |  | InstallationDate | 190972 | WarrantyGuarantorLabor |  |  |  | Features | TagNumber |  | BarCode | Domestic Hot Water |  |  | Constituents |  |  | SerialNumber | WarrantyStartDate | AssetIdentifier |  | 0.600000 | 425 | ReplacementCost |  |  | Finish | Grade | Copper | ModelReference | NominalHeight | NominalLength | NominalWidth | ProductionYear | Shape | SustainabilityPerformance | WarrantyDescription | WarrantyDurationLabor | WarrantyDurationParts | ModelLabel | Manufacturer | [22 empty] | 0.018725 | [47 empty] | 0.082021 | [8 empty] | M_Tee - Generic: Tee - Generic | Level 1 | 0.000000 | 0.074016 | 0.588720 | 0.006684 | 22523.949350 | 29.140058 | 27.462213 | 2 | 0.060506 | 0.600000 | 1.553460 | 1.687106 | 11 | 0.001471 | 0.083333 | 0 | 0 | 0.600000 | 0.000000 | 0.002540 | Soldered | M_Cross - Generic: Cross - Generic | A | Pipes for General Use | 23-60 30 11 11 | M_Elbow - Generic: Elbow - Generic | 1 | M_Transition - Generic: Transition - Generic | M_Coupling - Generic: Coupling - Generic | [5 empty] | 1.000000
191208 | Level 1 | ExpectedLife |  | 583284 | New Construction | AccessibilityPerformance | WarrantyGuarantorParts |  | FIXED | Unit B Domestic Hot Water | CodePerformance | 310491 |  |  |  | 191071 | 0.000000 | 191207 | Reference | Pipe Types:Hot Water | 25 mm | 191244,191246,191248,191250,191252,191254,310911,311122,311123,311124,311125 | 0uHJtyP_jAGAHPThWj87pq | Color | 33 | Pipe Types:Hot Water:583284 |  | InstallationDate | 191208 | WarrantyGuarantorLabor |  |  |  | Features | TagNumber |  | BarCode | Domestic Hot Water |  |  | Constituents |  |  | SerialNumber | WarrantyStartDate | AssetIdentifier |  | 0.600000 | 426 | ReplacementCost |  |  | Finish | Grade | Copper | ModelReference | NominalHeight | NominalLength | NominalWidth | ProductionYear | Shape | SustainabilityPerformance | WarrantyDescription | WarrantyDurationLabor | WarrantyDurationParts | ModelLabel | Manufacturer | [22 empty] | 0.328725 | [47 empty] | 0.082021 | [8 empty] | M_Tee - Generic: Tee - Generic | Level 1 | 0.000000 | 0.074016 | 0.588720 | 0.006684 | 22523.949350 | 29.140058 | 27.462213 | 2 | 0.060506 | 0.600000 | 1.553460 | 29.617835 | 11 | 0.025818 | 0.083333 | 0 | 0 | 0.600000 | 0.000000 | 0.002540 | Soldered | M_Cross - Generic: Cross - Generic | A | Pipes for General Use | 23-60 30 11 11 | M_Elbow - Generic: Elbow - Generic | 1 | M_Transition - Generic: Transition - Generic | M_Coupling - Generic: Coupling - Generic | [5 empty] | 1.000000
191444 | Level 1 | ExpectedLife |  | 583286 | New Construction | AccessibilityPerformance | WarrantyGuarantorParts |  | FIXED | Unit B Domestic Hot Water | CodePerformance | 310491 |  |  |  | 191307 | 0.000000 | 191443 | Reference | Pipe Types:Hot Water | 25 mm | 191480,191482,191484,191486,191488,191490,310912,311122,311123,311124,311125 | 0t5Il02n51tQ1GK4OsvuEB | Color | 33 | Pipe Types:Hot Water:583286 |  | InstallationDate | 191444 | WarrantyGuarantorLabor |  |  |  | Features | TagNumber |  | BarCode | Domestic Hot Water |  |  | Constituents |  |  | SerialNumber | WarrantyStartDate | AssetIdentifier |  | 0.600000 | 427 | ReplacementCost |  |  | Finish | Grade | Copper | ModelReference | NominalHeight | NominalLength | NominalWidth | ProductionYear | Shape | SustainabilityPerformance | WarrantyDescription | WarrantyDurationLabor | WarrantyDurationParts | ModelLabel | Manufacturer | [22 empty] | 1.728252 | [47 empty] | 0.082021 | [8 empty] | M_Tee - Generic: Tee - Generic | Level 1 | 0.000000 | 0.074016 | 0.588720 | 0.006684 | 22523.949350 | 29.140058 | 27.462213 | 2 | 0.060506 | 0.600000 | 1.553460 | 155.714010 | 11 | 0.135737 | 0.083333 | 0 | 0 | 0.600000 | 0.000000 | 0.002540 | Soldered | M_Cross - Generic: Cross - Generic | A | Pipes for General Use | 23-60 30 11 11 | M_Elbow - Generic: Elbow - Generic | 1 | M_Transition - Generic: Transition - Generic | M_Coupling - Generic: Coupling - Generic | [5 empty] | 1.000000
191965 | Level 1 | ExpectedLife |  | 583296 | New Construction | AccessibilityPerformance | WarrantyGuarantorParts |  | FIXED | Unit A Domestic Hot Water | CodePerformance | 310491 |  |  |  | 191828 | 0.000000 | 191964 | Reference | Pipe Types:Hot Water | 25 mm | 192000,192002,192004,192006,192008,192010,310914,311122,311123,311124,311125 | 0tjLhfGDnDKfGi3dqDWNIh | Color | 33 | Pipe Types:Hot Water:583296 |  | InstallationDate | 191965 | WarrantyGuarantorLabor |  |  |  | Features | TagNumber |  | BarCode | Domestic Hot Water |  |  | Constituents |  |  | SerialNumber | WarrantyStartDate | AssetIdentifier |  | 0.779363 | 429 | ReplacementCost |  |  | Finish | Grade | Copper | ModelReference | NominalHeight | NominalLength | NominalWidth | ProductionYear | Shape | SustainabilityPerformance | WarrantyDescription | WarrantyDurationLabor | WarrantyDurationParts | ModelLabel | Manufacturer | [22 empty] | 0.158725 | [47 empty] | 0.082021 | [8 empty] | M_Tee - Generic: Tee - Generic | Level 1 | 0.000000 | 0.074016 | 0.620637 | 0.006684 | 22523.949350 | 29.140058 | 27.462213 | 2 | 0.060506 | 0.620637 | 1.553460 | 14.300984 | 11 | 0.012466 | 0.083333 | 0 | 0 | 0.779363 |  | 0.002540 | Soldered | M_Cross - Generic: Cross - Generic | A | Pipes for General Use | 23-60 30 11 11 | M_Elbow - Generic: Elbow - Generic | 1 | M_Transition - Generic: Transition - Generic | M_Coupling - Generic: Coupling - Generic | [5 empty] | 1.000000
192200 | Level 1 | ExpectedLife |  | 583298 | New Construction | AccessibilityPerformance | WarrantyGuarantorParts |  | FIXED | Unit A Domestic Hot Water | CodePerformance | 310491 |  |  |  | 192063 | 0.000000 | 192199 | Reference | Pipe Types:Hot Water | 25 mm | 192236,192238,192240,192242,192244,192246,310915,311122,311123,311124,311125 | 1_5DeGvTjDrxobUcFJFoJB | Color | 33 | Pipe Types:Hot Water:583298 |  | InstallationDate | 192200 | WarrantyGuarantorLabor |  |  |  | Features | TagNumber |  | BarCode | Domestic Hot Water |  |  | Constituents |  |  | SerialNumber | WarrantyStartDate | AssetIdentifier |  | 0.600000 | 430 | ReplacementCost |  |  | Finish | Grade | Copper | ModelReference | NominalHeight | NominalLength | NominalWidth | ProductionYear | Shape | SustainabilityPerformance | WarrantyDescription | WarrantyDurationLabor | WarrantyDurationParts | ModelLabel | Manufacturer | [22 empty] | 0.275582 | [47 empty] | 0.082021 | [8 empty] | M_Tee - Generic: Tee - Generic | Level 1 | 0.000000 | 0.074016 | 0.588720 | 0.006684 | 22523.949350 | 29.140058 | 27.462213 | 2 | 0.060506 | 0.600000 | 1.553460 | 24.829653 | 11 | 0.021644 | 0.083333 | 0 | 0 | 0.600000 | 0.000000 | 0.002540 | Soldered | M_Cross - Generic: Cross - Generic | A | Pipes for General Use | 23-60 30 11 11 | M_Elbow - Generic: Elbow - Generic | 1 | M_Transition - Generic: Transition - Generic | M_Coupling - Generic: Coupling - Generic | [5 empty] | 1.000000
192388 | Level 1 | ExpectedLife |  | 583299 | New Construction | AccessibilityPerformance | WarrantyGuarantorParts |  | FIXED | Unit A Domestic Hot Water | CodePerformance | 310491 |  |  |  | 192251 | 0.000000 | 192387 | Reference | Pipe Types:Hot Water | 25 mm | 192424,192426,192428,192430,192432,192434,310916,311122,311123,311124,311125 | 1KQk2kPOb2lRaeDTHcSljP | Color | 33 | Pipe Types:Hot Water:583299 |  | InstallationDate | 192388 | WarrantyGuarantorLabor |  |  |  | Features | TagNumber |  | BarCode | Domestic Hot Water |  |  | Constituents |  |  | SerialNumber | WarrantyStartDate | AssetIdentifier |  | 0.600000 | 431 | ReplacementCost |  |  | Finish | Grade | Copper | ModelReference | NominalHeight | NominalLength | NominalWidth | ProductionYear | Shape | SustainabilityPerformance | WarrantyDescription | WarrantyDurationLabor | WarrantyDurationParts | ModelLabel | Manufacturer | [22 empty] | 1.726609 | [47 empty] | 0.082021 | [8 empty] | M_Tee - Generic: Tee - Generic | Level 1 | 0.000000 | 0.074016 | 0.588720 | 0.006684 | 22523.949350 | 29.140058 | 27.462213 | 2 | 0.060506 | 0.600000 | 1.553460 | 155.565950 | 11 | 0.135608 | 0.083333 | 0 | 0 | 0.600000 | 0.000000 | 0.002540 | Soldered | M_Cross - Generic: Cross - Generic | A | Pipes for General Use | 23-60 30 11 11 | M_Elbow - Generic: Elbow - Generic | 1 | M_Transition - Generic: Transition - Generic | M_Coupling - Generic: Coupling - Generic | [5 empty] | 1.000000
192623 | Level 1 | ExpectedLife |  | 583306 | New Construction | AccessibilityPerformance | WarrantyGuarantorParts |  | FIXED | Unit A Domestic Hot Water | CodePerformance | 310491 |  |  |  | 192486 | 0.000000 | 192622 | Reference | Pipe Types:Hot Water | 25 mm | 192659,192661,192663,192665,192667,192669,310917,311122,311123,311124,311125 | 18XZ0YHfH6zub4t1JlL0lZ | Color | 33 | Pipe Types:Hot Water:583306 |  | InstallationDate | 192623 | WarrantyGuarantorLabor |  |  |  | Features | TagNumber |  | BarCode | Domestic Hot Water |  |  | Constituents |  |  | SerialNumber | WarrantyStartDate | AssetIdentifier |  | 0.600000 | 434 | ReplacementCost |  |  | Finish | Grade | Copper | ModelReference | NominalHeight | NominalLength | NominalWidth | ProductionYear | Shape | SustainabilityPerformance | WarrantyDescription | WarrantyDurationLabor | WarrantyDurationParts | ModelLabel | Manufacturer | [22 empty] | 0.020018 | [47 empty] | 0.082021 | [8 empty] | M_Tee - Generic: Tee - Generic | Level 1 | 0.000000 | 0.074016 | 0.588720 | 0.006684 | 22523.949350 | 29.140058 | 27.462213 | 2 | 0.060506 | 0.600000 | 1.553460 | 1.803584 | 11 | 0.001572 | 0.083333 | 0 | 0 | 0.600000 | 0.000000 | 0.002540 | Soldered | M_Cross - Generic: Cross - Generic | A | Pipes for General Use | 23-60 30 11 11 | M_Elbow - Generic: Elbow - Generic | 1 | M_Transition - Generic: Transition - Generic | M_Coupling - Generic: Coupling - Generic | [5 empty] | 1.000000
192907 | Level 1 | ExpectedLife |  | 583309 | New Construction | AccessibilityPerformance | WarrantyGuarantorParts |  | FIXED | Unit A Domestic Hot Water | CodePerformance | 310491 |  |  |  | 192770 | 0.000000 | 192906 | Reference | Pipe Types:Hot Water | 25 mm | 192943,192945,192947,192949,192951,192953,310918,311122,311123,311124,311125 | 15$tmU0G9ARvozWPzAruwE | Color | 33 | Pipe Types:Hot Water:583309 |  | InstallationDate | 192907 | WarrantyGuarantorLabor |  |  |  | Features | TagNumber |  | BarCode | Domestic Hot Water |  |  | Constituents |  |  | SerialNumber | WarrantyStartDate | AssetIdentifier |  | 0.600000 | 435 | ReplacementCost |  |  | Finish | Grade | Copper | ModelReference | NominalHeight | NominalLength | NominalWidth | ProductionYear | Shape | SustainabilityPerformance | WarrantyDescription | WarrantyDurationLabor | WarrantyDurationParts | ModelLabel | Manufacturer | [22 empty] | 0.281868 | [47 empty] | 0.082021 | [8 empty] | M_Tee - Generic: Tee - Generic | Level 1 | 0.000000 | 0.074016 | 0.588720 | 0.006684 | 22523.949350 | 29.140058 | 27.462213 | 2 | 0.060506 | 0.600000 | 1.553460 | 25.396104 | 11 | 0.022138 | 0.083333 | 0 | 0 | 0.600000 | 0.000000 | 0.002540 | Soldered | M_Cross - Generic: Cross - Generic | A | Pipes for General Use | 23-60 30 11 11 | M_Elbow - Generic: Elbow - Generic | 1 | M_Transition - Generic: Transition - Generic | M_Coupling - Generic: Coupling - Generic | [5 empty] | 1.000000
230309 | Level 1 | ExpectedLife |  | 594985 | New Construction | AccessibilityPerformance | WarrantyGuarantorParts |  | FIXED | Unit B Sanitary | CodePerformance | 310491 |  |  |  | 230102 | 0.000000 | 230308 | Reference | Pipe Types:Waste | 40 mm | 230336,230338,230340,230342,230344,230346,310958,311118,311119,311120,311121 | 0f9KwjuGbB3Bk56rNJOALp | Color | 33 | Pipe Types:Waste:594985 |  | InstallationDate | 230309 | WarrantyGuarantorLabor |  |  |  | Features | TagNumber |  | BarCode | Sanitary |  |  | Constituents |  |  | SerialNumber | WarrantyStartDate | AssetIdentifier |  | -0.586144 | 517 | ReplacementCost |  |  | Finish | Grade | Plastic | ModelReference | NominalHeight | NominalLength | NominalWidth | ProductionYear | Shape | SustainabilityPerformance | WarrantyDescription | WarrantyDurationLabor | WarrantyDurationParts | ModelLabel | Manufacturer | [22 empty] | 4.433745 | [47 empty] | 0.131234 | [8 empty] | M_Tee - Generic: Tee - Generic | Level 1 |  | 0.134167 | -0.628734 | [6 empty] | -0.608287 |  |  | 9 | 0.557161 | 0.158333 | 0 | 0 | -0.586144 | 0.004994 | 0.002540 | Threaded | M_Cross - Generic: Cross - Generic | Schedule 40 | Pipes for General Use | 23-60 30 11 11 | M_Elbow - Generic: Elbow - Generic | 1 | M_Transition - Generic: Transition - Generic | M_Coupling - Generic: Coupling - Generic | [5 empty] | 0.000000
231346 | Level 1 | ExpectedLife |  | 595210 | New Construction | AccessibilityPerformance | WarrantyGuarantorParts |  | FIXED | Unit A Natural Gas | CodePerformance | 310491 |  |  |  | 231209 | 0.000000 | 231345 | Reference | Pipe Types:Mechanical Pipe | 25 mm | 231372,231374,231376,231378,231380,231382,310963,311093,311094,311095,311096 | 1O6$uN68HApvZEI4JwRGN4 | Color | 33 | Pipe Types:Mechanical Pipe:595210 |  | InstallationDate | 231346 | WarrantyGuarantorLabor |  |  |  | Features | TagNumber |  | BarCode | Other |  |  | Constituents |  |  | SerialNumber | WarrantyStartDate | AssetIdentifier |  | -0.674200 | 525 | ReplacementCost |  |  | Finish | Grade | Carbon Steel | ModelReference | NominalHeight | NominalLength | NominalWidth | ProductionYear | Shape | SustainabilityPerformance | WarrantyDescription | WarrantyDurationLabor | WarrantyDurationParts | ModelLabel | Manufacturer | [22 empty] | 2.103007 | [47 empty] | 0.082021 | [8 empty] | M_Tee - Generic: Tee - Generic | Level 1 |  | 0.087417 | -0.687523 | [6 empty] | -0.674200 |  |  | 1 | 0.165170 | 0.109583 | 0 | 0 | -0.674200 | 0.000000 | 0.045720 | Threaded | M_Cross - Generic: Cross - Generic | Schedule 40 | Pipes for General Use | 23-60 30 11 11 | M_Elbow - Generic: Elbow - Generic | 1 | M_Transition - Generic: Transition - Generic | M_Coupling - Generic: Coupling - Generic
231572 | Level 1 | ExpectedLife |  | 595217 | New Construction | AccessibilityPerformance | WarrantyGuarantorParts |  | FIXED | Unit A Natural Gas | CodePerformance | 310491 |  |  |  | 231435 | 0.000000 | 231571 | Reference | Pipe Types:Mechanical Pipe | 25 mm | 231598,231600,231602,231604,231606,231608,310964,311093,311094,311095,311096 | 3hhELAyD977h$k0f3WYxG1 | Color | 33 | Pipe Types:Mechanical Pipe:595217 |  | InstallationDate | 231572 | WarrantyGuarantorLabor |  |  |  | Features | TagNumber |  | BarCode | Other |  |  | Constituents |  |  | SerialNumber | WarrantyStartDate | AssetIdentifier |  | -0.674200 | 526 | ReplacementCost |  |  | Finish | Grade | Carbon Steel | ModelReference | NominalHeight | NominalLength | NominalWidth | ProductionYear | Shape | SustainabilityPerformance | WarrantyDescription | WarrantyDurationLabor | WarrantyDurationParts | ModelLabel | Manufacturer | [22 empty] | 4.039290 | [47 empty] | 0.082021 | [8 empty] | M_Tee - Generic: Tee - Generic | Level 1 |  | 0.087417 | -0.687523 | [6 empty] | -0.674200 |  |  | 1 | 0.317245 | 0.109583 | 0 | 0 | -0.674200 | 0.000000 | 0.045720 | Threaded | M_Cross - Generic: Cross - Generic | Schedule 40 | Pipes for General Use | 23-60 30 11 11 | M_Elbow - Generic: Elbow - Generic | 1 | M_Transition - Generic: Transition - Generic | M_Coupling - Generic: Coupling - Generic
234204 | Level 1 | ExpectedLife |  | 599698 | New Construction | AccessibilityPerformance | WarrantyGuarantorParts |  | FIXED | Unit A Sanitary | CodePerformance | 310491 |  |  |  | 234067 | 0.000000 | 234203 | Reference | Pipe Types:Waste | 40 mm | 234231,234233,234235,234237,234239,234241,310966,311118,311119,311120,311121 | 17qNSF4KPAM8Mzmh7LJ0sj | Color | 33 | Pipe Types:Waste:599698 |  | InstallationDate | 234204 | WarrantyGuarantorLabor |  |  |  | Features | TagNumber |  | BarCode | Sanitary |  |  | Constituents |  |  | SerialNumber | WarrantyStartDate | AssetIdentifier |  | -0.588421 | 529 | ReplacementCost |  |  | Finish | Grade | Plastic | ModelReference | NominalHeight | NominalLength | NominalWidth | ProductionYear | Shape | SustainabilityPerformance | WarrantyDescription | WarrantyDurationLabor | WarrantyDurationParts | ModelLabel | Manufacturer | [22 empty] | 0.343452 | [47 empty] | 0.131234 | [8 empty] | M_Tee - Generic: Tee - Generic | Level 1 |  | 0.134167 | -0.608868 | [6 empty] | -0.588421 |  |  | 6 | 0.043159 | 0.158333 | 0 | 0 | -0.588421 | 0.000000 | 0.002540 | Threaded | M_Cross - Generic: Cross - Generic | Schedule 40 | Pipes for General Use | 23-60 30 11 11 | M_Elbow - Generic: Elbow - Generic | 1 | M_Transition - Generic: Transition - Generic | M_Coupling - Generic: Coupling - Generic | [5 empty] | 2.000000
235482 | Level 1 | ExpectedLife |  | 599705 | New Construction | AccessibilityPerformance | WarrantyGuarantorParts |  | FIXED | Unit A Sanitary | CodePerformance | 310491 |  |  |  | 235285 | 0.000000 | 235481 | Reference | Pipe Types:Waste | 40 mm | 235509,235511,235513,235515,235517,235519,310968,311118,311119,311120,311121 | 2iyg057qb90hXw6evhH$cz | Color | 33 | Pipe Types:Waste:599705 |  | InstallationDate | 235482 | WarrantyGuarantorLabor |  |  |  | Features | TagNumber |  | BarCode | Sanitary |  |  | Constituents |  |  | SerialNumber | WarrantyStartDate | AssetIdentifier |  | -0.579896 | 530 | ReplacementCost |  |  | Finish | Grade | Plastic | ModelReference | NominalHeight | NominalLength | NominalWidth | ProductionYear | Shape | SustainabilityPerformance | WarrantyDescription | WarrantyDurationLabor | WarrantyDurationParts | ModelLabel | Manufacturer | [22 empty] | 1.693735 | [47 empty] | 0.131234 | [8 empty] | M_Tee - Generic: Tee - Generic | Level 1 |  | 0.134167 | -0.608734 | [6 empty] | -0.588287 |  |  | 14 | 0.212841 | 0.158333 | 0 | 0 | -0.579896 | 0.004954 | 0.002540 | Threaded | M_Cross - Generic: Cross - Generic | Schedule 40 | Pipes for General Use | 23-60 30 11 11 | M_Elbow - Generic: Elbow - Generic | 1 | M_Transition - Generic: Transition - Generic | M_Coupling - Generic: Coupling - Generic | [5 empty] | 0.000000
235661 | Level 1 | ExpectedLife |  | 599791 | New Construction | AccessibilityPerformance | WarrantyGuarantorParts |  | FIXED | Unit A Domestic Hot Water | CodePerformance | 310491 |  |  |  | 235524 | 0.000000 | 235660 | Reference | Pipe Types:Hot Water | 15 mm | 235696,235698,235700,235702,235704,235706,310969,311122,311123,311124,311125 | 2eCigizHrDoO2cHRWm8enf | Color | 33 | Pipe Types:Hot Water:599791 |  | InstallationDate | 235661 | WarrantyGuarantorLabor |  |  |  | Features | TagNumber |  | BarCode | Domestic Hot Water |  |  | Constituents |  |  | SerialNumber | WarrantyStartDate | AssetIdentifier |  | 0.900000 | 532 | ReplacementCost |  |  | Finish | Grade | Copper | ModelReference | NominalHeight | NominalLength | NominalWidth | ProductionYear | Shape | SustainabilityPerformance | WarrantyDescription | WarrantyDurationLabor | WarrantyDurationParts | ModelLabel | Manufacturer | [22 empty] | 0.279363 | [47 empty] | 0.049213 | [8 empty] | M_Tee - Generic: Tee - Generic | Level 1 | 0.000000 | 0.034974 | 0.620637 | 0.006684 | 47667.945342 | 13.769194 | 1652.970363 | 2 | 0.085786 | 0.620637 | 6.957671 | 1515.019465 | 10 | 0.013165 | 0.041667 | 0 | 0 | 0.900000 |  | 0.002540 | Soldered | M_Cross - Generic: Cross - Generic | A | Pipes for General Use | 23-60 30 11 11 | M_Elbow - Generic: Elbow - Generic | 1 | M_Transition - Generic: Transition - Generic | M_Coupling - Generic: Coupling - Generic | [5 empty] | 1.000000
235848 | Level 1 | ExpectedLife |  | 599795 | New Construction | AccessibilityPerformance | WarrantyGuarantorParts |  | FIXED | Unit A Domestic Hot Water | CodePerformance | 310491 |  |  |  | 235711 | 0.000000 | 235847 | Reference | Pipe Types:Hot Water | 15 mm | 235884,235886,235888,235890,235892,235894,310970,311122,311123,311124,311125 | 0Pe0aRvD552ukSE2WQfwwc | Color | 33 | Pipe Types:Hot Water:599795 |  | InstallationDate | 235848 | WarrantyGuarantorLabor |  |  |  | Features | TagNumber |  | BarCode | Domestic Hot Water |  |  | Constituents |  |  | SerialNumber | WarrantyStartDate | AssetIdentifier |  | 0.600000 | 534 | ReplacementCost |  |  | Finish | Grade | Copper | ModelReference | NominalHeight | NominalLength | NominalWidth | ProductionYear | Shape | SustainabilityPerformance | WarrantyDescription | WarrantyDurationLabor | WarrantyDurationParts | ModelLabel | Manufacturer | [22 empty] | 0.172892 | [47 empty] | 0.049213 | [8 empty] | M_Tee - Generic: Tee - Generic | Level 1 | 0.000000 | 0.034974 | 0.594670 | 0.006684 | 47667.945342 | 13.769194 | 1652.970363 | 2 | 0.085786 | 0.600000 | 6.957671 | 937.613864 | 10 | 0.008147 | 0.041667 | 0 | 0 | 0.600000 | 0.000000 | 0.002540 | Soldered | M_Cross - Generic: Cross - Generic | A | Pipes for General Use | 23-60 30 11 11 | M_Elbow - Generic: Elbow - Generic | 1 | M_Transition - Generic: Transition - Generic | M_Coupling - Generic: Coupling - Generic | [5 empty] | 1.000000
243793 | Level 1 | ExpectedLife |  | 600106 | New Construction | AccessibilityPerformance | WarrantyGuarantorParts |  | FIXED | Unit B Domestic Cold Water | CodePerformance | 310491 |  |  |  | 243656 | 0.000000 | 243792 | Reference | Pipe Types:Cold Water | 15 mm | 243828,243830,243832,243834,243836,243838,310974,311126,311127,311128,311129 | 2IPEdiDeTByvAGqAJdlvnY | Color | 33 | Pipe Types:Cold Water:600106 |  | InstallationDate | 243793 | WarrantyGuarantorLabor |  |  |  | Features | TagNumber |  | BarCode | Domestic Cold Water |  |  | Constituents |  |  | SerialNumber | WarrantyStartDate | AssetIdentifier |  | 0.900000 | 539 | ReplacementCost |  |  | Finish | Grade | Copper | ModelReference | NominalHeight | NominalLength | NominalWidth | ProductionYear | Shape | SustainabilityPerformance | WarrantyDescription | WarrantyDurationLabor | WarrantyDurationParts | ModelLabel | Manufacturer | [22 empty] | 1.089363 | [47 empty] | 0.049213 | [8 empty] | M_Tee - Generic: Tee - Generic | Level 1 | 0.000000 | 0.034974 | -0.189363 | 0.033420 | 100715.212618 | 13.769194 | 41984.046846 | 2 | 0.085786 | -0.189363 | 34.788356 | 150051.988950 | 7 | 0.051335 | 0.041667 | 0 | 0 | 0.900000 |  | 0.002540 | Soldered | M_Cross - Generic: Cross - Generic | A | Pipes for General Use | 23-60 30 11 11 | M_Elbow - Generic: Elbow - Generic | 1 | M_Transition - Generic: Transition - Generic | M_Coupling - Generic: Coupling - Generic | [5 empty] | 1.000000
243980 | Level 1 | ExpectedLife |  | 600107 | New Construction | AccessibilityPerformance | WarrantyGuarantorParts |  | FIXED | Unit B Domestic Cold Water | CodePerformance | 310491 |  |  |  | 243843 | 0.000000 | 243979 | Reference | Pipe Types:Cold Water | 15 mm | 244016,244018,244020,244022,244024,244026,310975,311126,311127,311128,311129 | 1BOgnFIYD9uuqLda4M8vg_ | Color | 33 | Pipe Types:Cold Water:600107 |  | InstallationDate | 243980 | WarrantyGuarantorLabor |  |  |  | Features | TagNumber |  | BarCode | Domestic Cold Water |  |  | Constituents |  |  | SerialNumber | WarrantyStartDate | AssetIdentifier |  | -0.210000 | 541 | ReplacementCost |  |  | Finish | Grade | Copper | ModelReference | NominalHeight | NominalLength | NominalWidth | ProductionYear | Shape | SustainabilityPerformance | WarrantyDescription | WarrantyDurationLabor | WarrantyDurationParts | ModelLabel | Manufacturer | [22 empty] | 0.115617 | [47 empty] | 0.049213 | [8 empty] | M_Tee - Generic: Tee - Generic | Level 1 | 0.000000 | 0.034974 | -0.215330 | 0.033420 | 100715.212618 | 13.769194 | 41984.046846 | 2 | 0.085786 | -0.210000 | 34.788356 | 15925.371168 | 7 | 0.005448 | 0.041667 | 0 | 0 | -0.210000 | 0.000000 | 0.002540 | Soldered | M_Cross - Generic: Cross - Generic | A | Pipes for General Use | 23-60 30 11 11 | M_Elbow - Generic: Elbow - Generic | 1 | M_Transition - Generic: Transition - Generic | M_Coupling - Generic: Coupling - Generic | [5 empty] | 1.000000
244321 | Level 1 | ExpectedLife |  | 600129 | New Construction | AccessibilityPerformance | WarrantyGuarantorParts |  | FIXED | Unit B Domestic Hot Water | CodePerformance | 310491 |  |  |  | 244184 | 0.000000 | 244320 | Reference | Pipe Types:Hot Water | 15 mm | 244356,244358,244360,244362,244364,244366,310976,311122,311123,311124,311125 | 2tbKXRBs18EwrVsKoiqIs_ | Color | 33 | Pipe Types:Hot Water:600129 |  | InstallationDate | 244321 | WarrantyGuarantorLabor |  |  |  | Features | TagNumber |  | BarCode | Domestic Hot Water |  |  | Constituents |  |  | SerialNumber | WarrantyStartDate | AssetIdentifier |  | 0.900000 | 542 | ReplacementCost |  |  | Finish | Grade | Copper | ModelReference | NominalHeight | NominalLength | NominalWidth | ProductionYear | Shape | SustainabilityPerformance | WarrantyDescription | WarrantyDurationLabor | WarrantyDurationParts | ModelLabel | Manufacturer | [22 empty] | 0.279363 | [47 empty] | 0.049213 | [8 empty] | M_Tee - Generic: Tee - Generic | Level 1 | 0.000000 | 0.034974 | 0.620637 | 0.006684 | 47667.945342 | 13.769194 | 1652.970363 | 2 | 0.085786 | 0.620637 | 6.957671 | 1515.019465 | 10 | 0.013165 | 0.041667 | 0 | 0 | 0.900000 |  | 0.002540 | Soldered | M_Cross - Generic: Cross - Generic | A | Pipes for General Use | 23-60 30 11 11 | M_Elbow - Generic: Elbow - Generic | 1 | M_Transition - Generic: Transition - Generic | M_Coupling - Generic: Coupling - Generic | [5 empty] | 1.000000
244508 | Level 1 | ExpectedLife |  | 600130 | New Construction | AccessibilityPerformance | WarrantyGuarantorParts |  | FIXED | Unit B Domestic Hot Water | CodePerformance | 310491 |  |  |  | 244371 | 0.000000 | 244507 | Reference | Pipe Types:Hot Water | 15 mm | 244544,244546,244548,244550,244552,244554,310977,311122,311123,311124,311125 | 2n3HiZ3U57NOfBrFnKsqSC | Color | 33 | Pipe Types:Hot Water:600130 |  | InstallationDate | 244508 | WarrantyGuarantorLabor |  |  |  | Features | TagNumber |  | BarCode | Domestic Hot Water |  |  | Constituents |  |  | SerialNumber | WarrantyStartDate | AssetIdentifier |  | 0.600000 | 543 | ReplacementCost |  |  | Finish | Grade | Copper | ModelReference | NominalHeight | NominalLength | NominalWidth | ProductionYear | Shape | SustainabilityPerformance | WarrantyDescription | WarrantyDurationLabor | WarrantyDurationParts | ModelLabel | Manufacturer | [22 empty] | 0.149485 | [47 empty] | 0.049213 | [8 empty] | M_Tee - Generic: Tee - Generic | Level 1 | 0.000000 | 0.034974 | 0.594670 | 0.006684 | 47667.945342 | 13.769194 | 1652.970363 | 2 | 0.085786 | 0.600000 | 6.957671 | 810.679261 | 10 | 0.007044 | 0.041667 | 0 | 0 | 0.600000 | 0.000000 | 0.002540 | Soldered | M_Cross - Generic: Cross - Generic | A | Pipes for General Use | 23-60 30 11 11 | M_Elbow - Generic: Elbow - Generic | 1 | M_Transition - Generic: Transition - Generic | M_Coupling - Generic: Coupling - Generic | [5 empty] | 1.000000
250634 | Level 1 | ExpectedLife |  | 600381 | New Construction | AccessibilityPerformance | WarrantyGuarantorParts |  | FIXED | Unit A Hydronic Supply In | CodePerformance | 310491 |  |  |  | 250497 | 0.000000 | 250633 | Reference | Pipe Types:Mechanical Pipe | 25 mm | 250669,250671,250673,250675,250677,250679,310984,311093,311094,311095,311096 | 3_OzfJeOj3eh$HaoPjll8e | Color | 33 | Pipe Types:Mechanical Pipe:600381 |  | InstallationDate | 250634 | WarrantyGuarantorLabor |  |  |  | Features | TagNumber |  | BarCode | Hydronic Supply |  |  | Constituents |  |  | SerialNumber | WarrantyStartDate | AssetIdentifier |  | 0.095200 | 548 | ReplacementCost |  |  | Finish | Grade | Carbon Steel | ModelReference | NominalHeight | NominalLength | NominalWidth | ProductionYear | Shape | SustainabilityPerformance | WarrantyDescription | WarrantyDurationLabor | WarrantyDurationParts | ModelLabel | Manufacturer | [22 empty] | 0.027066 | [47 empty] | 0.082021 | [8 empty] | M_Tee - Generic: Tee - Generic | Level 1 | 0.000000 | 0.087417 | 0.081878 | 0.508884 | 440275.879298 | 1.912001 | 403149.362242 | 2 | 0.346273 | 0.095200 | 84.789237 | 35799.086319 | 12 | 0.002126 | 0.109583 | 0 | 0 | 0.095200 | 0.000000 | 0.045720 | Threaded | M_Cross - Generic: Cross - Generic | Schedule 40 | Pipes for General Use | 23-60 30 11 11 | M_Elbow - Generic: Elbow - Generic | 1 | M_Transition - Generic: Transition - Generic | M_Coupling - Generic: Coupling - Generic
250821 | Level 1 | ExpectedLife |  | 600449 | New Construction | AccessibilityPerformance | WarrantyGuarantorParts |  | FIXED | Unit A Hydronic Supply In | CodePerformance | 310491 |  |  |  | 250684 | 0.000000 | 250820 | Reference | Pipe Types:Waste | 25 mm | 250856,250858,250860,250862,250864,250866,310985,311118,311119,311120,311121 | 36FlDzkQP8Lfc6DI3ndsUf | Color | 33 | Pipe Types:Waste:600449 |  | InstallationDate | 250821 | WarrantyGuarantorLabor |  |  |  | Features | TagNumber |  | BarCode | Hydronic Supply |  |  | Constituents |  |  | SerialNumber | WarrantyStartDate | AssetIdentifier |  | 0.095200 | 549 | ReplacementCost |  |  | Finish | Grade | Plastic | ModelReference | NominalHeight | NominalLength | NominalWidth | ProductionYear | Shape | SustainabilityPerformance | WarrantyDescription | WarrantyDurationLabor | WarrantyDurationParts | ModelLabel | Manufacturer | [22 empty] | 0.043215 | [47 empty] | 0.082021 | [8 empty] | M_Tee - Generic: Tee - Generic | Level 1 | 0.000000 | 0.087417 | 0.081877 | 0.508884 | 440275.879298 | 34.416010 | 65689.825297 | 2 | 0.056422 | 0.095200 | 84.789237 | 9313.603962 | 12 | 0.003394 | 0.109583 | 0 | 0 | 0.095200 | 0.000000 | 0.002540 | Threaded | M_Cross - Generic: Cross - Generic | Schedule 40 | Pipes for General Use | 23-60 30 11 11 | M_Elbow - Generic: Elbow - Generic | 1 | M_Transition - Generic: Transition - Generic | M_Coupling - Generic: Coupling - Generic
253414 | Level 1 | ExpectedLife |  | 600503 | New Construction | AccessibilityPerformance | WarrantyGuarantorParts |  | FIXED | Unit A Hydronic Supply In | CodePerformance | 310491 |  |  |  | 253277 | 0.000000 | 253413 | Reference | Pipe Types:Waste | 25 mm | 253449,253451,253453,253455,253457,253459,310987,311118,311119,311120,311121 | 0pzLWJilH7xO6Gd4GQfQSF | Color | 33 | Pipe Types:Waste:600503 |  | InstallationDate | 253414 | WarrantyGuarantorLabor |  |  |  | Features | TagNumber |  | BarCode | Hydronic Supply |  |  | Constituents |  |  | SerialNumber | WarrantyStartDate | AssetIdentifier |  | 0.095200 | 550 | ReplacementCost |  |  | Finish | Grade | Plastic | ModelReference | NominalHeight | NominalLength | NominalWidth | ProductionYear | Shape | SustainabilityPerformance | WarrantyDescription | WarrantyDurationLabor | WarrantyDurationParts | ModelLabel | Manufacturer | [22 empty] | 0.043154 | [47 empty] | 0.082021 | [8 empty] | M_Tee - Generic: Tee - Generic | Level 1 | 0.000000 | 0.087417 | 0.081878 | 0.508884 | 440275.879298 | 34.416010 | 65689.825297 | 2 | 0.056422 | 0.095200 | 84.789237 | 9300.391969 | 13 | 0.003389 | 0.109583 | 0 | 0 | 0.095200 | 0.000000 | 0.002540 | Threaded | M_Cross - Generic: Cross - Generic | Schedule 40 | Pipes for General Use | 23-60 30 11 11 | M_Elbow - Generic: Elbow - Generic | 1 | M_Transition - Generic: Transition - Generic | M_Coupling - Generic: Coupling - Generic
256057 | Level 1 | ExpectedLife |  | 600555 | New Construction | AccessibilityPerformance | WarrantyGuarantorParts |  | FIXED | Unit A Hydronic Supply In | CodePerformance | 310491 |  |  |  | 255920 | 0.000000 | 256056 | Reference | Pipe Types:Waste | 25 mm | 256092,256094,256096,256098,256100,256102,310989,311118,311119,311120,311121 | 1vFudeHNH6kfVLksPjvO1s | Color | 33 | Pipe Types:Waste:600555 |  | InstallationDate | 256057 | WarrantyGuarantorLabor |  |  |  | Features | TagNumber |  | BarCode | Hydronic Supply |  |  | Constituents |  |  | SerialNumber | WarrantyStartDate | AssetIdentifier |  | 0.095200 | 551 | ReplacementCost |  |  | Finish | Grade | Plastic | ModelReference | NominalHeight | NominalLength | NominalWidth | ProductionYear | Shape | SustainabilityPerformance | WarrantyDescription | WarrantyDurationLabor | WarrantyDurationParts | ModelLabel | Manufacturer | [22 empty] | 0.042285 | [47 empty] | 0.082021 | [8 empty] | M_Tee - Generic: Tee - Generic | Level 1 | 0.000000 | 0.087417 | 0.081878 | 0.508884 | 440275.879298 | 34.416010 | 65689.825297 | 2 | 0.056422 | 0.095201 | 84.789237 | 9113.142963 | 8 | 0.003321 | 0.109583 | 0 | 0 | 0.095200 | 0.000000 | 0.002540 | Threaded | M_Cross - Generic: Cross - Generic | Schedule 40 | Pipes for General Use | 23-60 30 11 11 | M_Elbow - Generic: Elbow - Generic | 1 | M_Transition - Generic: Transition - Generic | M_Coupling - Generic: Coupling - Generic
258650 | Level 1 | ExpectedLife |  | 600584 | New Construction | AccessibilityPerformance | WarrantyGuarantorParts |  | FIXED | Unit A Hydronic Supply In | CodePerformance | 310491 |  |  |  | 258513 | 0.000000 | 258649 | Reference | Pipe Types:Waste | 25 mm | 258685,258687,258689,258691,258693,258695,310991,311118,311119,311120,311121 | 1RMb18Ts1CPujMeuORti2z | Color | 33 | Pipe Types:Waste:600584 |  | InstallationDate | 258650 | WarrantyGuarantorLabor |  |  |  | Features | TagNumber |  | BarCode | Hydronic Supply |  |  | Constituents |  |  | SerialNumber | WarrantyStartDate | AssetIdentifier |  | 0.095200 | 552 | ReplacementCost |  |  | Finish | Grade | Plastic | ModelReference | NominalHeight | NominalLength | NominalWidth | ProductionYear | Shape | SustainabilityPerformance | WarrantyDescription | WarrantyDurationLabor | WarrantyDurationParts | ModelLabel | Manufacturer | [22 empty] | 0.042285 | [47 empty] | 0.082021 | [8 empty] | M_Tee - Generic: Tee - Generic | Level 1 | 0.000000 | 0.087417 | 0.081878 | 0.508884 | 440275.879298 | 34.416010 | 65689.825297 | 2 | 0.056422 | 0.095200 | 84.789237 | 9113.108141 | 9 | 0.003321 | 0.109583 | 0 | 0 | 0.095200 | 0.000000 | 0.002540 | Threaded | M_Cross - Generic: Cross - Generic | Schedule 40 | Pipes for General Use | 23-60 30 11 11 | M_Elbow - Generic: Elbow - Generic | 1 | M_Transition - Generic: Transition - Generic | M_Coupling - Generic: Coupling - Generic
258933 | Level 1 | ExpectedLife |  | 600695 | New Construction | AccessibilityPerformance | WarrantyGuarantorParts |  | FIXED | Unit A Hydronic Supply In | CodePerformance | 310491 |  |  |  | 258796 | 0.000000 | 258932 | Reference | Pipe Types:Waste | 25 mm | 258968,258970,258972,258974,258976,258978,310992,311118,311119,311120,311121 | 1fe28NFJ976Bg2JXkUAjqX | Color | 33 | Pipe Types:Waste:600695 |  | InstallationDate | 258933 | WarrantyGuarantorLabor |  |  |  | Features | TagNumber |  | BarCode | Hydronic Supply |  |  | Constituents |  |  | SerialNumber | WarrantyStartDate | AssetIdentifier |  | 0.095200 | 553 | ReplacementCost |  |  | Finish | Grade | Plastic | ModelReference | NominalHeight | NominalLength | NominalWidth | ProductionYear | Shape | SustainabilityPerformance | WarrantyDescription | WarrantyDurationLabor | WarrantyDurationParts | ModelLabel | Manufacturer | [22 empty] | 0.077772 | [47 empty] | 0.082021 | [8 empty] | M_Tee - Generic: Tee - Generic | Level 1 | 0.000000 | 0.087417 | 0.081878 | 0.508884 | 440275.879298 | 34.416010 | 65689.825297 | 2 | 0.056422 | 0.095200 | 84.789237 | 16761.305473 | 14 | 0.006108 | 0.109583 | 0 | 0 | 0.095200 | 0.000000 | 0.002540 | Threaded | M_Cross - Generic: Cross - Generic | Schedule 40 | Pipes for General Use | 23-60 30 11 11 | M_Elbow - Generic: Elbow - Generic | 1 | M_Transition - Generic: Transition - Generic | M_Coupling - Generic: Coupling - Generic
259168 | Level 1 | ExpectedLife |  | 600701 | New Construction | AccessibilityPerformance | WarrantyGuarantorParts |  | FIXED | Unit A Hydronic Supply In | CodePerformance | 310491 |  |  |  | 259031 | 0.000000 | 259167 | Reference | Pipe Types:Waste | 25 mm | 259203,259205,259207,259209,259211,259213,310993,311118,311119,311120,311121 | 2J0irIs9DDHenzzZ_L40xG | Color | 33 | Pipe Types:Waste:600701 |  | InstallationDate | 259168 | WarrantyGuarantorLabor |  |  |  | Features | TagNumber |  | BarCode | Hydronic Supply |  |  | Constituents |  |  | SerialNumber | WarrantyStartDate | AssetIdentifier |  | 0.095200 | 554 | ReplacementCost |  |  | Finish | Grade | Plastic | ModelReference | NominalHeight | NominalLength | NominalWidth | ProductionYear | Shape | SustainabilityPerformance | WarrantyDescription | WarrantyDurationLabor | WarrantyDurationParts | ModelLabel | Manufacturer | [22 empty] | 0.008540 | [47 empty] | 0.082021 | [8 empty] | M_Tee - Generic: Tee - Generic | Level 1 | 0.000000 | 0.087417 | 0.081878 | 0.508884 | 440275.879298 | 34.416010 | 65689.825297 | 2 | 0.056422 | 0.095200 | 84.789237 | 1840.442530 | 14 | 0.000671 | 0.109583 | 0 | 0 | 0.095200 | 0.000000 | 0.002540 | Threaded | M_Cross - Generic: Cross - Generic | Schedule 40 | Pipes for General Use | 23-60 30 11 11 | M_Elbow - Generic: Elbow - Generic | 1 | M_Transition - Generic: Transition - Generic | M_Coupling - Generic: Coupling - Generic
263339 | Level 1 | ExpectedLife |  | 600952 | New Construction | AccessibilityPerformance | WarrantyGuarantorParts |  | FIXED | Unit B Hydronic Supply In | CodePerformance | 310491 |  |  |  | 263160 | 0.000000 | 263338 | Reference | Pipe Types:Mechanical Pipe | 25 mm | 263374,263376,263378,263380,263382,263384,311001,311093,311094,311095,311096 | 1TzbsD5UHF6AUJTKVr1IR4 | Color | 33 | Pipe Types:Mechanical Pipe:600952 |  | InstallationDate | 263339 | WarrantyGuarantorLabor |  |  |  | Features | TagNumber |  | BarCode | Hydronic Supply |  |  | Constituents |  |  | SerialNumber | WarrantyStartDate | AssetIdentifier |  | 0.095200 | 571 | ReplacementCost |  |  | Finish | Grade | Carbon Steel | ModelReference | NominalHeight | NominalLength | NominalWidth | ProductionYear | Shape | SustainabilityPerformance | WarrantyDescription | WarrantyDurationLabor | WarrantyDurationParts | ModelLabel | Manufacturer | [22 empty] | 0.017068 | [47 empty] | 0.082021 | [8 empty] | M_Tee - Generic: Tee - Generic | Level 1 | 0.000000 | 0.087417 | 0.081878 | 0.508884 | 440275.879298 | 1.912001 | 403149.362242 | 2 | 0.346273 | 0.095200 | 84.789237 | 22575.752425 | 13 | 0.001341 | 0.109583 | 0 | 0 | 0.095200 | 0.000000 | 0.045720 | Threaded | M_Cross - Generic: Cross - Generic | Schedule 40 | Pipes for General Use | 23-60 30 11 11 | M_Elbow - Generic: Elbow - Generic | 1 | M_Transition - Generic: Transition - Generic | M_Coupling - Generic: Coupling - Generic
263526 | Level 1 | ExpectedLife |  | 601015 | New Construction | AccessibilityPerformance | WarrantyGuarantorParts |  | FIXED | Unit B Hydronic Supply In | CodePerformance | 310491 |  |  |  | 263389 | 0.000000 | 263525 | Reference | Pipe Types:Waste | 25 mm | 263561,263563,263565,263567,263569,263571,311002,311118,311119,311120,311121 | 0w7iMWrrn2ch6O_KPmj3Ee | Color | 33 | Pipe Types:Waste:601015 |  | InstallationDate | 263526 | WarrantyGuarantorLabor |  |  |  | Features | TagNumber |  | BarCode | Hydronic Supply |  |  | Constituents |  |  | SerialNumber | WarrantyStartDate | AssetIdentifier |  | 0.095200 | 572 | ReplacementCost |  |  | Finish | Grade | Plastic | ModelReference | NominalHeight | NominalLength | NominalWidth | ProductionYear | Shape | SustainabilityPerformance | WarrantyDescription | WarrantyDurationLabor | WarrantyDurationParts | ModelLabel | Manufacturer | [22 empty] | 0.049090 | [47 empty] | 0.082021 | [8 empty] | M_Tee - Generic: Tee - Generic | Level 1 | 0.000000 | 0.087417 | 0.081878 | 0.508884 | 440275.879298 | 34.416010 | 65689.825297 | 2 | 0.056422 | 0.095200 | 84.789237 | 10579.670253 | 13 | 0.003855 | 0.109583 | 0 | 0 | 0.095200 | 0.000000 | 0.002540 | Threaded | M_Cross - Generic: Cross - Generic | Schedule 40 | Pipes for General Use | 23-60 30 11 11 | M_Elbow - Generic: Elbow - Generic | 1 | M_Transition - Generic: Transition - Generic | M_Coupling - Generic: Coupling - Generic
266118 | Level 1 | ExpectedLife |  | 601031 | New Construction | AccessibilityPerformance | WarrantyGuarantorParts |  | FIXED | Unit B Hydronic Supply In | CodePerformance | 310491 |  |  |  | 265981 | 0.000000 | 266117 | Reference | Pipe Types:Waste | 25 mm | 266153,266155,266157,266159,266161,266163,311004,311118,311119,311120,311121 | 2r0DGzBAnB_eOrOts4sJrJ | Color | 33 | Pipe Types:Waste:601031 |  | InstallationDate | 266118 | WarrantyGuarantorLabor |  |  |  | Features | TagNumber |  | BarCode | Hydronic Supply |  |  | Constituents |  |  | SerialNumber | WarrantyStartDate | AssetIdentifier |  | 0.095200 | 573 | ReplacementCost |  |  | Finish | Grade | Plastic | ModelReference | NominalHeight | NominalLength | NominalWidth | ProductionYear | Shape | SustainabilityPerformance | WarrantyDescription | WarrantyDurationLabor | WarrantyDurationParts | ModelLabel | Manufacturer | [22 empty] | 0.049104 | [47 empty] | 0.082021 | [8 empty] | M_Tee - Generic: Tee - Generic | Level 1 | 0.000000 | 0.087417 | 0.081878 | 0.508884 | 440275.879298 | 34.416010 | 65689.825297 | 2 | 0.056422 | 0.095200 | 84.789237 | 10582.758923 | 14 | 0.003857 | 0.109583 | 0 | 0 | 0.095200 | 0.000000 | 0.002540 | Threaded | M_Cross - Generic: Cross - Generic | Schedule 40 | Pipes for General Use | 23-60 30 11 11 | M_Elbow - Generic: Elbow - Generic | 1 | M_Transition - Generic: Transition - Generic | M_Coupling - Generic: Coupling - Generic
268759 | Level 1 | ExpectedLife |  | 601142 | New Construction | AccessibilityPerformance | WarrantyGuarantorParts |  | FIXED | Unit B Hydronic Supply In | CodePerformance | 310491 |  |  |  | 268622 | 0.000000 | 268758 | Reference | Pipe Types:Mechanical Pipe | 25 mm | 268794,268796,268798,268800,268802,268804,311006,311093,311094,311095,311096 | 18GbQmoZ1A2gRZM1uxGos7 | Color | 33 | Pipe Types:Mechanical Pipe:601142 |  | InstallationDate | 268759 | WarrantyGuarantorLabor |  |  |  | Features | TagNumber |  | BarCode | Hydronic Supply |  |  | Constituents |  |  | SerialNumber | WarrantyStartDate | AssetIdentifier |  | 0.095201 | 574 | ReplacementCost |  |  | Finish | Grade | Carbon Steel | ModelReference | NominalHeight | NominalLength | NominalWidth | ProductionYear | Shape | SustainabilityPerformance | WarrantyDescription | WarrantyDurationLabor | WarrantyDurationParts | ModelLabel | Manufacturer | [22 empty] | 0.043234 | [47 empty] | 0.082021 | [8 empty] | M_Tee - Generic: Tee - Generic | Level 1 | 0.000000 | 0.087417 | 0.081878 | 0.508884 | 440275.879298 | 1.912001 | 403149.362242 | 2 | 0.346273 | 0.095200 | 84.789237 | 57183.717548 | 8 | 0.003396 | 0.109583 | 0 | 0 | 0.095201 | 0.000000 | 0.045720 | Threaded | M_Cross - Generic: Cross - Generic | Schedule 40 | Pipes for General Use | 23-60 30 11 11 | M_Elbow - Generic: Elbow - Generic | 1 | M_Transition - Generic: Transition - Generic | M_Coupling - Generic: Coupling - Generic
271352 | Level 1 | ExpectedLife |  | 601282 | New Construction | AccessibilityPerformance | WarrantyGuarantorParts |  | FIXED | Unit B Hydronic Supply In | CodePerformance | 310491 |  |  |  | 271215 | 0.000000 | 271351 | Reference | Pipe Types:Mechanical Pipe | 25 mm | 271387,271389,271391,271393,271395,271397,311008,311093,311094,311095,311096 | 2Es21WECPBGApdqWOSxBrm | Color | 33 | Pipe Types:Mechanical Pipe:601282 |  | InstallationDate | 271352 | WarrantyGuarantorLabor |  |  |  | Features | TagNumber |  | BarCode | Hydronic Supply |  |  | Constituents |  |  | SerialNumber | WarrantyStartDate | AssetIdentifier |  | 0.095200 | 575 | ReplacementCost |  |  | Finish | Grade | Carbon Steel | ModelReference | NominalHeight | NominalLength | NominalWidth | ProductionYear | Shape | SustainabilityPerformance | WarrantyDescription | WarrantyDurationLabor | WarrantyDurationParts | ModelLabel | Manufacturer | [22 empty] | 0.043234 | [47 empty] | 0.082021 | [8 empty] | M_Tee - Generic: Tee - Generic | Level 1 | 0.000000 | 0.087417 | 0.081878 | 0.508884 | 440275.879298 | 1.912001 | 403149.362242 | 2 | 0.346273 | 0.095200 | 84.789237 | 57183.666944 | 9 | 0.003396 | 0.109583 | 0 | 0 | 0.095200 | 0.000000 | 0.045720 | Threaded | M_Cross - Generic: Cross - Generic | Schedule 40 | Pipes for General Use | 23-60 30 11 11 | M_Elbow - Generic: Elbow - Generic | 1 | M_Transition - Generic: Transition - Generic | M_Coupling - Generic: Coupling - Generic
272897 | Level 1 | ExpectedLife |  | 601371 | New Construction | AccessibilityPerformance | WarrantyGuarantorParts |  | FIXED | Unit B Hydronic Supply In | CodePerformance | 310491 |  |  |  | 272760 | 0.000000 | 272896 | Reference | Pipe Types:Mechanical Pipe | 25 mm | 272932,272934,272936,272938,272940,272942,311011,311093,311094,311095,311096 | 1fJrYuA6n4mAJ2VVdhy47o | Color | 33 | Pipe Types:Mechanical Pipe:601371 |  | InstallationDate | 272897 | WarrantyGuarantorLabor |  |  |  | Features | TagNumber |  | BarCode | Hydronic Supply |  |  | Constituents |  |  | SerialNumber | WarrantyStartDate | AssetIdentifier |  | 0.095200 | 577 | ReplacementCost |  |  | Finish | Grade | Carbon Steel | ModelReference | NominalHeight | NominalLength | NominalWidth | ProductionYear | Shape | SustainabilityPerformance | WarrantyDescription | WarrantyDurationLabor | WarrantyDurationParts | ModelLabel | Manufacturer | [22 empty] | 0.009675 | [47 empty] | 0.082021 | [8 empty] | M_Tee - Generic: Tee - Generic | Level 1 | 0.000000 | 0.087417 | 0.081878 | 0.508884 | 440275.879298 | 1.912001 | 403149.362242 | 2 | 0.346273 | 0.095200 | 84.789237 | 12796.756210 | 15 | 0.000760 | 0.109583 | 0 | 0 | 0.095200 | 0.000000 | 0.045720 | Threaded | M_Cross - Generic: Cross - Generic | Schedule 40 | Pipes for General Use | 23-60 30 11 11 | M_Elbow - Generic: Elbow - Generic | 1 | M_Transition - Generic: Transition - Generic | M_Coupling - Generic: Coupling - Generic
273084 | Level 1 | ExpectedLife |  | 601377 | New Construction | AccessibilityPerformance | WarrantyGuarantorParts |  | FIXED | Unit B Hydronic Supply In | CodePerformance | 310491 |  |  |  | 272947 | 0.000000 | 273083 | Reference | Pipe Types:Mechanical Pipe | 25 mm | 273119,273121,273123,273125,273127,273129,311012,311093,311094,311095,311096 | 32t38825H4mhG7RfE173OQ | Color | 33 | Pipe Types:Mechanical Pipe:601377 |  | InstallationDate | 273084 | WarrantyGuarantorLabor |  |  |  | Features | TagNumber |  | BarCode | Hydronic Supply |  |  | Constituents |  |  | SerialNumber | WarrantyStartDate | AssetIdentifier |  | 0.095200 | 578 | ReplacementCost |  |  | Finish | Grade | Carbon Steel | ModelReference | NominalHeight | NominalLength | NominalWidth | ProductionYear | Shape | SustainabilityPerformance | WarrantyDescription | WarrantyDurationLabor | WarrantyDurationParts | ModelLabel | Manufacturer | [22 empty] | 0.045752 | [47 empty] | 0.082021 | [8 empty] | M_Tee - Generic: Tee - Generic | Level 1 | 0.000000 | 0.087417 | 0.081878 | 0.508884 | 440275.879298 | 1.912001 | 403149.362242 | 2 | 0.346273 | 0.095200 | 84.789237 | 60514.561449 | 15 | 0.003593 | 0.109583 | 0 | 0 | 0.095200 | 0.000000 | 0.045720 | Threaded | M_Cross - Generic: Cross - Generic | Schedule 40 | Pipes for General Use | 23-60 30 11 11 | M_Elbow - Generic: Elbow - Generic | 1 | M_Transition - Generic: Transition - Generic | M_Coupling - Generic: Coupling - Generic
273367 | Level 1 | ExpectedLife |  | 601543 | New Construction | AccessibilityPerformance | WarrantyGuarantorParts |  | FIXED |  | CodePerformance | 310491 |  |  |  | 273230 |  | 273366 | Reference | Conduit with Fittings:Electrical Metallic Tubing (EMT) | 27 mm | 273388,273390,273392,273394,273396,273398,311013,311149,311150,311151,311152 | 1ikdaHeMH9tQH7ZRIx2Ou6 | Color | 33 | Conduit with Fittings:Electrical Metallic Tubing (EMT):601543 |  | InstallationDate | 273367 | WarrantyGuarantorLabor |  |  |  | Features | TagNumber |  | BarCode |  |  |  | Constituents |  |  | SerialNumber | WarrantyStartDate | AssetIdentifier |  | 2.626673 | 3 | ReplacementCost |  |  | Finish | Grade | Material | ModelReference | NominalHeight | NominalLength | NominalWidth | ProductionYear | Shape | SustainabilityPerformance | WarrantyDescription | WarrantyDurationLabor | WarrantyDurationParts | ModelLabel | Manufacturer | [22 empty] | 0.791673 | [56 empty] | M_Conduit Junction Box - Tee - Aluminum: Conduit Junction Box - Tee - Aluminum | Level 1 |  | 0.087402 | [7 empty] | 1.835000 |  |  |  |  | 0.096916 | 0 | 0 | 2.626673 |  |  |  | M_Conduit Junction Box - Cross - Aluminum: Conduit Junction Box - Cross - Aluminum |  | Conduits | 23-80 30 17 11 |  |  | M_Conduit Junction Box - Transition - Aluminum: Conduit Junction Box - Transition - Aluminum | M_Conduit Coupling - Steel: Conduit Coupling - Steel | [6 empty] | 0.088583 | 2.626673 | 1.835000 | EMT | M_Conduit Elbow - Steel: Conduit Elbow - Steel
274003 | Level 1 | ExpectedLife |  | 601701 | New Construction | AccessibilityPerformance | WarrantyGuarantorParts | 90.000000 | FIXED |  | CodePerformance | 310491 | 0.058833 | Level 2 |  | 274002 |  | 273999 | Reference | Conduit Elbow - Steel | 27 mm-27 mm | 274027,274029,274031,274033,274035,274037,311014,311147,311148 | 0_vO1$t1LDEf3FoeUjGLcU | Color | 33 | M_Conduit Elbow - Steel:Conduit Elbow - Steel:Conduit Elbow - Steel:601701 |  | InstallationDate | 274003 | WarrantyGuarantorLabor |  | 0.044291 | 0.088583 | Features | TagNumber | 0.531250 | BarCode |  |  | 0.029417 | Constituents | F |  | SerialNumber | WarrantyStartDate | AssetIdentifier | Level : Level 2 | -0.311402 | 9 | ReplacementCost |  | Conduits | Finish | Grade | Material | ModelReference | NominalHeight | NominalLength | NominalWidth | ProductionYear | Shape | SustainabilityPerformance | WarrantyDescription | WarrantyDurationLabor | WarrantyDurationParts | ModelLabel | Manufacturer | 23.80.30.17.11 | [109 empty] | 0.362750 | M_Conduit Elbow - Steel.csv | 0.145833 | 0.385417 | 2
274179 | Level 1 | ExpectedLife |  | 601746 | New Construction | AccessibilityPerformance | WarrantyGuarantorParts |  | FIXED |  | CodePerformance | 310491 |  |  |  | 274042 |  | 274178 | Reference | Conduit with Fittings:Electrical Metallic Tubing (EMT) | 27 mm | 274200,274202,274204,274206,274208,274210,311015,311149,311150,311151,311152 | 2LfaOr26XADvR5_fysmGQf | Color | 33 | Conduit with Fittings:Electrical Metallic Tubing (EMT):601746 |  | InstallationDate | 274179 | WarrantyGuarantorLabor |  |  |  | Features | TagNumber |  | BarCode |  |  |  | Constituents |  |  | SerialNumber | WarrantyStartDate | AssetIdentifier |  | 2.626673 | 7 | ReplacementCost |  |  | Finish | Grade | Material | ModelReference | NominalHeight | NominalLength | NominalWidth | ProductionYear | Shape | SustainabilityPerformance | WarrantyDescription | WarrantyDurationLabor | WarrantyDurationParts | ModelLabel | Manufacturer | [22 empty] | 0.791673 | [56 empty] | M_Conduit Junction Box - Tee - Aluminum: Conduit Junction Box - Tee - Aluminum | Level 1 |  | 0.087402 | [7 empty] | 1.835000 |  |  |  |  | 0.096916 | 0 | 0 | 2.626673 |  |  |  | M_Conduit Junction Box - Cross - Aluminum: Conduit Junction Box - Cross - Aluminum |  | Conduits | 23-80 30 17 11 |  |  | M_Conduit Junction Box - Transition - Aluminum: Conduit Junction Box - Transition - Aluminum | M_Conduit Coupling - Steel: Conduit Coupling - Steel | [6 empty] | 0.088583 | 2.626673 | 1.835000 | EMT | M_Conduit Elbow - Steel: Conduit Elbow - Steel
274218 | Level 1 | ExpectedLife |  | 601849 | New Construction | AccessibilityPerformance | WarrantyGuarantorParts | 90.000000 | FIXED |  | CodePerformance | 310491 | 0.058833 | Level 2 |  | 274217 |  | 274214 | Reference | Conduit Elbow - Steel | 27 mm-27 mm | 274242,274244,274246,274248,274250,274252,311014,311147,311148 | 3oHfnTBz5C$R5u3CRLsoEW | Color | 33 | M_Conduit Elbow - Steel:Conduit Elbow - Steel:Conduit Elbow - Steel:601849 |  | InstallationDate | 274218 | WarrantyGuarantorLabor |  | 0.044291 | 0.088583 | Features | TagNumber | 0.531250 | BarCode |  |  | 0.029417 | Constituents | F |  | SerialNumber | WarrantyStartDate | AssetIdentifier | Level : Level 2 | -0.311402 | 18 | ReplacementCost |  | Conduits | Finish | Grade | Material | ModelReference | NominalHeight | NominalLength | NominalWidth | ProductionYear | Shape | SustainabilityPerformance | WarrantyDescription | WarrantyDurationLabor | WarrantyDurationParts | ModelLabel | Manufacturer | 23.80.30.17.11 | [109 empty] | 0.362750 | M_Conduit Elbow - Steel.csv | 0.145833 | 0.385417 | 2
274394 | Level 1 | ExpectedLife |  | 601926 | New Construction | AccessibilityPerformance | WarrantyGuarantorParts |  | FIXED |  | CodePerformance | 310491 |  |  |  | 274257 |  | 274393 | Reference | Conduit with Fittings:Electrical Metallic Tubing (EMT) | 27 mm | 274415,274417,274419,274421,274423,274425,311016,311149,311150,311151,311152 | 0bFT1Z4ejDJeGGQDPfutuq | Color | 33 | Conduit with Fittings:Electrical Metallic Tubing (EMT):601926 |  | InstallationDate | 274394 | WarrantyGuarantorLabor |  |  |  | Features | TagNumber |  | BarCode |  |  |  | Constituents |  |  | SerialNumber | WarrantyStartDate | AssetIdentifier |  | -0.351884 | 13 | ReplacementCost |  |  | Finish | Grade | Material | ModelReference | NominalHeight | NominalLength | NominalWidth | ProductionYear | Shape | SustainabilityPerformance | WarrantyDescription | WarrantyDurationLabor | WarrantyDurationParts | ModelLabel | Manufacturer | [22 empty] | 0.643157 | [56 empty] | M_Conduit Junction Box - Tee - Aluminum: Conduit Junction Box - Tee - Aluminum | Level 1 |  | 0.087402 | [7 empty] | -0.351884 |  |  |  |  | 0.096916 | 0 | 0 | -0.351884 |  |  |  | M_Conduit Junction Box - Cross - Aluminum: Conduit Junction Box - Cross - Aluminum |  | Conduits | 23-80 30 17 11 |  |  | M_Conduit Junction Box - Transition - Aluminum: Conduit Junction Box - Transition - Aluminum | M_Conduit Coupling - Steel: Conduit Coupling - Steel | [6 empty] | 0.088583 | -0.338384 | -0.365384 | EMT | M_Conduit Elbow - Steel: Conduit Elbow - Steel
274567 | Level 1 | ExpectedLife |  | 601940 | New Construction | AccessibilityPerformance | WarrantyGuarantorParts |  | FIXED |  | CodePerformance | 310491 |  |  |  | 274430 |  | 274566 | Reference | Conduit with Fittings:Electrical Metallic Tubing (EMT) | 27 mm | 274588,274590,274592,274594,274596,274598,311017,311149,311150,311151,311152 | 3ZpZg5x6L8RhsGp3tg8aGD | Color | 33 | Conduit with Fittings:Electrical Metallic Tubing (EMT):601940 |  | InstallationDate | 274567 | WarrantyGuarantorLabor |  |  |  | Features | TagNumber |  | BarCode |  |  |  | Constituents |  |  | SerialNumber | WarrantyStartDate | AssetIdentifier |  | 2.626626 | 14 | ReplacementCost |  |  | Finish | Grade | Material | ModelReference | NominalHeight | NominalLength | NominalWidth | ProductionYear | Shape | SustainabilityPerformance | WarrantyDescription | WarrantyDurationLabor | WarrantyDurationParts | ModelLabel | Manufacturer | [22 empty] | 2.816585 | [56 empty] | M_Conduit Junction Box - Tee - Aluminum: Conduit Junction Box - Tee - Aluminum | Level 1 |  | 0.087402 | [7 empty] | -0.189959 |  |  |  |  | 0.096916 | 0 | 0 | 2.626626 |  |  |  | M_Conduit Junction Box - Cross - Aluminum: Conduit Junction Box - Cross - Aluminum |  | Conduits | 23-80 30 17 11 |  |  | M_Conduit Junction Box - Transition - Aluminum: Conduit Junction Box - Transition - Aluminum | M_Conduit Coupling - Steel: Conduit Coupling - Steel | [6 empty] | 0.088583 | 2.626626 | -0.189959 | EMT | M_Conduit Elbow - Steel: Conduit Elbow - Steel
274606 | Level 1 | ExpectedLife |  | 601941 | New Construction | AccessibilityPerformance | WarrantyGuarantorParts | 90.000000 | FIXED |  | CodePerformance | 310491 | 0.058833 | Level 2 |  | 274605 |  | 274602 | Reference | Conduit Elbow - Steel | 27 mm-27 mm | 274630,274632,274634,274636,274638,274640,311014,311147,311148 | 3oHfnTBz5C$R5u3CRLso8C | Color | 33 | M_Conduit Elbow - Steel:Conduit Elbow - Steel:Conduit Elbow - Steel:601941 |  | InstallationDate | 274606 | WarrantyGuarantorLabor |  | 0.044291 | 0.088583 | Features | TagNumber | 0.531250 | BarCode |  |  | 0.029417 | Constituents | F |  | SerialNumber | WarrantyStartDate | AssetIdentifier | Level : Level 2 | -0.311449 | 26 | ReplacementCost |  | Conduits | Finish | Grade | Material | ModelReference | NominalHeight | NominalLength | NominalWidth | ProductionYear | Shape | SustainabilityPerformance | WarrantyDescription | WarrantyDurationLabor | WarrantyDurationParts | ModelLabel | Manufacturer | 23.80.30.17.11 | [109 empty] | 0.362750 | M_Conduit Elbow - Steel.csv | 0.145833 | 0.385417 | 2
274648 | Level 1 | ExpectedLife |  | 601942 | New Construction | AccessibilityPerformance | WarrantyGuarantorParts | 90.000000 | FIXED |  | CodePerformance | 310491 | 0.058833 | Level 1 |  | 274647 |  | 274644 | Reference | Conduit Elbow - Steel | 27 mm-27 mm | 274672,274674,274676,274678,274680,274682,311014,311147,311148 | 3oHfnTBz5C$R5u3CRLso8F | Color | 33 | M_Conduit Elbow - Steel:Conduit Elbow - Steel:Conduit Elbow - Steel:601942 |  | InstallationDate | 274648 | WarrantyGuarantorLabor |  | 0.044291 | 0.088583 | Features | TagNumber | 0.531250 | BarCode |  |  | 0.029417 | Constituents | F |  | SerialNumber | WarrantyStartDate | AssetIdentifier | Level : Level 1 | -0.351884 | 27 | ReplacementCost |  | Conduits | Finish | Grade | Material | ModelReference | NominalHeight | NominalLength | NominalWidth | ProductionYear | Shape | SustainabilityPerformance | WarrantyDescription | WarrantyDurationLabor | WarrantyDurationParts | ModelLabel | Manufacturer | 23.80.30.17.11 | [109 empty] | 0.362750 | M_Conduit Elbow - Steel.csv | 0.145833 | 0.385417 | 2
274824 | Level 1 | ExpectedLife |  | 602008 | New Construction | AccessibilityPerformance | WarrantyGuarantorParts |  | FIXED |  | CodePerformance | 310491 |  |  |  | 274687 |  | 274823 | Reference | Conduit with Fittings:Electrical Metallic Tubing (EMT) | 27 mm | 274845,274847,274849,274851,274853,274855,311018,311149,311150,311151,311152 | 0yftsu3wL2hhDH1KFXfYIs | Color | 33 | Conduit with Fittings:Electrical Metallic Tubing (EMT):602008 |  | InstallationDate | 274824 | WarrantyGuarantorLabor |  |  |  | Features | TagNumber |  | BarCode |  |  |  | Constituents |  |  | SerialNumber | WarrantyStartDate | AssetIdentifier |  | -0.351884 | 15 | ReplacementCost |  |  | Finish | Grade | Material | ModelReference | NominalHeight | NominalLength | NominalWidth | ProductionYear | Shape | SustainabilityPerformance | WarrantyDescription | WarrantyDurationLabor | WarrantyDurationParts | ModelLabel | Manufacturer | [22 empty] | 1.603559 | [56 empty] | M_Conduit Junction Box - Tee - Aluminum: Conduit Junction Box - Tee - Aluminum | Level 1 |  | 0.087402 | [7 empty] | -0.351884 |  |  |  |  | 0.096916 | 0 | 0 | -0.351884 |  |  |  | M_Conduit Junction Box - Cross - Aluminum: Conduit Junction Box - Cross - Aluminum |  | Conduits | 23-80 30 17 11 |  |  | M_Conduit Junction Box - Transition - Aluminum: Conduit Junction Box - Transition - Aluminum | M_Conduit Coupling - Steel: Conduit Coupling - Steel | [6 empty] | 0.088583 | -0.338384 | -0.365384 | EMT | M_Conduit Elbow - Steel: Conduit Elbow - Steel
274997 | Level 1 | ExpectedLife |  | 602019 | New Construction | AccessibilityPerformance | WarrantyGuarantorParts |  | FIXED |  | CodePerformance | 310491 |  |  |  | 274860 |  | 274996 | Reference | Conduit with Fittings:Electrical Metallic Tubing (EMT) | 27 mm | 275018,275020,275022,275024,275026,275028,311019,311149,311150,311151,311152 | 2T9Z_3Tzn6KQmOy4nAhq7v | Color | 33 | Conduit with Fittings:Electrical Metallic Tubing (EMT):602019 |  | InstallationDate | 274997 | WarrantyGuarantorLabor |  |  |  | Features | TagNumber |  | BarCode |  |  |  | Constituents |  |  | SerialNumber | WarrantyStartDate | AssetIdentifier |  | 2.626673 | 16 | ReplacementCost |  |  | Finish | Grade | Material | ModelReference | NominalHeight | NominalLength | NominalWidth | ProductionYear | Shape | SustainabilityPerformance | WarrantyDescription | WarrantyDurationLabor | WarrantyDurationParts | ModelLabel | Manufacturer | [22 empty] | 2.816632 | [56 empty] | M_Conduit Junction Box - Tee - Aluminum: Conduit Junction Box - Tee - Aluminum | Level 1 |  | 0.087402 | [7 empty] | -0.189959 |  |  |  |  | 0.096916 | 0 | 0 | 2.626673 |  |  |  | M_Conduit Junction Box - Cross - Aluminum: Conduit Junction Box - Cross - Aluminum |  | Conduits | 23-80 30 17 11 |  |  | M_Conduit Junction Box - Transition - Aluminum: Conduit Junction Box - Transition - Aluminum | M_Conduit Coupling - Steel: Conduit Coupling - Steel | [6 empty] | 0.088583 | 2.626673 | -0.189959 | EMT | M_Conduit Elbow - Steel: Conduit Elbow - Steel
275036 | Level 1 | ExpectedLife |  | 602020 | New Construction | AccessibilityPerformance | WarrantyGuarantorParts | 90.000000 | FIXED |  | CodePerformance | 310491 | 0.058833 | Level 2 |  | 275035 |  | 275032 | Reference | Conduit Elbow - Steel | 27 mm-27 mm | 275060,275062,275064,275066,275068,275070,311014,311147,311148 | 3oHfnTBz5C$R5u3CRLsoBz | Color | 33 | M_Conduit Elbow - Steel:Conduit Elbow - Steel:Conduit Elbow - Steel:602020 |  | InstallationDate | 275036 | WarrantyGuarantorLabor |  | 0.044291 | 0.088583 | Features | TagNumber | 0.531250 | BarCode |  |  | 0.029417 | Constituents | F |  | SerialNumber | WarrantyStartDate | AssetIdentifier | Level : Level 2 | -0.311402 | 29 | ReplacementCost |  | Conduits | Finish | Grade | Material | ModelReference | NominalHeight | NominalLength | NominalWidth | ProductionYear | Shape | SustainabilityPerformance | WarrantyDescription | WarrantyDurationLabor | WarrantyDurationParts | ModelLabel | Manufacturer | 23.80.30.17.11 | [109 empty] | 0.362750 | M_Conduit Elbow - Steel.csv | 0.145833 | 0.385417 | 2
275078 | Level 1 | ExpectedLife |  | 602021 | New Construction | AccessibilityPerformance | WarrantyGuarantorParts | 90.000000 | FIXED |  | CodePerformance | 310491 | 0.058833 | Level 1 |  | 275077 |  | 275074 | Reference | Conduit Elbow - Steel | 27 mm-27 mm | 275102,275104,275106,275108,275110,275112,311014,311147,311148 | 3oHfnTBz5C$R5u3CRLsoBy | Color | 33 | M_Conduit Elbow - Steel:Conduit Elbow - Steel:Conduit Elbow - Steel:602021 |  | InstallationDate | 275078 | WarrantyGuarantorLabor |  | 0.044291 | 0.088583 | Features | TagNumber | 0.531250 | BarCode |  |  | 0.029417 | Constituents | F |  | SerialNumber | WarrantyStartDate | AssetIdentifier | Level : Level 1 | -0.351884 | 30 | ReplacementCost |  | Conduits | Finish | Grade | Material | ModelReference | NominalHeight | NominalLength | NominalWidth | ProductionYear | Shape | SustainabilityPerformance | WarrantyDescription | WarrantyDurationLabor | WarrantyDurationParts | ModelLabel | Manufacturer | 23.80.30.17.11 | [109 empty] | 0.362750 | M_Conduit Elbow - Steel.csv | 0.145833 | 0.385417 | 2
282566 | Level 1 | ExpectedLife |  | 604577 | New Construction | AccessibilityPerformance | WarrantyGuarantorParts |  | FIXED | Unit A Storm Drain | CodePerformance | 310491 |  |  |  | 282429 | 0.000000 | 282565 | Reference | Pipe Types:PVC | 25 mm | 282593,282595,282597,282599,282601,282603,311028,311081,311082,311083,311084 | 17LbZ$bTD9DAdkz6AWExLn | Color | 33 | Pipe Types:PVC:604577 |  | InstallationDate | 282566 | WarrantyGuarantorLabor |  |  |  | Features | TagNumber |  | BarCode | Sanitary |  |  | Constituents |  |  | SerialNumber | WarrantyStartDate | AssetIdentifier |  | 2.658751 | 585 | ReplacementCost |  |  | Finish | Grade | Plastic | ModelReference | NominalHeight | NominalLength | NominalWidth | ProductionYear | Shape | SustainabilityPerformance | WarrantyDescription | WarrantyDurationLabor | WarrantyDurationParts | ModelLabel | Manufacturer | [22 empty] | 1.745700 | [47 empty] | 0.082021 | [8 empty] | M_Tee Sanitary - PVC - Sch 40 - DWV: Tee Sanitary - PVC - Sch 40 - DWV | Level 1 |  | 0.087417 | 2.645428 | [6 empty] | 2.658751 |  |  | 1 | 0.137107 | 0.109583 | 0 | 0 | 2.658751 | 0.000000 | 0.002540 | Socket-type | M_Wye 45 Deg Double - PVC - Sch 40 - DWV: Wye 45 Deg Double - PVC - Sch 40 - DWV | Schedule 40 | Pipes for General Use | 23-60 30 11 11 | M_Bend - PVC - Sch 40 - DWV: Bend - PVC - Sch 40 - DWV | 1 | M_Reducer - PVC - Sch 40 - DWV: Reducer - PVC - Sch 40 - DWV | M_Coupling - PVC - Sch 40 - DWV: Coupling - PVC - Sch 40 - DWV | [5 empty] | 0.000000
282841 | Level 1 | ExpectedLife |  | 604652 | New Construction | AccessibilityPerformance | WarrantyGuarantorParts |  | FIXED | Unit A Domestic Cold Water | CodePerformance | 310491 |  |  |  | 282704 | 0.000000 | 282840 | Reference | Pipe Types:Cold Water | 15 mm | 282876,282878,282880,282882,282884,282886,311029,311126,311127,311128,311129 | 3vN63EePX0s8ogIeII55Gt | Color | 33 | Pipe Types:Cold Water:604652 |  | InstallationDate | 282841 | WarrantyGuarantorLabor |  |  |  | Features | TagNumber |  | BarCode | Domestic Cold Water |  |  | Constituents |  |  | SerialNumber | WarrantyStartDate | AssetIdentifier |  | 0.900000 | 587 | ReplacementCost |  |  | Finish | Grade | Copper | ModelReference | NominalHeight | NominalLength | NominalWidth | ProductionYear | Shape | SustainabilityPerformance | WarrantyDescription | WarrantyDurationLabor | WarrantyDurationParts | ModelLabel | Manufacturer | [22 empty] | 1.339363 | [47 empty] | 0.049213 | [8 empty] | M_Tee - Generic: Tee - Generic | Level 1 | 0.000000 | 0.034974 | -0.439363 | 0.033420 | 100715.212618 | 13.769194 | 41984.046846 | 2 | 0.085786 | -0.439363 | 34.788356 | 184487.722912 | 9 | 0.063116 | 0.041667 | 0 | 0 | 0.900000 |  | 0.002540 | Soldered | M_Cross - Generic: Cross - Generic | A | Pipes for General Use | 23-60 30 11 11 | M_Elbow - Generic: Elbow - Generic | 1 | M_Transition - Generic: Transition - Generic | M_Coupling - Generic: Coupling - Generic | [5 empty] | 1.000000
283028 | Level 1 | ExpectedLife |  | 604653 | New Construction | AccessibilityPerformance | WarrantyGuarantorParts |  | FIXED | Unit A Domestic Cold Water | CodePerformance | 310491 |  |  |  | 282891 | 0.000000 | 283027 | Reference | Pipe Types:Cold Water | 15 mm | 283064,283066,283068,283070,283072,283074,311030,311126,311127,311128,311129 | 1lXgZta8zBCP$Yifbh3K$B | Color | 33 | Pipe Types:Cold Water:604653 |  | InstallationDate | 283028 | WarrantyGuarantorLabor |  |  |  | Features | TagNumber |  | BarCode | Domestic Cold Water |  |  | Constituents |  |  | SerialNumber | WarrantyStartDate | AssetIdentifier |  | -0.460000 | 588 | ReplacementCost |  |  | Finish | Grade | Copper | ModelReference | NominalHeight | NominalLength | NominalWidth | ProductionYear | Shape | SustainabilityPerformance | WarrantyDescription | WarrantyDurationLabor | WarrantyDurationParts | ModelLabel | Manufacturer | [22 empty] | 0.136980 | [47 empty] | 0.049213 | [8 empty] | M_Tee - Generic: Tee - Generic | Level 1 | 0.000000 | 0.034974 | -0.465330 | 0.033420 | 100715.212618 | 13.769194 | 41984.046846 | 2 | 0.085786 | -0.460000 | 34.788356 | 18868.084680 | 9 | 0.006455 | 0.041667 | 0 | 0 | -0.460000 | 0.000000 | 0.002540 | Soldered | M_Cross - Generic: Cross - Generic | A | Pipes for General Use | 23-60 30 11 11 | M_Elbow - Generic: Elbow - Generic | 1 | M_Transition - Generic: Transition - Generic | M_Coupling - Generic: Coupling - Generic | [5 empty] | 1.000000
283216 | Level 1 | ExpectedLife |  | 604659 | New Construction | AccessibilityPerformance | WarrantyGuarantorParts |  | FIXED | Unit A Domestic Cold Water | CodePerformance | 310491 |  |  |  | 283079 | 0.000000 | 283215 | Reference | Pipe Types:Cold Water | 25 mm | 283251,283253,283255,283257,283259,283261,311031,311126,311127,311128,311129 | 2JG6d2VXj0ARi_it8Hzeux | Color | 33 | Pipe Types:Cold Water:604659 |  | InstallationDate | 283216 | WarrantyGuarantorLabor |  |  |  | Features | TagNumber |  | BarCode | Domestic Cold Water |  |  | Constituents |  |  | SerialNumber | WarrantyStartDate | AssetIdentifier |  | -0.460000 | 589 | ReplacementCost |  |  | Finish | Grade | Copper | ModelReference | NominalHeight | NominalLength | NominalWidth | ProductionYear | Shape | SustainabilityPerformance | WarrantyDescription | WarrantyDurationLabor | WarrantyDurationParts | ModelLabel | Manufacturer | [22 empty] | 1.197432 | [47 empty] | 0.082021 | [8 empty] | M_Tee - Generic: Tee - Generic | Level 1 | 0.000000 | 0.074016 | -0.471280 | 0.000000 | 0.000000 | 29.140058 | 0.000000 | 0 | 0.000000 | -0.460000 | 0.000000 | 0.000000 | 24 | 0.094046 | 0.083333 | 0 | 0 | -0.460000 | 0.000000 | 0.002540 | Soldered | M_Cross - Generic: Cross - Generic | A | Pipes for General Use | 23-60 30 11 11 | M_Elbow - Generic: Elbow - Generic | 1 | M_Transition - Generic: Transition - Generic | M_Coupling - Generic: Coupling - Generic | [5 empty] | 0.000000
283500 | Level 1 | ExpectedLife |  | 604667 | New Construction | AccessibilityPerformance | WarrantyGuarantorParts |  | FIXED | Unit A Domestic Cold Water | CodePerformance | 310491 |  |  |  | 283363 | 0.000000 | 283499 | Reference | Pipe Types:Cold Water | 25 mm | 283535,283537,283539,283541,283543,283545,311032,311126,311127,311128,311129 | 3biqfQtEvADwzkHXc2hpit | Color | 33 | Pipe Types:Cold Water:604667 |  | InstallationDate | 283500 | WarrantyGuarantorLabor |  |  |  | Features | TagNumber |  | BarCode | Domestic Cold Water |  |  | Constituents |  |  | SerialNumber | WarrantyStartDate | AssetIdentifier |  | -0.460000 | 590 | ReplacementCost |  |  | Finish | Grade | Copper | ModelReference | NominalHeight | NominalLength | NominalWidth | ProductionYear | Shape | SustainabilityPerformance | WarrantyDescription | WarrantyDurationLabor | WarrantyDurationParts | ModelLabel | Manufacturer | [22 empty] | 1.532318 | [47 empty] | 0.082021 | [8 empty] | M_Tee - Generic: Tee - Generic | Level 1 | 0.000000 | 0.074016 | -0.471280 | 0.000000 | 0.000000 | 29.140058 | 0.000000 | 0 | 0.000000 | -0.460000 | 0.000000 | 0.000000 | 25 | 0.120348 | 0.083333 | 0 | 0 | -0.460000 | 0.000000 | 0.002540 | Soldered | M_Cross - Generic: Cross - Generic | A | Pipes for General Use | 23-60 30 11 11 | M_Elbow - Generic: Elbow - Generic | 1 | M_Transition - Generic: Transition - Generic | M_Coupling - Generic: Coupling - Generic | [5 empty] | 0.000000
283744 | Level 1 | ExpectedLife |  | 604739 | New Construction | AccessibilityPerformance | WarrantyGuarantorParts |  | FIXED | Unit B Storm Drain | CodePerformance | 310491 |  |  |  | 283607 | 0.000000 | 283743 | Reference | Pipe Types:PVC | 25 mm | 283771,283773,283775,283777,283779,283781,311033,311081,311082,311083,311084 | 06tz$4Kfr6hxOdBtBn_Zg8 | Color | 33 | Pipe Types:PVC:604739 |  | InstallationDate | 283744 | WarrantyGuarantorLabor |  |  |  | Features | TagNumber |  | BarCode | Sanitary |  |  | Constituents |  |  | SerialNumber | WarrantyStartDate | AssetIdentifier |  | -0.719400 | 591 | ReplacementCost |  |  | Finish | Grade | Plastic | ModelReference | NominalHeight | NominalLength | NominalWidth | ProductionYear | Shape | SustainabilityPerformance | WarrantyDescription | WarrantyDurationLabor | WarrantyDurationParts | ModelLabel | Manufacturer | [22 empty] | 3.303847 | [47 empty] | 0.082021 | [8 empty] | M_Tee Sanitary - PVC - Sch 40 - DWV: Tee Sanitary - PVC - Sch 40 - DWV | Level 1 |  | 0.087417 | -0.732722 | [6 empty] | -0.719400 |  |  | 1 | 0.259484 | 0.109583 | 0 | 0 | -0.719400 | 0.000000 | 0.002540 | Socket-type | M_Wye 45 Deg Double - PVC - Sch 40 - DWV: Wye 45 Deg Double - PVC - Sch 40 - DWV | Schedule 40 | Pipes for General Use | 23-60 30 11 11 | M_Bend - PVC - Sch 40 - DWV: Bend - PVC - Sch 40 - DWV | 1 | M_Reducer - PVC - Sch 40 - DWV: Reducer - PVC - Sch 40 - DWV | M_Coupling - PVC - Sch 40 - DWV: Coupling - PVC - Sch 40 - DWV | [5 empty] | 0.000000
283947 | Level 1 | ExpectedLife |  | 605354 | New Construction | AccessibilityPerformance | WarrantyGuarantorParts |  | FIXED | Unit B Storm Drain | CodePerformance | 310491 |  |  |  | 283786 | 0.000000 | 283946 | Reference | Pipe Types:PVC | 25 mm | 283974,283976,283978,283980,283982,283984,311034,311081,311082,311083,311084 | 1jfuKVLvDAvujmZd$g5KIv | Color | 33 | Pipe Types:PVC:605354 |  | InstallationDate | 283947 | WarrantyGuarantorLabor |  |  |  | Features | TagNumber |  | BarCode | Sanitary |  |  | Constituents |  |  | SerialNumber | WarrantyStartDate | AssetIdentifier |  | 2.658751 | 592 | ReplacementCost |  |  | Finish | Grade | Plastic | ModelReference | NominalHeight | NominalLength | NominalWidth | ProductionYear | Shape | SustainabilityPerformance | WarrantyDescription | WarrantyDurationLabor | WarrantyDurationParts | ModelLabel | Manufacturer | [22 empty] | 0.355244 | [47 empty] | 0.082021 | [8 empty] | M_Tee Sanitary - PVC - Sch 40 - DWV: Tee Sanitary - PVC - Sch 40 - DWV | Level 1 |  | 0.087417 | 2.645428 | [6 empty] | 2.658793 |  |  | 1 | 0.027901 | 0.109583 | 0 | 0 | 2.658751 | 0.000119 | 0.002540 | Socket-type | M_Wye 45 Deg Double - PVC - Sch 40 - DWV: Wye 45 Deg Double - PVC - Sch 40 - DWV | Schedule 40 | Pipes for General Use | 23-60 30 11 11 | M_Bend - PVC - Sch 40 - DWV: Bend - PVC - Sch 40 - DWV | 1 | M_Reducer - PVC - Sch 40 - DWV: Reducer - PVC - Sch 40 - DWV | M_Coupling - PVC - Sch 40 - DWV: Coupling - PVC - Sch 40 - DWV | [5 empty] | 0.000000
287256 | Level 1 | ExpectedLife |  | 605366 | New Construction | AccessibilityPerformance | WarrantyGuarantorParts |  | FIXED | Unit B Storm Drain | CodePerformance | 310491 |  |  |  | 287119 | 0.000000 | 287255 | Reference | Pipe Types:PVC | 25 mm | 287283,287285,287287,287289,287291,287293,311036,311081,311082,311083,311084 | 1qiGQkCYX6vh_nqz1DzDoq | Color | 33 | Pipe Types:PVC:605366 |  | InstallationDate | 287256 | WarrantyGuarantorLabor |  |  |  | Features | TagNumber |  | BarCode | Sanitary |  |  | Constituents |  |  | SerialNumber | WarrantyStartDate | AssetIdentifier |  | 2.658800 | 593 | ReplacementCost |  |  | Finish | Grade | Plastic | ModelReference | NominalHeight | NominalLength | NominalWidth | ProductionYear | Shape | SustainabilityPerformance | WarrantyDescription | WarrantyDurationLabor | WarrantyDurationParts | ModelLabel | Manufacturer | [22 empty] | 0.785700 | [47 empty] | 0.082021 | [8 empty] | M_Tee Sanitary - PVC - Sch 40 - DWV: Tee Sanitary - PVC - Sch 40 - DWV | Level 1 |  | 0.087417 | 2.645478 | [6 empty] | 2.658800 |  |  | 1 | 0.061709 | 0.109583 | 0 | 0 | 2.658800 | 0.000000 | 0.002540 | Socket-type | M_Wye 45 Deg Double - PVC - Sch 40 - DWV: Wye 45 Deg Double - PVC - Sch 40 - DWV | Schedule 40 | Pipes for General Use | 23-60 30 11 11 | M_Bend - PVC - Sch 40 - DWV: Bend - PVC - Sch 40 - DWV | 1 | M_Reducer - PVC - Sch 40 - DWV: Reducer - PVC - Sch 40 - DWV | M_Coupling - PVC - Sch 40 - DWV: Coupling - PVC - Sch 40 - DWV | [5 empty] | 0.000000
287500 | Level 1 | ExpectedLife |  | 605375 | New Construction | AccessibilityPerformance | WarrantyGuarantorParts |  | FIXED | Unit B Storm Drain | CodePerformance | 310491 |  |  |  | 287363 | 0.000000 | 287499 | Reference | Pipe Types:PVC | 25 mm | 287527,287529,287531,287533,287535,287537,311037,311081,311082,311083,311084 | 3FeF1QhavDjhYq8NY8wJX0 | Color | 33 | Pipe Types:PVC:605375 |  | InstallationDate | 287500 | WarrantyGuarantorLabor |  |  |  | Features | TagNumber |  | BarCode | Sanitary |  |  | Constituents |  |  | SerialNumber | WarrantyStartDate | AssetIdentifier |  | -0.719400 | 594 | ReplacementCost |  |  | Finish | Grade | Plastic | ModelReference | NominalHeight | NominalLength | NominalWidth | ProductionYear | Shape | SustainabilityPerformance | WarrantyDescription | WarrantyDurationLabor | WarrantyDurationParts | ModelLabel | Manufacturer | [22 empty] | 0.284664 | [47 empty] | 0.082021 | [8 empty] | M_Tee Sanitary - PVC - Sch 40 - DWV: Tee Sanitary - PVC - Sch 40 - DWV | Level 1 |  | 0.087417 | -0.732722 | [6 empty] | -0.719400 |  |  | 1 | 0.022357 | 0.109583 | 0 | 0 | -0.719400 | 0.000000 | 0.002540 | Socket-type | M_Wye 45 Deg Double - PVC - Sch 40 - DWV: Wye 45 Deg Double - PVC - Sch 40 - DWV | Schedule 40 | Pipes for General Use | 23-60 30 11 11 | M_Bend - PVC - Sch 40 - DWV: Bend - PVC - Sch 40 - DWV | 1 | M_Reducer - PVC - Sch 40 - DWV: Reducer - PVC - Sch 40 - DWV | M_Coupling - PVC - Sch 40 - DWV: Coupling - PVC - Sch 40 - DWV | [5 empty] | 0.000000
287679 | Level 1 | ExpectedLife |  | 605397 | New Construction | AccessibilityPerformance | WarrantyGuarantorParts |  | FIXED | Unit B Storm Drain | CodePerformance | 310491 |  |  |  | 287542 | 0.000000 | 287678 | Reference | Pipe Types:PVC | 25 mm | 287705,287707,287709,287711,287713,287715,311038,311081,311082,311083,311084 | 1IZLDqpSH0Bftkn$oLUU0O | Color | 33 | Pipe Types:PVC:605397 |  | InstallationDate | 287679 | WarrantyGuarantorLabor |  |  |  | Features | TagNumber |  | BarCode | Sanitary |  |  | Constituents |  |  | SerialNumber | WarrantyStartDate | AssetIdentifier |  | 2.601650 | 595 | ReplacementCost |  |  | Finish | Grade | Plastic | ModelReference | NominalHeight | NominalLength | NominalWidth | ProductionYear | Shape | SustainabilityPerformance | WarrantyDescription | WarrantyDurationLabor | WarrantyDurationParts | ModelLabel | Manufacturer | [22 empty] | 3.263900 | [47 empty] | 0.082021 | [8 empty] | M_Tee Sanitary - PVC - Sch 40 - DWV: Tee Sanitary - PVC - Sch 40 - DWV | Level 1 |  | 0.087417 | -0.662250 | [6 empty] | -0.662250 |  |  | 1 | 0.256346 | 0.109583 | 0 | 0 | 2.601650 |  | 0.002540 | Socket-type | M_Wye 45 Deg Double - PVC - Sch 40 - DWV: Wye 45 Deg Double - PVC - Sch 40 - DWV | Schedule 40 | Pipes for General Use | 23-60 30 11 11 | M_Bend - PVC - Sch 40 - DWV: Bend - PVC - Sch 40 - DWV | 1 | M_Reducer - PVC - Sch 40 - DWV: Reducer - PVC - Sch 40 - DWV | M_Coupling - PVC - Sch 40 - DWV: Coupling - PVC - Sch 40 - DWV | [5 empty] | 0.000000
287977 | Level 1 | ExpectedLife |  | 605401 | New Construction | AccessibilityPerformance | WarrantyGuarantorParts |  | FIXED | Unit B Storm Drain | CodePerformance | 310491 |  |  |  | 287840 | 0.000000 | 287976 | Reference | Pipe Types:PVC | 25 mm | 288004,288006,288008,288010,288012,288014,311039,311081,311082,311083,311084 | 23I41MKIf4Ae3VYQIx$rQw | Color | 33 | Pipe Types:PVC:605401 |  | InstallationDate | 287977 | WarrantyGuarantorLabor |  |  |  | Features | TagNumber |  | BarCode | Sanitary |  |  | Constituents |  |  | SerialNumber | WarrantyStartDate | AssetIdentifier |  | -0.719400 | 596 | ReplacementCost |  |  | Finish | Grade | Plastic | ModelReference | NominalHeight | NominalLength | NominalWidth | ProductionYear | Shape | SustainabilityPerformance | WarrantyDescription | WarrantyDurationLabor | WarrantyDurationParts | ModelLabel | Manufacturer | [22 empty] | 2.505700 | [47 empty] | 0.082021 | [8 empty] | M_Tee Sanitary - PVC - Sch 40 - DWV: Tee Sanitary - PVC - Sch 40 - DWV | Level 1 |  | 0.087417 | -0.732722 | [6 empty] | -0.719400 |  |  | 1 | 0.196797 | 0.109583 | 0 | 0 | -0.719400 | 0.000000 | 0.002540 | Socket-type | M_Wye 45 Deg Double - PVC - Sch 40 - DWV: Wye 45 Deg Double - PVC - Sch 40 - DWV | Schedule 40 | Pipes for General Use | 23-60 30 11 11 | M_Bend - PVC - Sch 40 - DWV: Bend - PVC - Sch 40 - DWV | 1 | M_Reducer - PVC - Sch 40 - DWV: Reducer - PVC - Sch 40 - DWV | M_Coupling - PVC - Sch 40 - DWV: Coupling - PVC - Sch 40 - DWV | [5 empty] | 0.000000
288324 | Level 1 | ExpectedLife |  | 605583 | New Construction | AccessibilityPerformance | WarrantyGuarantorParts |  | FIXED | Unit A Storm Drain | CodePerformance | 310491 |  |  |  | 288139 | 0.000000 | 288323 | Reference | Pipe Types:PVC | 25 mm | 288351,288353,288355,288357,288359,288361,311040,311081,311082,311083,311084 | 08zr6JNBDBDATCIEkAVgHh | Color | 33 | Pipe Types:PVC:605583 |  | InstallationDate | 288324 | WarrantyGuarantorLabor |  |  |  | Features | TagNumber |  | BarCode | Sanitary |  |  | Constituents |  |  | SerialNumber | WarrantyStartDate | AssetIdentifier |  | 2.658751 | 598 | ReplacementCost |  |  | Finish | Grade | Plastic | ModelReference | NominalHeight | NominalLength | NominalWidth | ProductionYear | Shape | SustainabilityPerformance | WarrantyDescription | WarrantyDurationLabor | WarrantyDurationParts | ModelLabel | Manufacturer | [22 empty] | 2.985700 | [47 empty] | 0.082021 | [8 empty] | M_Tee Sanitary - PVC - Sch 40 - DWV: Tee Sanitary - PVC - Sch 40 - DWV | Level 1 |  | 0.087417 | 2.645428 | [6 empty] | 2.658799 |  |  | 1 | 0.234496 | 0.109583 | 0 | 0 | 2.658751 | 0.000016 | 0.002540 | Socket-type | M_Wye 45 Deg Double - PVC - Sch 40 - DWV: Wye 45 Deg Double - PVC - Sch 40 - DWV | Schedule 40 | Pipes for General Use | 23-60 30 11 11 | M_Bend - PVC - Sch 40 - DWV: Bend - PVC - Sch 40 - DWV | 1 | M_Reducer - PVC - Sch 40 - DWV: Reducer - PVC - Sch 40 - DWV | M_Coupling - PVC - Sch 40 - DWV: Coupling - PVC - Sch 40 - DWV | [5 empty] | 0.000000
288566 | Level 1 | ExpectedLife |  | 605592 | New Construction | AccessibilityPerformance | WarrantyGuarantorParts |  | FIXED | Unit A Storm Drain | CodePerformance | 310491 |  |  |  | 288429 | 0.000000 | 288565 | Reference | Pipe Types:PVC | 25 mm | 288593,288595,288597,288599,288601,288603,311041,311081,311082,311083,311084 | 0oo3qdwTX8NORD4EhixxV1 | Color | 33 | Pipe Types:PVC:605592 |  | InstallationDate | 288566 | WarrantyGuarantorLabor |  |  |  | Features | TagNumber |  | BarCode | Sanitary |  |  | Constituents |  |  | SerialNumber | WarrantyStartDate | AssetIdentifier |  | 2.658800 | 599 | ReplacementCost |  |  | Finish | Grade | Plastic | ModelReference | NominalHeight | NominalLength | NominalWidth | ProductionYear | Shape | SustainabilityPerformance | WarrantyDescription | WarrantyDurationLabor | WarrantyDurationParts | ModelLabel | Manufacturer | [22 empty] | 0.476538 | [47 empty] | 0.082021 | [8 empty] | M_Tee Sanitary - PVC - Sch 40 - DWV: Tee Sanitary - PVC - Sch 40 - DWV | Level 1 |  | 0.087417 | 2.645478 | [6 empty] | 2.658800 |  |  | 1 | 0.037427 | 0.109583 | 0 | 0 | 2.658800 | 0.000000 | 0.002540 | Socket-type | M_Wye 45 Deg Double - PVC - Sch 40 - DWV: Wye 45 Deg Double - PVC - Sch 40 - DWV | Schedule 40 | Pipes for General Use | 23-60 30 11 11 | M_Bend - PVC - Sch 40 - DWV: Bend - PVC - Sch 40 - DWV | 1 | M_Reducer - PVC - Sch 40 - DWV: Reducer - PVC - Sch 40 - DWV | M_Coupling - PVC - Sch 40 - DWV: Coupling - PVC - Sch 40 - DWV | [5 empty] | 0.000000
288809 | Level 1 | ExpectedLife |  | 605599 | New Construction | AccessibilityPerformance | WarrantyGuarantorParts |  | FIXED | Unit A Storm Drain | CodePerformance | 310491 |  |  |  | 288672 | 0.000000 | 288808 | Reference | Pipe Types:PVC | 25 mm | 288836,288838,288840,288842,288844,288846,311042,311081,311082,311083,311084 | 0G8kZRylf43vPOOL1z1YRR | Color | 33 | Pipe Types:PVC:605599 |  | InstallationDate | 288809 | WarrantyGuarantorLabor |  |  |  | Features | TagNumber |  | BarCode | Sanitary |  |  | Constituents |  |  | SerialNumber | WarrantyStartDate | AssetIdentifier |  | -0.736131 | 600 | ReplacementCost |  |  | Finish | Grade | Plastic | ModelReference | NominalHeight | NominalLength | NominalWidth | ProductionYear | Shape | SustainabilityPerformance | WarrantyDescription | WarrantyDurationLabor | WarrantyDurationParts | ModelLabel | Manufacturer | [22 empty] | 1.558273 | [47 empty] | 0.082021 | [8 empty] | M_Tee Sanitary - PVC - Sch 40 - DWV: Tee Sanitary - PVC - Sch 40 - DWV | Level 1 |  | 0.087417 | -0.749453 | [6 empty] | -0.736131 |  |  | 1 | 0.122386 | 0.109583 | 0 | 0 | -0.736131 | 0.000000 | 0.002540 | Socket-type | M_Wye 45 Deg Double - PVC - Sch 40 - DWV: Wye 45 Deg Double - PVC - Sch 40 - DWV | Schedule 40 | Pipes for General Use | 23-60 30 11 11 | M_Bend - PVC - Sch 40 - DWV: Bend - PVC - Sch 40 - DWV | 1 | M_Reducer - PVC - Sch 40 - DWV: Reducer - PVC - Sch 40 - DWV | M_Coupling - PVC - Sch 40 - DWV: Coupling - PVC - Sch 40 - DWV | [5 empty] | 0.000000
288988 | Level 1 | ExpectedLife |  | 605615 | New Construction | AccessibilityPerformance | WarrantyGuarantorParts |  | FIXED | Unit A Storm Drain | CodePerformance | 310491 |  |  |  | 288851 | 0.000000 | 288987 | Reference | Pipe Types:PVC | 25 mm | 289014,289016,289018,289020,289022,289024,311043,311081,311082,311083,311084 | 3a6ndo_ET6V9uIH8SrRBzb | Color | 33 | Pipe Types:PVC:605615 |  | InstallationDate | 288988 | WarrantyGuarantorLabor |  |  |  | Features | TagNumber |  | BarCode | Sanitary |  |  | Constituents |  |  | SerialNumber | WarrantyStartDate | AssetIdentifier |  | 2.601650 | 601 | ReplacementCost |  |  | Finish | Grade | Plastic | ModelReference | NominalHeight | NominalLength | NominalWidth | ProductionYear | Shape | SustainabilityPerformance | WarrantyDescription | WarrantyDurationLabor | WarrantyDurationParts | ModelLabel | Manufacturer | [22 empty] | 3.280631 | [47 empty] | 0.082021 | [8 empty] | M_Tee Sanitary - PVC - Sch 40 - DWV: Tee Sanitary - PVC - Sch 40 - DWV | Level 1 |  | 0.087417 | -0.678981 | [6 empty] | -0.678981 |  |  | 1 | 0.257660 | 0.109583 | 0 | 0 | 2.601650 |  | 0.002540 | Socket-type | M_Wye 45 Deg Double - PVC - Sch 40 - DWV: Wye 45 Deg Double - PVC - Sch 40 - DWV | Schedule 40 | Pipes for General Use | 23-60 30 11 11 | M_Bend - PVC - Sch 40 - DWV: Bend - PVC - Sch 40 - DWV | 1 | M_Reducer - PVC - Sch 40 - DWV: Reducer - PVC - Sch 40 - DWV | M_Coupling - PVC - Sch 40 - DWV: Coupling - PVC - Sch 40 - DWV | [5 empty] | 0.000000
303093 | Level 1 | ExpectedLife |  | 612522 | New Construction | AccessibilityPerformance | WarrantyGuarantorParts |  | FIXED | Unit A Sanitary | CodePerformance | 310491 |  |  |  | 302926 | 0.000000 | 303092 | Reference | Pipe Types:Waste | 40 mm | 303119,303121,303123,303125,303127,303129,311052,311118,311119,311120,311121 | 2yZypBm1P0Geeej3iv6nOx | Color | 33 | Pipe Types:Waste:612522 |  | InstallationDate | 303093 | WarrantyGuarantorLabor |  |  |  | Features | TagNumber |  | BarCode | Sanitary |  |  | Constituents |  |  | SerialNumber | WarrantyStartDate | AssetIdentifier |  | 0.687475 | 602 | ReplacementCost |  |  | Finish | Grade | Plastic | ModelReference | NominalHeight | NominalLength | NominalWidth | ProductionYear | Shape | SustainabilityPerformance | WarrantyDescription | WarrantyDurationLabor | WarrantyDurationParts | ModelLabel | Manufacturer | [22 empty] | 1.255259 | [47 empty] | 0.131234 | [8 empty] | M_Tee - Generic: Tee - Generic | Level 1 |  | 0.134167 | -0.567784 | [6 empty] | -0.567784 |  |  | 6 | 0.157740 | 0.158333 | 0 | 0 | 0.687475 |  | 0.002540 | Threaded | M_Cross - Generic: Cross - Generic | Schedule 40 | Pipes for General Use | 23-60 30 11 11 | M_Elbow - Generic: Elbow - Generic | 1 | M_Transition - Generic: Transition - Generic | M_Coupling - Generic: Coupling - Generic | [5 empty] | 2.000000
306763 | Level 1 | ExpectedLife |  | 612648 | New Construction | AccessibilityPerformance | WarrantyGuarantorParts |  | FIXED | Unit B Sanitary | CodePerformance | 310491 |  |  |  | 306578 | 0.000000 | 306762 | Reference | Pipe Types:Waste | 40 mm | 306790,306792,306794,306796,306798,306800,311055,311118,311119,311120,311121 | 15Lp1Ca2nEFexULDVEwwSd | Color | 33 | Pipe Types:Waste:612648 |  | InstallationDate | 306763 | WarrantyGuarantorLabor |  |  |  | Features | TagNumber |  | BarCode | Sanitary |  |  | Constituents |  |  | SerialNumber | WarrantyStartDate | AssetIdentifier |  | -0.581025 | 603 | ReplacementCost |  |  | Finish | Grade | Plastic | ModelReference | NominalHeight | NominalLength | NominalWidth | ProductionYear | Shape | SustainabilityPerformance | WarrantyDescription | WarrantyDurationLabor | WarrantyDurationParts | ModelLabel | Manufacturer | [22 empty] | 0.559133 | [47 empty] | 0.131234 | [8 empty] | M_Tee - Generic: Tee - Generic | Level 1 |  | 0.134167 | -0.601472 | [6 empty] | -0.578229 |  |  | 17 | 0.070263 | 0.158333 | 0 | 0 | -0.581025 | 0.005000 | 0.002540 | Threaded | M_Cross - Generic: Cross - Generic | Schedule 40 | Pipes for General Use | 23-60 30 11 11 | M_Elbow - Generic: Elbow - Generic | 1 | M_Transition - Generic: Transition - Generic | M_Coupling - Generic: Coupling - Generic | [5 empty] | 0.000000
11645 | Level 2 | ExpectedLife |  | 540160 | New Construction | AccessibilityPerformance | WarrantyGuarantorParts |  | FIXED | Unit A Hydronic Supply In | CodePerformance | 310502 |  |  |  | 11508 | 0.000000 | 11644 | Reference | Pipe Types:Mechanical Pipe | 25 mm | 11723,11725,11727,11729,11731,11733,310554,311093,311094,311095,311096 | 2oaOKyFkjASv$DFXNZi1XR | Color | 33 | Pipe Types:Mechanical Pipe:540160 |  | InstallationDate | 11645 | WarrantyGuarantorLabor |  |  |  | Features | TagNumber |  | BarCode | Hydronic Supply |  |  | Constituents |  |  | SerialNumber | WarrantyStartDate | AssetIdentifier |  | -0.351265 | 5 | ReplacementCost |  |  | Finish | Grade | Carbon Steel | ModelReference | NominalHeight | NominalLength | NominalWidth | ProductionYear | Shape | SustainabilityPerformance | WarrantyDescription | WarrantyDurationLabor | WarrantyDurationParts | ModelLabel | Manufacturer | [22 empty] | 0.678725 | [47 empty] | 0.082021 | [8 empty] | M_Tee - Generic: Tee - Generic | Level 2 | 0.000000 | 0.087417 | 2.735412 | 0.000000 | 0.000000 | 1.912001 | 0.000000 | 0 | 0.000000 | -0.351265 | 0.000000 | 0.000000 | 20 | 0.053307 | 0.109583 | 0 | 0 | -0.351265 | 0.000000 | 0.045720 | Threaded | M_Cross - Generic: Cross - Generic | Schedule 40 | Pipes for General Use | 23-60 30 11 11 | M_Elbow - Generic: Elbow - Generic | 1 | M_Transition - Generic: Transition - Generic | M_Coupling - Generic: Coupling - Generic
11879 | Level 2 | ExpectedLife |  | 540175 | New Construction | AccessibilityPerformance | WarrantyGuarantorParts |  | FIXED | Unit A Hydronic Supply In | CodePerformance | 310502 |  |  |  | 11742 | 0.000000 | 11878 | Reference | Pipe Types:Mechanical Pipe | 25 mm | 11914,11916,11918,11920,11922,11924,310555,311093,311094,311095,311096 | 3VsCnxi31AcAk$fl3uHbrB | Color | 33 | Pipe Types:Mechanical Pipe:540175 |  | InstallationDate | 11879 | WarrantyGuarantorLabor |  |  |  | Features | TagNumber |  | BarCode | Hydronic Supply |  |  | Constituents |  |  | SerialNumber | WarrantyStartDate | AssetIdentifier |  | -0.351265 | 7 | ReplacementCost |  |  | Finish | Grade | Carbon Steel | ModelReference | NominalHeight | NominalLength | NominalWidth | ProductionYear | Shape | SustainabilityPerformance | WarrantyDescription | WarrantyDurationLabor | WarrantyDurationParts | ModelLabel | Manufacturer | [22 empty] | 1.815781 | [47 empty] | 0.082021 | [8 empty] | M_Tee - Generic: Tee - Generic | Level 2 | 0.000000 | 0.087417 | 2.735412 | 0.508884 | 440275.879298 | 1.912001 | 403149.362242 | 2 | 0.346273 | -0.351265 | 84.789237 | 2401676.926354 | 10 | 0.142611 | 0.109583 | 0 | 0 | -0.351265 | 0.000000 | 0.045720 | Threaded | M_Cross - Generic: Cross - Generic | Schedule 40 | Pipes for General Use | 23-60 30 11 11 | M_Elbow - Generic: Elbow - Generic | 1 | M_Transition - Generic: Transition - Generic | M_Coupling - Generic: Coupling - Generic
12066 | Level 2 | ExpectedLife |  | 540182 | New Construction | AccessibilityPerformance | WarrantyGuarantorParts |  | FIXED | Unit A Hydronic Supply In | CodePerformance | 310502 |  |  |  | 11929 | 0.000000 | 12065 | Reference | Pipe Types:Mechanical Pipe | 25 mm | 12101,12103,12105,12107,12109,12111,310556,311093,311094,311095,311096 | 0TXUcI1zf2ugojmp5tOpDA | Color | 33 | Pipe Types:Mechanical Pipe:540182 |  | InstallationDate | 12066 | WarrantyGuarantorLabor |  |  |  | Features | TagNumber |  | BarCode | Hydronic Supply |  |  | Constituents |  |  | SerialNumber | WarrantyStartDate | AssetIdentifier |  | -0.351265 | 8 | ReplacementCost |  |  | Finish | Grade | Carbon Steel | ModelReference | NominalHeight | NominalLength | NominalWidth | ProductionYear | Shape | SustainabilityPerformance | WarrantyDescription | WarrantyDurationLabor | WarrantyDurationParts | ModelLabel | Manufacturer | [22 empty] | 0.136058 | [47 empty] | 0.082021 | [8 empty] | M_Tee - Generic: Tee - Generic | Level 2 | 0.000000 | 0.087417 | 2.735412 | 0.508884 | 440275.879298 | 1.912001 | 403149.362242 | 2 | 0.346273 | -0.351265 | 84.789237 | 179959.637444 | 10 | 0.010686 | 0.109583 | 0 | 0 | -0.351265 | 0.000000 | 0.045720 | Threaded | M_Cross - Generic: Cross - Generic | Schedule 40 | Pipes for General Use | 23-60 30 11 11 | M_Elbow - Generic: Elbow - Generic | 1 | M_Transition - Generic: Transition - Generic | M_Coupling - Generic: Coupling - Generic
12253 | Level 2 | ExpectedLife |  | 540200 | New Construction | AccessibilityPerformance | WarrantyGuarantorParts |  | FIXED | Unit A Hydronic Supply In | CodePerformance | 310502 |  |  |  | 12116 | 0.000000 | 12252 | Reference | Pipe Types:Mechanical Pipe | 25 mm | 12287,12289,12291,12293,12295,12297,310557,311093,311094,311095,311096 | 3N_mtG4Zf6BxUhd1a5x60b | Color | 33 | Pipe Types:Mechanical Pipe:540200 |  | InstallationDate | 12253 | WarrantyGuarantorLabor |  |  |  | Features | TagNumber |  | BarCode | Hydronic Supply |  |  | Constituents |  |  | SerialNumber | WarrantyStartDate | AssetIdentifier |  | 0.055562 | 11 | ReplacementCost |  |  | Finish | Grade | Carbon Steel | ModelReference | NominalHeight | NominalLength | NominalWidth | ProductionYear | Shape | SustainabilityPerformance | WarrantyDescription | WarrantyDurationLabor | WarrantyDurationParts | ModelLabel | Manufacturer | [22 empty] | 0.386190 | [47 empty] | 0.082021 | [8 empty] | M_Tee - Generic: Tee - Generic | Level 2 | 0.000000 | 0.087417 | 2.769372 | 0.508884 | 440275.879298 | 1.912001 | 403149.362242 | 2 | 0.346273 | -0.330628 | 84.789237 | 510801.971197 | 10 | 0.030331 | 0.109583 | 0 | 0 | 0.055562 |  | 0.045720 | Threaded | M_Cross - Generic: Cross - Generic | Schedule 40 | Pipes for General Use | 23-60 30 11 11 | M_Elbow - Generic: Elbow - Generic | 1 | M_Transition - Generic: Transition - Generic | M_Coupling - Generic: Coupling - Generic
14881 | Level 2 | ExpectedLife |  | 545888 | New Construction | AccessibilityPerformance | WarrantyGuarantorParts |  | FIXED | Unit A Hydronic Supply In | CodePerformance | 310502 |  |  |  | 14744 | 0.000000 | 14880 | Reference | Pipe Types:Mechanical Pipe | 25 mm | 14915,14917,14919,14921,14923,14925,310559,311093,311094,311095,311096 | 2_nWSI38z1MQowEuvpwI2C | Color | 33 | Pipe Types:Mechanical Pipe:545888 |  | InstallationDate | 14881 | WarrantyGuarantorLabor |  |  |  | Features | TagNumber |  | BarCode | Hydronic Supply |  |  | Constituents |  |  | SerialNumber | WarrantyStartDate | AssetIdentifier |  | -0.351266 | 143 | ReplacementCost |  |  | Finish | Grade | Carbon Steel | ModelReference | NominalHeight | NominalLength | NominalWidth | ProductionYear | Shape | SustainabilityPerformance | WarrantyDescription | WarrantyDurationLabor | WarrantyDurationParts | ModelLabel | Manufacturer | [22 empty] | 6.295446 | [47 empty] | 0.082021 | [8 empty] | M_Tee - Generic: Tee - Generic | Level 2 | 0.000000 | 0.087417 | 2.735412 | 0.000000 | 0.000000 | 1.912001 | 0.000000 | 0 | 0.000000 | -0.351266 | 0.000000 | 0.000000 | 23 | 0.494443 | 0.109583 | 0 | 0 | -0.351266 | 0.000000 | 0.045720 | Threaded | M_Cross - Generic: Cross - Generic | Schedule 40 | Pipes for General Use | 23-60 30 11 11 | M_Elbow - Generic: Elbow - Generic | 1 | M_Transition - Generic: Transition - Generic | M_Coupling - Generic: Coupling - Generic
15067 | Level 2 | ExpectedLife |  | 546125 | New Construction | AccessibilityPerformance | WarrantyGuarantorParts |  | FIXED | Unit A Hydronic Supply In | CodePerformance | 310502 |  |  |  | 14930 | 0.000000 | 15066 | Reference | Pipe Types:Mechanical Pipe | 25 mm | 15101,15103,15105,15107,15109,15111,310560,311093,311094,311095,311096 | 1AE8TeH3D87eRKclepfjI5 | Color | 33 | Pipe Types:Mechanical Pipe:546125 |  | InstallationDate | 15067 | WarrantyGuarantorLabor |  |  |  | Features | TagNumber |  | BarCode | Hydronic Supply |  |  | Constituents |  |  | SerialNumber | WarrantyStartDate | AssetIdentifier |  | -0.351257 | 146 | ReplacementCost |  |  | Finish | Grade | Carbon Steel | ModelReference | NominalHeight | NominalLength | NominalWidth | ProductionYear | Shape | SustainabilityPerformance | WarrantyDescription | WarrantyDurationLabor | WarrantyDurationParts | ModelLabel | Manufacturer | [22 empty] | 1.359363 | [47 empty] | 0.082021 | [8 empty] | M_Tee - Generic: Tee - Generic | Level 2 | 0.000000 | 0.087417 | 2.735420 | 0.000000 | 0.000000 | 1.912001 | 0.000000 | 0 | 0.000000 | -0.351255 | 0.000000 | 0.000000 | 41 | 0.106764 | 0.109583 | 0 | 0 | -0.351257 | 0.000000 | 0.045720 | Threaded | M_Cross - Generic: Cross - Generic | Schedule 40 | Pipes for General Use | 23-60 30 11 11 | M_Elbow - Generic: Elbow - Generic | 1 | M_Transition - Generic: Transition - Generic | M_Coupling - Generic: Coupling - Generic
15253 | Level 2 | ExpectedLife |  | 546131 | New Construction | AccessibilityPerformance | WarrantyGuarantorParts |  | FIXED | Unit A Hydronic Supply In | CodePerformance | 310502 |  |  |  | 15116 | 0.000000 | 15252 | Reference | Pipe Types:Mechanical Pipe | 25 mm | 15287,15289,15291,15293,15295,15297,310561,311093,311094,311095,311096 | 3AGn3GHBHBhOuunhh8DI0V | Color | 33 | Pipe Types:Mechanical Pipe:546131 |  | InstallationDate | 15253 | WarrantyGuarantorLabor |  |  |  | Features | TagNumber |  | BarCode | Hydronic Supply |  |  | Constituents |  |  | SerialNumber | WarrantyStartDate | AssetIdentifier |  | -0.351253 | 147 | ReplacementCost |  |  | Finish | Grade | Carbon Steel | ModelReference | NominalHeight | NominalLength | NominalWidth | ProductionYear | Shape | SustainabilityPerformance | WarrantyDescription | WarrantyDurationLabor | WarrantyDurationParts | ModelLabel | Manufacturer | [22 empty] | 4.235733 | [47 empty] | 0.082021 | [8 empty] | M_Tee - Generic: Tee - Generic | Level 2 | 0.000000 | 0.087417 | 2.735425 | 0.000000 | 0.000000 | 1.912001 | 0.000000 | 0 | 0.000000 | -0.351253 | 0.000000 | 0.000000 | 41 | 0.332674 | 0.109583 | 0 | 0 | -0.351253 | 0.000000 | 0.045720 | Threaded | M_Cross - Generic: Cross - Generic | Schedule 40 | Pipes for General Use | 23-60 30 11 11 | M_Elbow - Generic: Elbow - Generic | 1 | M_Transition - Generic: Transition - Generic | M_Coupling - Generic: Coupling - Generic
15439 | Level 2 | ExpectedLife |  | 546374 | New Construction | AccessibilityPerformance | WarrantyGuarantorParts |  | FIXED | Unit A Hydronic Supply In | CodePerformance | 310502 |  |  |  | 15302 | 0.000000 | 15438 | Reference | Pipe Types:Mechanical Pipe | 25 mm | 15473,15475,15477,15479,15481,15483,310562,311093,311094,311095,311096 | 2TAzfNf1j94uj2yMPneX4$ | Color | 33 | Pipe Types:Mechanical Pipe:546374 |  | InstallationDate | 15439 | WarrantyGuarantorLabor |  |  |  | Features | TagNumber |  | BarCode | Hydronic Supply |  |  | Constituents |  |  | SerialNumber | WarrantyStartDate | AssetIdentifier |  | -0.351253 | 149 | ReplacementCost |  |  | Finish | Grade | Carbon Steel | ModelReference | NominalHeight | NominalLength | NominalWidth | ProductionYear | Shape | SustainabilityPerformance | WarrantyDescription | WarrantyDurationLabor | WarrantyDurationParts | ModelLabel | Manufacturer | [22 empty] | 0.432472 | [47 empty] | 0.082021 | [8 empty] | M_Tee - Generic: Tee - Generic | Level 2 | 0.000000 | 0.087417 | 2.735425 | 0.000000 | 0.000000 | 1.912001 | 0.000000 | 0 | 0.000000 | -0.351253 | 0.000000 | 0.000000 | 28 | 0.033966 | 0.109583 | 0 | 0 | -0.351253 | 0.000000 | 0.045720 | Threaded | M_Cross - Generic: Cross - Generic | Schedule 40 | Pipes for General Use | 23-60 30 11 11 | M_Elbow - Generic: Elbow - Generic | 1 | M_Transition - Generic: Transition - Generic | M_Coupling - Generic: Coupling - Generic
15673 | Level 2 | ExpectedLife |  | 546381 | New Construction | AccessibilityPerformance | WarrantyGuarantorParts |  | FIXED | Unit A Hydronic Supply In | CodePerformance | 310502 |  |  |  | 15536 | 0.000000 | 15672 | Reference | Pipe Types:Mechanical Pipe | 25 mm | 15707,15709,15711,15713,15715,15717,310563,311093,311094,311095,311096 | 2v7aWlr81F3QCYw4ARyl59 | Color | 33 | Pipe Types:Mechanical Pipe:546381 |  | InstallationDate | 15673 | WarrantyGuarantorLabor |  |  |  | Features | TagNumber |  | BarCode | Hydronic Supply |  |  | Constituents |  |  | SerialNumber | WarrantyStartDate | AssetIdentifier |  | -0.351253 | 150 | ReplacementCost |  |  | Finish | Grade | Carbon Steel | ModelReference | NominalHeight | NominalLength | NominalWidth | ProductionYear | Shape | SustainabilityPerformance | WarrantyDescription | WarrantyDurationLabor | WarrantyDurationParts | ModelLabel | Manufacturer | [22 empty] | 0.638725 | [47 empty] | 0.082021 | [8 empty] | M_Tee - Generic: Tee - Generic | Level 2 | 0.000000 | 0.087417 | 2.735425 | 0.000000 | 0.000000 | 1.912001 | 0.000000 | 0 | 0.000000 | -0.351253 | 0.000000 | 0.000000 | 28 | 0.050165 | 0.109583 | 0 | 0 | -0.351253 | 0.000000 | 0.045720 | Threaded | M_Cross - Generic: Cross - Generic | Schedule 40 | Pipes for General Use | 23-60 30 11 11 | M_Elbow - Generic: Elbow - Generic | 1 | M_Transition - Generic: Transition - Generic | M_Coupling - Generic: Coupling - Generic
15907 | Level 2 | ExpectedLife |  | 546819 | New Construction | AccessibilityPerformance | WarrantyGuarantorParts |  | FIXED | Unit A Hydronic Supply In | CodePerformance | 310502 |  |  |  | 15770 | 0.000000 | 15906 | Reference | Pipe Types:Mechanical Pipe | 25 mm | 15941,15943,15945,15947,15949,15951,310564,311093,311094,311095,311096 | 0hY0vT6Vz4nxMCCb3T1qvc | Color | 33 | Pipe Types:Mechanical Pipe:546819 |  | InstallationDate | 15907 | WarrantyGuarantorLabor |  |  |  | Features | TagNumber |  | BarCode | Hydronic Supply |  |  | Constituents |  |  | SerialNumber | WarrantyStartDate | AssetIdentifier |  | 0.088650 | 159 | ReplacementCost |  |  | Finish | Grade | Carbon Steel | ModelReference | NominalHeight | NominalLength | NominalWidth | ProductionYear | Shape | SustainabilityPerformance | WarrantyDescription | WarrantyDurationLabor | WarrantyDurationParts | ModelLabel | Manufacturer | [22 empty] | 0.268479 | [47 empty] | 0.082021 | [8 empty] | M_Tee - Generic: Tee - Generic | Level 2 | 0.000000 | 0.087417 | 3.175328 | 0.000000 | 0.000000 | 1.912001 | 0.000000 | 0 | 0.000000 | 0.088650 | 0.000000 | 0.000000 | 20 | 0.021086 | 0.109583 | 0 | 0 | 0.088650 | 0.000000 | 0.045720 | Threaded | M_Cross - Generic: Cross - Generic | Schedule 40 | Pipes for General Use | 23-60 30 11 11 | M_Elbow - Generic: Elbow - Generic | 1 | M_Transition - Generic: Transition - Generic | M_Coupling - Generic: Coupling - Generic
16135 | Level 2 | ExpectedLife |  | 546826 | New Construction | AccessibilityPerformance | WarrantyGuarantorParts |  | FIXED | Unit A Hydronic Supply In | CodePerformance | 310502 |  |  |  | 15956 | 0.000000 | 16134 | Reference | Pipe Types:Mechanical Pipe | 25 mm | 16168,16170,16172,16174,16176,16178,310565,311093,311094,311095,311096 | 1Fpxgqrq99_uInI$jluizm | Color | 33 | Pipe Types:Mechanical Pipe:546826 |  | InstallationDate | 16135 | WarrantyGuarantorLabor |  |  |  | Features | TagNumber |  | BarCode | Hydronic Supply |  |  | Constituents |  |  | SerialNumber | WarrantyStartDate | AssetIdentifier |  | 0.068012 | 160 | ReplacementCost |  |  | Finish | Grade | Carbon Steel | ModelReference | NominalHeight | NominalLength | NominalWidth | ProductionYear | Shape | SustainabilityPerformance | WarrantyDescription | WarrantyDurationLabor | WarrantyDurationParts | ModelLabel | Manufacturer | [22 empty] | 0.398638 | [47 empty] | 0.082021 | [8 empty] | M_Tee - Generic: Tee - Generic | Level 2 | 0.000000 | 0.087417 | 2.769375 | 0.000000 | 0.000000 | 1.912001 | 0.000000 | 0 | 0.000000 | -0.330625 | 0.000000 | 0.000000 | 20 | 0.031309 | 0.109583 | 0 | 0 | 0.068012 |  | 0.045720 | Threaded | M_Cross - Generic: Cross - Generic | Schedule 40 | Pipes for General Use | 23-60 30 11 11 | M_Elbow - Generic: Elbow - Generic | 1 | M_Transition - Generic: Transition - Generic | M_Coupling - Generic: Coupling - Generic
16320 | Level 2 | ExpectedLife |  | 546828 | New Construction | AccessibilityPerformance | WarrantyGuarantorParts |  | FIXED | Unit A Hydronic Supply In | CodePerformance | 310502 |  |  |  | 16183 | 0.000000 | 16319 | Reference | Pipe Types:Mechanical Pipe | 25 mm | 16354,16356,16358,16360,16362,16364,310566,311093,311094,311095,311096 | 0UI$jRcKv7zfHlDEgoW7T1 | Color | 33 | Pipe Types:Mechanical Pipe:546828 |  | InstallationDate | 16320 | WarrantyGuarantorLabor |  |  |  | Features | TagNumber |  | BarCode | Hydronic Supply |  |  | Constituents |  |  | SerialNumber | WarrantyStartDate | AssetIdentifier |  | -0.351263 | 161 | ReplacementCost |  |  | Finish | Grade | Carbon Steel | ModelReference | NominalHeight | NominalLength | NominalWidth | ProductionYear | Shape | SustainabilityPerformance | WarrantyDescription | WarrantyDurationLabor | WarrantyDurationParts | ModelLabel | Manufacturer | [22 empty] | 0.214803 | [47 empty] | 0.082021 | [8 empty] | M_Tee - Generic: Tee - Generic | Level 2 | 0.000000 | 0.087417 | 2.735412 | 0.000000 | 0.000000 | 1.912001 | 0.000000 | 0 | 0.000000 | -0.351265 | 0.000000 | 0.000000 | 20 | 0.016871 | 0.109583 | 0 | 0 | -0.351263 | 0.000000 | 0.045720 | Threaded | M_Cross - Generic: Cross - Generic | Schedule 40 | Pipes for General Use | 23-60 30 11 11 | M_Elbow - Generic: Elbow - Generic | 1 | M_Transition - Generic: Transition - Generic | M_Coupling - Generic: Coupling - Generic
17628 | Level 2 | ExpectedLife |  | 546906 | New Construction | AccessibilityPerformance | WarrantyGuarantorParts |  | FIXED | Unit A Hydronic Supply In | CodePerformance | 310502 |  |  |  | 17491 | 0.000000 | 17627 | Reference | Pipe Types:Mechanical Pipe | 25 mm | 17662,17664,17666,17668,17670,17672,310568,311093,311094,311095,311096 | 22H_5eZdr3lu0kYPWZJYAi | Color | 33 | Pipe Types:Mechanical Pipe:546906 |  | InstallationDate | 17628 | WarrantyGuarantorLabor |  |  |  | Features | TagNumber |  | BarCode | Hydronic Supply |  |  | Constituents |  |  | SerialNumber | WarrantyStartDate | AssetIdentifier |  | -0.351265 | 163 | ReplacementCost |  |  | Finish | Grade | Carbon Steel | ModelReference | NominalHeight | NominalLength | NominalWidth | ProductionYear | Shape | SustainabilityPerformance | WarrantyDescription | WarrantyDurationLabor | WarrantyDurationParts | ModelLabel | Manufacturer | [22 empty] | 1.508419 | [47 empty] | 0.082021 | [8 empty] | M_Tee - Generic: Tee - Generic | Level 2 | 0.000000 | 0.087417 | 2.735412 | 0.000000 | 0.000000 | 1.912001 | 0.000000 | 0 | 0.000000 | -0.351265 | 0.000000 | 0.000000 | 20 | 0.118471 | 0.109583 | 0 | 0 | -0.351265 | 0.000000 | 0.045720 | Threaded | M_Cross - Generic: Cross - Generic | Schedule 40 | Pipes for General Use | 23-60 30 11 11 | M_Elbow - Generic: Elbow - Generic | 1 | M_Transition - Generic: Transition - Generic | M_Coupling - Generic: Coupling - Generic
17814 | Level 2 | ExpectedLife |  | 546969 | New Construction | AccessibilityPerformance | WarrantyGuarantorParts |  | FIXED | Unit A Hydronic Supply In | CodePerformance | 310502 |  |  |  | 17677 | 0.000000 | 17813 | Reference | Pipe Types:Mechanical Pipe | 25 mm | 17849,17851,17853,17855,17857,17859,310569,311093,311094,311095,311096 | 2HOGb9bdzAb9AUEEN$ghTe | Color | 33 | Pipe Types:Mechanical Pipe:546969 |  | InstallationDate | 17814 | WarrantyGuarantorLabor |  |  |  | Features | TagNumber |  | BarCode | Hydronic Supply |  |  | Constituents |  |  | SerialNumber | WarrantyStartDate | AssetIdentifier |  | -0.351265 | 164 | ReplacementCost |  |  | Finish | Grade | Carbon Steel | ModelReference | NominalHeight | NominalLength | NominalWidth | ProductionYear | Shape | SustainabilityPerformance | WarrantyDescription | WarrantyDurationLabor | WarrantyDurationParts | ModelLabel | Manufacturer | [22 empty] | 0.072642 | [47 empty] | 0.082021 | [8 empty] | M_Tee - Generic: Tee - Generic | Level 2 | 0.000000 | 0.087417 | 2.735412 | 0.508884 | 440275.879298 | 1.912001 | 403149.362242 | 2 | 0.346273 | -0.351265 | 84.789237 | 96080.731033 | 11 | 0.005705 | 0.109583 | 0 | 0 | -0.351265 | 0.000000 | 0.045720 | Threaded | M_Cross - Generic: Cross - Generic | Schedule 40 | Pipes for General Use | 23-60 30 11 11 | M_Elbow - Generic: Elbow - Generic | 1 | M_Transition - Generic: Transition - Generic | M_Coupling - Generic: Coupling - Generic
18001 | Level 2 | ExpectedLife |  | 547114 | New Construction | AccessibilityPerformance | WarrantyGuarantorParts |  | FIXED | Unit A Hydronic Supply In | CodePerformance | 310502 |  |  |  | 17864 | 0.000000 | 18000 | Reference | Pipe Types:Mechanical Pipe | 25 mm | 18036,18038,18040,18042,18044,18046,310570,311093,311094,311095,311096 | 3rU2zn_7T9UfE_jkGSicuJ | Color | 33 | Pipe Types:Mechanical Pipe:547114 |  | InstallationDate | 18001 | WarrantyGuarantorLabor |  |  |  | Features | TagNumber |  | BarCode | Hydronic Supply |  |  | Constituents |  |  | SerialNumber | WarrantyStartDate | AssetIdentifier |  | 0.076200 | 167 | ReplacementCost |  |  | Finish | Grade | Carbon Steel | ModelReference | NominalHeight | NominalLength | NominalWidth | ProductionYear | Shape | SustainabilityPerformance | WarrantyDescription | WarrantyDurationLabor | WarrantyDurationParts | ModelLabel | Manufacturer | [22 empty] | 0.055895 | [47 empty] | 0.082021 | [8 empty] | M_Tee - Generic: Tee - Generic | Level 2 | 0.000000 | 0.087417 | 3.162878 | 0.508884 | 440275.879298 | 1.912001 | 403149.362242 | 2 | 0.346273 | 0.076200 | 84.789237 | 73930.048925 | 11 | 0.004390 | 0.109583 | 0 | 0 | 0.076200 | 0.000000 | 0.045720 | Threaded | M_Cross - Generic: Cross - Generic | Schedule 40 | Pipes for General Use | 23-60 30 11 11 | M_Elbow - Generic: Elbow - Generic | 1 | M_Transition - Generic: Transition - Generic | M_Coupling - Generic: Coupling - Generic
18188 | Level 2 | ExpectedLife |  | 547121 | New Construction | AccessibilityPerformance | WarrantyGuarantorParts |  | FIXED | Unit A Hydronic Supply In | CodePerformance | 310502 |  |  |  | 18051 | 0.000000 | 18187 | Reference | Pipe Types:Mechanical Pipe | 25 mm | 18222,18224,18226,18228,18230,18232,310571,311093,311094,311095,311096 | 3CuIt5o5T3SelpawPJprX4 | Color | 33 | Pipe Types:Mechanical Pipe:547121 |  | InstallationDate | 18188 | WarrantyGuarantorLabor |  |  |  | Features | TagNumber |  | BarCode | Hydronic Supply |  |  | Constituents |  |  | SerialNumber | WarrantyStartDate | AssetIdentifier |  | -0.330628 | 168 | ReplacementCost |  |  | Finish | Grade | Carbon Steel | ModelReference | NominalHeight | NominalLength | NominalWidth | ProductionYear | Shape | SustainabilityPerformance | WarrantyDescription | WarrantyDurationLabor | WarrantyDurationParts | ModelLabel | Manufacturer | [22 empty] | 0.386190 | [47 empty] | 0.082021 | [8 empty] | M_Tee - Generic: Tee - Generic | Level 2 | 0.000000 | 0.087417 | 2.769372 | 0.508884 | 440275.879298 | 1.912001 | 403149.362242 | 2 | 0.346273 | 0.055562 | 84.789237 | 510801.971197 | 11 | 0.030331 | 0.109583 | 0 | 0 | -0.330628 |  | 0.045720 | Threaded | M_Cross - Generic: Cross - Generic | Schedule 40 | Pipes for General Use | 23-60 30 11 11 | M_Elbow - Generic: Elbow - Generic | 1 | M_Transition - Generic: Transition - Generic | M_Coupling - Generic: Coupling - Generic
18374 | Level 2 | ExpectedLife |  | 547146 | New Construction | AccessibilityPerformance | WarrantyGuarantorParts |  | FIXED | Unit A Hydronic Supply In | CodePerformance | 310502 |  |  |  | 18237 | 0.000000 | 18373 | Reference | Pipe Types:Mechanical Pipe | 25 mm | 18408,18410,18412,18414,18416,18418,310572,311093,311094,311095,311096 | 0viCR3s9j0_Bkcfp8_q2eb | Color | 33 | Pipe Types:Mechanical Pipe:547146 |  | InstallationDate | 18374 | WarrantyGuarantorLabor |  |  |  | Features | TagNumber |  | BarCode | Hydronic Supply |  |  | Constituents |  |  | SerialNumber | WarrantyStartDate | AssetIdentifier |  | -0.351265 | 169 | ReplacementCost |  |  | Finish | Grade | Carbon Steel | ModelReference | NominalHeight | NominalLength | NominalWidth | ProductionYear | Shape | SustainabilityPerformance | WarrantyDescription | WarrantyDurationLabor | WarrantyDurationParts | ModelLabel | Manufacturer | [22 empty] | 0.042368 | [47 empty] | 0.082021 | [8 empty] | M_Tee - Generic: Tee - Generic | Level 2 | 0.000000 | 0.087417 | 2.735412 | 0.000000 | 0.000000 | 1.912001 | 0.000000 | 0 | 0.000000 | -0.351265 | 0.000000 | 0.000000 | 44 | 0.003328 | 0.109583 | 0 | 0 | -0.351265 | 0.000000 | 0.045720 | Threaded | M_Cross - Generic: Cross - Generic | Schedule 40 | Pipes for General Use | 23-60 30 11 11 | M_Elbow - Generic: Elbow - Generic | 1 | M_Transition - Generic: Transition - Generic | M_Coupling - Generic: Coupling - Generic
18657 | Level 2 | ExpectedLife |  | 547150 | New Construction | AccessibilityPerformance | WarrantyGuarantorParts |  | FIXED | Unit A Hydronic Supply In | CodePerformance | 310502 |  |  |  | 18520 | 0.000000 | 18656 | Reference | Pipe Types:Mechanical Pipe | 25 mm | 18691,18693,18695,18697,18699,18701,310573,311093,311094,311095,311096 | 2p9JDBhtDAQghqGqOm_Pfy | Color | 33 | Pipe Types:Mechanical Pipe:547150 |  | InstallationDate | 18657 | WarrantyGuarantorLabor |  |  |  | Features | TagNumber |  | BarCode | Hydronic Supply |  |  | Constituents |  |  | SerialNumber | WarrantyStartDate | AssetIdentifier |  | -0.351265 | 170 | ReplacementCost |  |  | Finish | Grade | Carbon Steel | ModelReference | NominalHeight | NominalLength | NominalWidth | ProductionYear | Shape | SustainabilityPerformance | WarrantyDescription | WarrantyDurationLabor | WarrantyDurationParts | ModelLabel | Manufacturer | [22 empty] | 0.123358 | [47 empty] | 0.082021 | [8 empty] | M_Tee - Generic: Tee - Generic | Level 2 | 0.000000 | 0.087417 | 2.735412 | 0.000000 | 0.000000 | 1.912001 | 0.000000 | 0 | 0.000000 | -0.351265 | 0.000000 | 0.000000 | 43 | 0.009689 | 0.109583 | 0 | 0 | -0.351265 | 0.000000 | 0.045720 | Threaded | M_Cross - Generic: Cross - Generic | Schedule 40 | Pipes for General Use | 23-60 30 11 11 | M_Elbow - Generic: Elbow - Generic | 1 | M_Transition - Generic: Transition - Generic | M_Coupling - Generic: Coupling - Generic
18843 | Level 2 | ExpectedLife |  | 547183 | New Construction | AccessibilityPerformance | WarrantyGuarantorParts |  | FIXED | Unit A Hydronic Supply In | CodePerformance | 310502 |  |  |  | 18706 | 0.000000 | 18842 | Reference | Pipe Types:Mechanical Pipe | 25 mm | 18878,18880,18882,18884,18886,18888,310574,311093,311094,311095,311096 | 35Nu9O3dH9p8ptQmbytvw5 | Color | 33 | Pipe Types:Mechanical Pipe:547183 |  | InstallationDate | 18843 | WarrantyGuarantorLabor |  |  |  | Features | TagNumber |  | BarCode | Hydronic Supply |  |  | Constituents |  |  | SerialNumber | WarrantyStartDate | AssetIdentifier |  | 0.096368 | 172 | ReplacementCost |  |  | Finish | Grade | Carbon Steel | ModelReference | NominalHeight | NominalLength | NominalWidth | ProductionYear | Shape | SustainabilityPerformance | WarrantyDescription | WarrantyDurationLabor | WarrantyDurationParts | ModelLabel | Manufacturer | [22 empty] | 0.048718 | [47 empty] | 0.082021 | [8 empty] | M_Tee - Generic: Tee - Generic | Level 2 | 0.000000 | 0.087417 | 3.183046 | 0.508884 | 440275.879298 | 1.912001 | 403149.362242 | 2 | 0.346273 | 0.096368 | 84.789237 | 64437.809360 | 6 | 0.003826 | 0.109583 | 0 | 0 | 0.096368 | 0.000000 | 0.045720 | Threaded | M_Cross - Generic: Cross - Generic | Schedule 40 | Pipes for General Use | 23-60 30 11 11 | M_Elbow - Generic: Elbow - Generic | 1 | M_Transition - Generic: Transition - Generic | M_Coupling - Generic: Coupling - Generic
19060 | Level 2 | ExpectedLife |  | 547247 | New Construction | AccessibilityPerformance | WarrantyGuarantorParts |  | FIXED | Unit A Hydronic Supply In | CodePerformance | 310502 |  |  |  | 18893 | 0.000000 | 19059 | Reference | Pipe Types:Mechanical Pipe | 25 mm | 19094,19096,19098,19100,19102,19104,310575,311093,311094,311095,311096 | 1WLHAo2Kz1Nhew2M61UKOr | Color | 33 | Pipe Types:Mechanical Pipe:547247 |  | InstallationDate | 19060 | WarrantyGuarantorLabor |  |  |  | Features | TagNumber |  | BarCode | Hydronic Supply |  |  | Constituents |  |  | SerialNumber | WarrantyStartDate | AssetIdentifier |  | -0.330604 | 180 | ReplacementCost |  |  | Finish | Grade | Carbon Steel | ModelReference | NominalHeight | NominalLength | NominalWidth | ProductionYear | Shape | SustainabilityPerformance | WarrantyDescription | WarrantyDurationLabor | WarrantyDurationParts | ModelLabel | Manufacturer | [22 empty] | 0.405167 | [47 empty] | 0.082021 | [8 empty] | M_Tee - Generic: Tee - Generic | Level 2 | 0.000000 | 0.087417 | 2.769395 | 0.508884 | 440275.879298 | 1.912001 | 403149.362242 | 2 | 0.346273 | 0.074562 | 84.789237 | 535901.038284 | 4 | 0.031822 | 0.109583 | 0 | 0 | -0.330604 |  | 0.045720 | Threaded | M_Cross - Generic: Cross - Generic | Schedule 40 | Pipes for General Use | 23-60 30 11 11 | M_Elbow - Generic: Elbow - Generic | 1 | M_Transition - Generic: Transition - Generic | M_Coupling - Generic: Coupling - Generic
19246 | Level 2 | ExpectedLife |  | 547266 | New Construction | AccessibilityPerformance | WarrantyGuarantorParts |  | FIXED | Unit A Hydronic Supply In | CodePerformance | 310502 |  |  |  | 19109 | 0.000000 | 19245 | Reference | Pipe Types:Mechanical Pipe | 25 mm | 19281,19283,19285,19287,19289,19291,310576,311093,311094,311095,311096 | 3ejtggBon8bh6Rk9nDc4va | Color | 33 | Pipe Types:Mechanical Pipe:547266 |  | InstallationDate | 19246 | WarrantyGuarantorLabor |  |  |  | Features | TagNumber |  | BarCode | Hydronic Supply |  |  | Constituents |  |  | SerialNumber | WarrantyStartDate | AssetIdentifier |  | 0.095200 | 182 | ReplacementCost |  |  | Finish | Grade | Carbon Steel | ModelReference | NominalHeight | NominalLength | NominalWidth | ProductionYear | Shape | SustainabilityPerformance | WarrantyDescription | WarrantyDurationLabor | WarrantyDurationParts | ModelLabel | Manufacturer | [22 empty] | 0.039142 | [47 empty] | 0.082021 | [8 empty] | M_Tee - Generic: Tee - Generic | Level 2 | 0.000000 | 0.087417 | 3.181878 | 0.508884 | 440275.879298 | 1.912001 | 403149.362242 | 2 | 0.346273 | 0.095200 | 84.789237 | 51772.419517 | 5 | 0.003074 | 0.109583 | 0 | 0 | 0.095200 | 0.000000 | 0.045720 | Threaded | M_Cross - Generic: Cross - Generic | Schedule 40 | Pipes for General Use | 23-60 30 11 11 | M_Elbow - Generic: Elbow - Generic | 1 | M_Transition - Generic: Transition - Generic | M_Coupling - Generic: Coupling - Generic
19457 | Level 2 | ExpectedLife |  | 547273 | New Construction | AccessibilityPerformance | WarrantyGuarantorParts |  | FIXED | Unit A Hydronic Supply In | CodePerformance | 310502 |  |  |  | 19296 | 0.000000 | 19456 | Reference | Pipe Types:Mechanical Pipe | 25 mm | 19491,19493,19495,19497,19499,19501,310577,311093,311094,311095,311096 | 3Nr2tZN4n3LxOZ$BUCsRw4 | Color | 33 | Pipe Types:Mechanical Pipe:547273 |  | InstallationDate | 19457 | WarrantyGuarantorLabor |  |  |  | Features | TagNumber |  | BarCode | Hydronic Supply |  |  | Constituents |  |  | SerialNumber | WarrantyStartDate | AssetIdentifier |  | -0.330604 | 183 | ReplacementCost |  |  | Finish | Grade | Carbon Steel | ModelReference | NominalHeight | NominalLength | NominalWidth | ProductionYear | Shape | SustainabilityPerformance | WarrantyDescription | WarrantyDurationLabor | WarrantyDurationParts | ModelLabel | Manufacturer | [22 empty] | 0.405166 | [47 empty] | 0.082021 | [8 empty] | M_Tee - Generic: Tee - Generic | Level 2 | 0.000000 | 0.087417 | 2.769395 | 0.508884 | 440275.879298 | 1.912001 | 403149.362242 | 2 | 0.346273 | 0.074562 | 84.789237 | 535900.925441 | 5 | 0.031822 | 0.109583 | 0 | 0 | -0.330604 |  | 0.045720 | Threaded | M_Cross - Generic: Cross - Generic | Schedule 40 | Pipes for General Use | 23-60 30 11 11 | M_Elbow - Generic: Elbow - Generic | 1 | M_Transition - Generic: Transition - Generic | M_Coupling - Generic: Coupling - Generic
19679 | Level 2 | ExpectedLife |  | 547286 | New Construction | AccessibilityPerformance | WarrantyGuarantorParts |  | FIXED | Unit A Hydronic Supply In | CodePerformance | 310502 |  |  |  | 19506 | 0.000000 | 19678 | Reference | Pipe Types:Mechanical Pipe | 25 mm | 19714,19716,19718,19720,19722,19724,310578,311093,311094,311095,311096 | 2oUDfYEAjDzQSvWL1eupfi | Color | 33 | Pipe Types:Mechanical Pipe:547286 |  | InstallationDate | 19679 | WarrantyGuarantorLabor |  |  |  | Features | TagNumber |  | BarCode | Hydronic Supply |  |  | Constituents |  |  | SerialNumber | WarrantyStartDate | AssetIdentifier |  | -2.984162 | 186 | ReplacementCost |  |  | Finish | Grade | Carbon Steel | ModelReference | NominalHeight | NominalLength | NominalWidth | ProductionYear | Shape | SustainabilityPerformance | WarrantyDescription | WarrantyDurationLabor | WarrantyDurationParts | ModelLabel | Manufacturer | [22 empty] | 2.605909 | [47 empty] | 0.082021 | [8 empty] | M_Tee - Generic: Tee - Generic | Level 2 | 0.000000 | 0.087417 | 0.115837 | 0.508884 | 440275.879298 | 1.912001 | 403149.362242 | 2 | 0.346273 | -0.378254 | 84.789237 | 3446753.572373 | 12 | 0.204668 | 0.109583 | 0 | 0 | -2.984162 | 42521.493196 | 0.045720 | Threaded | M_Cross - Generic: Cross - Generic | Schedule 40 | Pipes for General Use | 23-60 30 11 11 | M_Elbow - Generic: Elbow - Generic | 1 | M_Transition - Generic: Transition - Generic | M_Coupling - Generic: Coupling - Generic
20510 | Level 2 | ExpectedLife |  | 547784 | New Construction | AccessibilityPerformance | WarrantyGuarantorParts |  | FIXED | Unit A Hydronic Supply In | CodePerformance | 310502 |  |  |  | 20373 | 0.000000 | 20509 | Reference | Pipe Types:Mechanical Pipe | 25 mm | 20544,20546,20548,20550,20552,20554,310582,311093,311094,311095,311096 | 24dhWsJoPFtwoqYmwS19st | Color | 33 | Pipe Types:Mechanical Pipe:547784 |  | InstallationDate | 20510 | WarrantyGuarantorLabor |  |  |  | Features | TagNumber |  | BarCode | Hydronic Supply |  |  | Constituents |  |  | SerialNumber | WarrantyStartDate | AssetIdentifier |  | -0.351257 | 203 | ReplacementCost |  |  | Finish | Grade | Carbon Steel | ModelReference | NominalHeight | NominalLength | NominalWidth | ProductionYear | Shape | SustainabilityPerformance | WarrantyDescription | WarrantyDurationLabor | WarrantyDurationParts | ModelLabel | Manufacturer | [22 empty] | 1.952437 | [47 empty] | 0.082021 | [8 empty] | M_Tee - Generic: Tee - Generic | Level 2 | 0.000000 | 0.087417 | 2.735417 | 0.000000 | 0.000000 | 1.912001 | 0.000000 | 0 | 0.000000 | -0.351261 | 0.000000 | 0.000000 | 24 | 0.153344 | 0.109583 | 0 | 0 | -0.351257 | 0.000000 | 0.045720 | Threaded | M_Cross - Generic: Cross - Generic | Schedule 40 | Pipes for General Use | 23-60 30 11 11 | M_Elbow - Generic: Elbow - Generic | 1 | M_Transition - Generic: Transition - Generic | M_Coupling - Generic: Coupling - Generic
22479 | Level 2 | ExpectedLife |  | 548082 | New Construction | AccessibilityPerformance | WarrantyGuarantorParts |  | FIXED | Unit A Hydronic Supply In | CodePerformance | 310502 |  |  |  | 22342 | 0.000000 | 22478 | Reference | Pipe Types:Mechanical Pipe | 25 mm | 22514,22516,22518,22520,22522,22524,310588,311093,311094,311095,311096 | 3D7$N30LL0pBnXNmQY36yU | Color | 33 | Pipe Types:Mechanical Pipe:548082 |  | InstallationDate | 22479 | WarrantyGuarantorLabor |  |  |  | Features | TagNumber |  | BarCode | Hydronic Supply |  |  | Constituents |  |  | SerialNumber | WarrantyStartDate | AssetIdentifier |  | -0.351253 | 215 | ReplacementCost |  |  | Finish | Grade | Carbon Steel | ModelReference | NominalHeight | NominalLength | NominalWidth | ProductionYear | Shape | SustainabilityPerformance | WarrantyDescription | WarrantyDurationLabor | WarrantyDurationParts | ModelLabel | Manufacturer | [22 empty] | 1.323151 | [47 empty] | 0.082021 | [8 empty] | M_Tee - Generic: Tee - Generic | Level 2 | 0.000000 | 0.087417 | 2.735425 | 0.508884 | 440275.879298 | 1.912001 | 403149.362242 | 2 | 0.346273 | -0.351253 | 84.789237 | 1750090.671476 | 15 | 0.103920 | 0.109583 | 0 | 0 | -0.351253 | 0.000000 | 0.045720 | Threaded | M_Cross - Generic: Cross - Generic | Schedule 40 | Pipes for General Use | 23-60 30 11 11 | M_Elbow - Generic: Elbow - Generic | 1 | M_Transition - Generic: Transition - Generic | M_Coupling - Generic: Coupling - Generic
22715 | Level 2 | ExpectedLife |  | 548089 | New Construction | AccessibilityPerformance | WarrantyGuarantorParts |  | FIXED | Unit A Hydronic Supply In | CodePerformance | 310502 |  |  |  | 22578 | 0.000000 | 22714 | Reference | Pipe Types:Mechanical Pipe | 25 mm | 22749,22751,22753,22755,22757,22759,310589,311093,311094,311095,311096 | 39uRbNnz16PuVI9nFtOtMv | Color | 33 | Pipe Types:Mechanical Pipe:548089 |  | InstallationDate | 22715 | WarrantyGuarantorLabor |  |  |  | Features | TagNumber |  | BarCode | Hydronic Supply |  |  | Constituents |  |  | SerialNumber | WarrantyStartDate | AssetIdentifier |  | -0.351253 | 216 | ReplacementCost |  |  | Finish | Grade | Carbon Steel | ModelReference | NominalHeight | NominalLength | NominalWidth | ProductionYear | Shape | SustainabilityPerformance | WarrantyDescription | WarrantyDurationLabor | WarrantyDurationParts | ModelLabel | Manufacturer | [22 empty] | 0.922001 | [47 empty] | 0.082021 | [8 empty] | M_Tee - Generic: Tee - Generic | Level 2 | 0.000000 | 0.087417 | 2.735425 | 0.000000 | 0.000000 | 1.912001 | 0.000000 | 0 | 0.000000 | -0.351253 | 0.000000 | 0.000000 | 27 | 0.072414 | 0.109583 | 0 | 0 | -0.351253 | 0.000000 | 0.045720 | Threaded | M_Cross - Generic: Cross - Generic | Schedule 40 | Pipes for General Use | 23-60 30 11 11 | M_Elbow - Generic: Elbow - Generic | 1 | M_Transition - Generic: Transition - Generic | M_Coupling - Generic: Coupling - Generic
22901 | Level 2 | ExpectedLife |  | 548116 | New Construction | AccessibilityPerformance | WarrantyGuarantorParts |  | FIXED | Unit A Hydronic Supply In | CodePerformance | 310502 |  |  |  | 22764 | 0.000000 | 22900 | Reference | Pipe Types:Mechanical Pipe | 25 mm | 22936,22938,22940,22942,22944,22946,310590,311093,311094,311095,311096 | 3$vb6Q6kn7WgZjsp0FVge0 | Color | 33 | Pipe Types:Mechanical Pipe:548116 |  | InstallationDate | 22901 | WarrantyGuarantorLabor |  |  |  | Features | TagNumber |  | BarCode | Hydronic Supply |  |  | Constituents |  |  | SerialNumber | WarrantyStartDate | AssetIdentifier |  | -0.351253 | 217 | ReplacementCost |  |  | Finish | Grade | Carbon Steel | ModelReference | NominalHeight | NominalLength | NominalWidth | ProductionYear | Shape | SustainabilityPerformance | WarrantyDescription | WarrantyDurationLabor | WarrantyDurationParts | ModelLabel | Manufacturer | [22 empty] | 1.442199 | [47 empty] | 0.082021 | [8 empty] | M_Tee - Generic: Tee - Generic | Level 2 | 0.000000 | 0.087417 | 2.735425 | 0.508884 | 440275.879298 | 1.912001 | 403149.362242 | 2 | 0.346273 | -0.351253 | 84.789237 | 1907550.728314 | 14 | 0.113270 | 0.109583 | 0 | 0 | -0.351253 | 0.000000 | 0.045720 | Threaded | M_Cross - Generic: Cross - Generic | Schedule 40 | Pipes for General Use | 23-60 30 11 11 | M_Elbow - Generic: Elbow - Generic | 1 | M_Transition - Generic: Transition - Generic | M_Coupling - Generic: Coupling - Generic
23137 | Level 2 | ExpectedLife |  | 548123 | New Construction | AccessibilityPerformance | WarrantyGuarantorParts |  | FIXED | Unit A Hydronic Supply In | CodePerformance | 310502 |  |  |  | 23000 | 0.000000 | 23136 | Reference | Pipe Types:Mechanical Pipe | 25 mm | 23171,23173,23175,23177,23179,23181,310591,311093,311094,311095,311096 | 2tdZyjNpL6MRk8JEw$tAK5 | Color | 33 | Pipe Types:Mechanical Pipe:548123 |  | InstallationDate | 23137 | WarrantyGuarantorLabor |  |  |  | Features | TagNumber |  | BarCode | Hydronic Supply |  |  | Constituents |  |  | SerialNumber | WarrantyStartDate | AssetIdentifier |  | -0.351253 | 218 | ReplacementCost |  |  | Finish | Grade | Carbon Steel | ModelReference | NominalHeight | NominalLength | NominalWidth | ProductionYear | Shape | SustainabilityPerformance | WarrantyDescription | WarrantyDurationLabor | WarrantyDurationParts | ModelLabel | Manufacturer | [22 empty] | 0.009788 | [47 empty] | 0.082021 | [8 empty] | M_Tee - Generic: Tee - Generic | Level 2 | 0.000000 | 0.087417 | 2.735425 | 0.000000 | 0.000000 | 1.912001 | 0.000000 | 0 | 0.000000 | -0.351253 | 0.000000 | 0.000000 | 26 | 0.000769 | 0.109583 | 0 | 0 | -0.351253 | 0.000000 | 0.045720 | Threaded | M_Cross - Generic: Cross - Generic | Schedule 40 | Pipes for General Use | 23-60 30 11 11 | M_Elbow - Generic: Elbow - Generic | 1 | M_Transition - Generic: Transition - Generic | M_Coupling - Generic: Coupling - Generic
23751 | Level 2 | ExpectedLife |  | 548835 | New Construction | AccessibilityPerformance | WarrantyGuarantorParts |  | FIXED | Unit A Hydronic Supply In | CodePerformance | 310502 |  |  |  | 23614 | 0.000000 | 23750 | Reference | Pipe Types:Mechanical Pipe | 25 mm | 23786,23788,23790,23792,23794,23796,310593,311093,311094,311095,311096 | 2_ELuVkGH0h8jOrTvH_E9R | Color | 33 | Pipe Types:Mechanical Pipe:548835 |  | InstallationDate | 23751 | WarrantyGuarantorLabor |  |  |  | Features | TagNumber |  | BarCode | Hydronic Supply |  |  | Constituents |  |  | SerialNumber | WarrantyStartDate | AssetIdentifier |  | 0.096368 | 219 | ReplacementCost |  |  | Finish | Grade | Carbon Steel | ModelReference | NominalHeight | NominalLength | NominalWidth | ProductionYear | Shape | SustainabilityPerformance | WarrantyDescription | WarrantyDurationLabor | WarrantyDurationParts | ModelLabel | Manufacturer | [22 empty] | 0.017459 | [47 empty] | 0.082021 | [8 empty] | M_Tee - Generic: Tee - Generic | Level 2 | 0.000000 | 0.087417 | 3.183046 | 0.508884 | 440275.879298 | 1.912001 | 403149.362242 | 2 | 0.346273 | 0.096368 | 84.789237 | 23092.960266 | 7 | 0.001371 | 0.109583 | 0 | 0 | 0.096368 | 0.000000 | 0.045720 | Threaded | M_Cross - Generic: Cross - Generic | Schedule 40 | Pipes for General Use | 23-60 30 11 11 | M_Elbow - Generic: Elbow - Generic | 1 | M_Transition - Generic: Transition - Generic | M_Coupling - Generic: Coupling - Generic
23938 | Level 2 | ExpectedLife |  | 549038 | New Construction | AccessibilityPerformance | WarrantyGuarantorParts |  | FIXED | Unit A Hydronic Supply In | CodePerformance | 310502 |  |  |  | 23801 | 0.000000 | 23937 | Reference | Pipe Types:Mechanical Pipe | 25 mm | 23973,23975,23977,23979,23981,23983,310594,311093,311094,311095,311096 | 3FSPUCH2b1bQ6bBes3CUN3 | Color | 33 | Pipe Types:Mechanical Pipe:549038 |  | InstallationDate | 23938 | WarrantyGuarantorLabor |  |  |  | Features | TagNumber |  | BarCode | Hydronic Supply |  |  | Constituents |  |  | SerialNumber | WarrantyStartDate | AssetIdentifier |  | 0.096368 | 220 | ReplacementCost |  |  | Finish | Grade | Carbon Steel | ModelReference | NominalHeight | NominalLength | NominalWidth | ProductionYear | Shape | SustainabilityPerformance | WarrantyDescription | WarrantyDurationLabor | WarrantyDurationParts | ModelLabel | Manufacturer | [22 empty] | 0.048718 | [47 empty] | 0.082021 | [8 empty] | M_Tee - Generic: Tee - Generic | Level 2 | 0.000000 | 0.087417 | 3.183046 | 0.508884 | 440275.879298 | 1.912001 | 403149.362242 | 2 | 0.346273 | 0.096368 | 84.789237 | 64437.809360 | 7 | 0.003826 | 0.109583 | 0 | 0 | 0.096368 | 0.000000 | 0.045720 | Threaded | M_Cross - Generic: Cross - Generic | Schedule 40 | Pipes for General Use | 23-60 30 11 11 | M_Elbow - Generic: Elbow - Generic | 1 | M_Transition - Generic: Transition - Generic | M_Coupling - Generic: Coupling - Generic
24603 | Level 2 | ExpectedLife |  | 549955 | New Construction | AccessibilityPerformance | WarrantyGuarantorParts |  | FIXED | Unit A Hydronic Supply In | CodePerformance | 310502 |  |  |  | 24466 | 0.000000 | 24602 | Reference | Pipe Types:Mechanical Pipe | 25 mm | 24638,24640,24642,24644,24646,24648,310596,311093,311094,311095,311096 | 08bJ5GciX44RctWg3I8Yp1 | Color | 33 | Pipe Types:Mechanical Pipe:549955 |  | InstallationDate | 24603 | WarrantyGuarantorLabor |  |  |  | Features | TagNumber |  | BarCode | Hydronic Supply |  |  | Constituents |  |  | SerialNumber | WarrantyStartDate | AssetIdentifier |  | -0.351253 | 227 | ReplacementCost |  |  | Finish | Grade | Carbon Steel | ModelReference | NominalHeight | NominalLength | NominalWidth | ProductionYear | Shape | SustainabilityPerformance | WarrantyDescription | WarrantyDurationLabor | WarrantyDurationParts | ModelLabel | Manufacturer | [22 empty] | 1.391151 | [47 empty] | 0.082021 | [8 empty] | M_Tee - Generic: Tee - Generic | Level 2 | 0.000000 | 0.087417 | 2.735425 | 0.540314 | 467468.490858 | 1.912001 | 454486.384452 | 2 | 0.346273 | -0.351253 | 90.026046 | 2074341.741479 | 17 | 0.109261 | 0.109583 | 0 | 0 | -0.351253 | 0.000000 | 0.045720 | Threaded | M_Cross - Generic: Cross - Generic | Schedule 40 | Pipes for General Use | 23-60 30 11 11 | M_Elbow - Generic: Elbow - Generic | 1 | M_Transition - Generic: Transition - Generic | M_Coupling - Generic: Coupling - Generic
24839 | Level 2 | ExpectedLife |  | 549960 | New Construction | AccessibilityPerformance | WarrantyGuarantorParts |  | FIXED | Unit A Hydronic Supply In | CodePerformance | 310502 |  |  |  | 24702 | 0.000000 | 24838 | Reference | Pipe Types:Mechanical Pipe | 25 mm | 24873,24875,24877,24879,24881,24883,310597,311093,311094,311095,311096 | 3ZepOPxpT4RRRCiax9L$Mi | Color | 33 | Pipe Types:Mechanical Pipe:549960 |  | InstallationDate | 24839 | WarrantyGuarantorLabor |  |  |  | Features | TagNumber |  | BarCode | Hydronic Supply |  |  | Constituents |  |  | SerialNumber | WarrantyStartDate | AssetIdentifier |  | -0.351253 | 228 | ReplacementCost |  |  | Finish | Grade | Carbon Steel | ModelReference | NominalHeight | NominalLength | NominalWidth | ProductionYear | Shape | SustainabilityPerformance | WarrantyDescription | WarrantyDurationLabor | WarrantyDurationParts | ModelLabel | Manufacturer | [22 empty] | 0.116495 | [47 empty] | 0.082021 | [8 empty] | M_Tee - Generic: Tee - Generic | Level 2 | 0.000000 | 0.087417 | 2.735425 | 0.000000 | 0.000000 | 1.912001 | 0.000000 | 0 | 0.000000 | -0.351253 | 0.000000 | 0.000000 | 41 | 0.009149 | 0.109583 | 0 | 0 | -0.351253 | 0.000000 | 0.045720 | Threaded | M_Cross - Generic: Cross - Generic | Schedule 40 | Pipes for General Use | 23-60 30 11 11 | M_Elbow - Generic: Elbow - Generic | 1 | M_Transition - Generic: Transition - Generic | M_Coupling - Generic: Coupling - Generic
25025 | Level 2 | ExpectedLife |  | 550018 | New Construction | AccessibilityPerformance | WarrantyGuarantorParts |  | FIXED | Unit A Hydronic Supply In | CodePerformance | 310502 |  |  |  | 24888 | 0.000000 | 25024 | Reference | Pipe Types:Mechanical Pipe | 25 mm | 25060,25062,25064,25066,25068,25070,310598,311093,311094,311095,311096 | 0pAp3Xisv7QvVlEvVGjK9c | Color | 33 | Pipe Types:Mechanical Pipe:550018 |  | InstallationDate | 25025 | WarrantyGuarantorLabor |  |  |  | Features | TagNumber |  | BarCode | Hydronic Supply |  |  | Constituents |  |  | SerialNumber | WarrantyStartDate | AssetIdentifier |  | -0.351253 | 229 | ReplacementCost |  |  | Finish | Grade | Carbon Steel | ModelReference | NominalHeight | NominalLength | NominalWidth | ProductionYear | Shape | SustainabilityPerformance | WarrantyDescription | WarrantyDurationLabor | WarrantyDurationParts | ModelLabel | Manufacturer | [22 empty] | 0.306012 | [47 empty] | 0.082021 | [8 empty] | M_Tee - Generic: Tee - Generic | Level 2 | 0.000000 | 0.087417 | 2.735425 | 0.540314 | 467468.490858 | 1.912001 | 454486.384452 | 2 | 0.346273 | -0.351253 | 90.026046 | 456294.078698 | 17 | 0.024034 | 0.109583 | 0 | 0 | -0.351253 | 0.000000 | 0.045720 | Threaded | M_Cross - Generic: Cross - Generic | Schedule 40 | Pipes for General Use | 23-60 30 11 11 | M_Elbow - Generic: Elbow - Generic | 1 | M_Transition - Generic: Transition - Generic | M_Coupling - Generic: Coupling - Generic
25447 | Level 2 | ExpectedLife |  | 550036 | New Construction | AccessibilityPerformance | WarrantyGuarantorParts |  | FIXED | Unit A Hydronic Supply In | CodePerformance | 310502 |  |  |  | 25310 | 0.000000 | 25446 | Reference | Pipe Types:Mechanical Pipe | 25 mm | 25482,25484,25486,25488,25490,25492,310600,311093,311094,311095,311096 | 3DEl$KiKD1zPxe_IwB_wTI | Color | 33 | Pipe Types:Mechanical Pipe:550036 |  | InstallationDate | 25447 | WarrantyGuarantorLabor |  |  |  | Features | TagNumber |  | BarCode | Hydronic Supply |  |  | Constituents |  |  | SerialNumber | WarrantyStartDate | AssetIdentifier |  | -0.351253 | 232 | ReplacementCost |  |  | Finish | Grade | Carbon Steel | ModelReference | NominalHeight | NominalLength | NominalWidth | ProductionYear | Shape | SustainabilityPerformance | WarrantyDescription | WarrantyDurationLabor | WarrantyDurationParts | ModelLabel | Manufacturer | [22 empty] | 1.391151 | [47 empty] | 0.082021 | [8 empty] | M_Tee - Generic: Tee - Generic | Level 2 | 0.000000 | 0.087417 | 2.735425 | 0.540314 | 467468.490858 | 1.912001 | 454486.384452 | 2 | 0.346273 | -0.351253 | 90.026046 | 2074341.741479 | 16 | 0.109261 | 0.109583 | 0 | 0 | -0.351253 | 0.000000 | 0.045720 | Threaded | M_Cross - Generic: Cross - Generic | Schedule 40 | Pipes for General Use | 23-60 30 11 11 | M_Elbow - Generic: Elbow - Generic | 1 | M_Transition - Generic: Transition - Generic | M_Coupling - Generic: Coupling - Generic
25683 | Level 2 | ExpectedLife |  | 550041 | New Construction | AccessibilityPerformance | WarrantyGuarantorParts |  | FIXED | Unit A Hydronic Supply In | CodePerformance | 310502 |  |  |  | 25546 | 0.000000 | 25682 | Reference | Pipe Types:Mechanical Pipe | 25 mm | 25717,25719,25721,25723,25725,25727,310601,311093,311094,311095,311096 | 0A7GgHTNL3DA8CJTRc8weE | Color | 33 | Pipe Types:Mechanical Pipe:550041 |  | InstallationDate | 25683 | WarrantyGuarantorLabor |  |  |  | Features | TagNumber |  | BarCode | Hydronic Supply |  |  | Constituents |  |  | SerialNumber | WarrantyStartDate | AssetIdentifier |  | -0.351253 | 233 | ReplacementCost |  |  | Finish | Grade | Carbon Steel | ModelReference | NominalHeight | NominalLength | NominalWidth | ProductionYear | Shape | SustainabilityPerformance | WarrantyDescription | WarrantyDurationLabor | WarrantyDurationParts | ModelLabel | Manufacturer | [22 empty] | 1.142069 | [47 empty] | 0.082021 | [8 empty] | M_Tee - Generic: Tee - Generic | Level 2 | 0.000000 | 0.087417 | 2.735425 | 0.000000 | 0.000000 | 1.912001 | 0.000000 | 0 | 0.000000 | -0.351253 | 0.000000 | 0.000000 | 25 | 0.089698 | 0.109583 | 0 | 0 | -0.351253 | 0.000000 | 0.045720 | Threaded | M_Cross - Generic: Cross - Generic | Schedule 40 | Pipes for General Use | 23-60 30 11 11 | M_Elbow - Generic: Elbow - Generic | 1 | M_Transition - Generic: Transition - Generic | M_Coupling - Generic: Coupling - Generic
25869 | Level 2 | ExpectedLife |  | 550067 | New Construction | AccessibilityPerformance | WarrantyGuarantorParts |  | FIXED | Unit A Hydronic Supply In | CodePerformance | 310502 |  |  |  | 25732 | 0.000000 | 25868 | Reference | Pipe Types:Mechanical Pipe | 25 mm | 25904,25906,25908,25910,25912,25914,310602,311093,311094,311095,311096 | 1Y$oFh_$r3dPM7OOLmcHOD | Color | 33 | Pipe Types:Mechanical Pipe:550067 |  | InstallationDate | 25869 | WarrantyGuarantorLabor |  |  |  | Features | TagNumber |  | BarCode | Hydronic Supply |  |  | Constituents |  |  | SerialNumber | WarrantyStartDate | AssetIdentifier |  | -0.351253 | 234 | ReplacementCost |  |  | Finish | Grade | Carbon Steel | ModelReference | NominalHeight | NominalLength | NominalWidth | ProductionYear | Shape | SustainabilityPerformance | WarrantyDescription | WarrantyDurationLabor | WarrantyDurationParts | ModelLabel | Manufacturer | [22 empty] | 0.016699 | [47 empty] | 0.082021 | [8 empty] | M_Tee - Generic: Tee - Generic | Level 2 | 0.000000 | 0.087417 | 2.735425 | 0.540314 | 467468.490858 | 1.912001 | 454486.384452 | 2 | 0.346273 | -0.351253 | 90.026046 | 24899.303518 | 16 | 0.001312 | 0.109583 | 0 | 0 | -0.351253 | 0.000000 | 0.045720 | Threaded | M_Cross - Generic: Cross - Generic | Schedule 40 | Pipes for General Use | 23-60 30 11 11 | M_Elbow - Generic: Elbow - Generic | 1 | M_Transition - Generic: Transition - Generic | M_Coupling - Generic: Coupling - Generic
54636 | Level 2 | ExpectedLife |  | 554197 | New Construction | AccessibilityPerformance | WarrantyGuarantorParts |  | FIXED | Unit A Hydronic Supply In | CodePerformance | 310502 |  |  |  | 54499 | 0.000000 | 54635 | Reference | Pipe Types:Mechanical Pipe | 25 mm | 54670,54672,54674,54676,54678,54680,310608,311093,311094,311095,311096 | 3vCdMq0XDDR8A6p6uFO0$2 | Color | 33 | Pipe Types:Mechanical Pipe:554197 |  | InstallationDate | 54636 | WarrantyGuarantorLabor |  |  |  | Features | TagNumber |  | BarCode | Hydronic Supply |  |  | Constituents |  |  | SerialNumber | WarrantyStartDate | AssetIdentifier |  | 0.088650 | 248 | ReplacementCost |  |  | Finish | Grade | Carbon Steel | ModelReference | NominalHeight | NominalLength | NominalWidth | ProductionYear | Shape | SustainabilityPerformance | WarrantyDescription | WarrantyDurationLabor | WarrantyDurationParts | ModelLabel | Manufacturer | [22 empty] | 0.006738 | [47 empty] | 0.082021 | [8 empty] | M_Tee - Generic: Tee - Generic | Level 2 | 0.000000 | 0.087417 | 3.175328 | 0.000000 | 0.000000 | 1.912001 | 0.000000 | 0 | 0.000000 | 0.088650 | 0.000000 | 0.000000 | 33 | 0.000529 | 0.109583 | 0 | 0 | 0.088650 | 0.000000 | 0.045720 | Threaded | M_Cross - Generic: Cross - Generic | Schedule 40 | Pipes for General Use | 23-60 30 11 11 | M_Elbow - Generic: Elbow - Generic | 1 | M_Transition - Generic: Transition - Generic | M_Coupling - Generic: Coupling - Generic
54822 | Level 2 | ExpectedLife |  | 554437 | New Construction | AccessibilityPerformance | WarrantyGuarantorParts |  | FIXED | Unit A Hydronic Supply In | CodePerformance | 310502 |  |  |  | 54685 | 0.000000 | 54821 | Reference | Pipe Types:Mechanical Pipe | 25 mm | 54857,54859,54861,54863,54865,54867,310609,311093,311094,311095,311096 | 00prB3yifE$u8WoFy$oURN | Color | 33 | Pipe Types:Mechanical Pipe:554437 |  | InstallationDate | 54822 | WarrantyGuarantorLabor |  |  |  | Features | TagNumber |  | BarCode | Hydronic Supply |  |  | Constituents |  |  | SerialNumber | WarrantyStartDate | AssetIdentifier |  | 0.095200 | 249 | ReplacementCost |  |  | Finish | Grade | Carbon Steel | ModelReference | NominalHeight | NominalLength | NominalWidth | ProductionYear | Shape | SustainabilityPerformance | WarrantyDescription | WarrantyDurationLabor | WarrantyDurationParts | ModelLabel | Manufacturer | [22 empty] | 0.017584 | [47 empty] | 0.082021 | [8 empty] | M_Tee - Generic: Tee - Generic | Level 2 | 0.000000 | 0.087417 | 3.181878 | 0.508884 | 440275.879298 | 1.912001 | 403149.362242 | 2 | 0.346273 | 0.095200 | 84.789237 | 23258.342989 | 4 | 0.001381 | 0.109583 | 0 | 0 | 0.095200 | 0.000000 | 0.045720 | Threaded | M_Cross - Generic: Cross - Generic | Schedule 40 | Pipes for General Use | 23-60 30 11 11 | M_Elbow - Generic: Elbow - Generic | 1 | M_Transition - Generic: Transition - Generic | M_Coupling - Generic: Coupling - Generic
55009 | Level 2 | ExpectedLife |  | 554580 | New Construction | AccessibilityPerformance | WarrantyGuarantorParts |  | FIXED | Unit A Hydronic Supply In | CodePerformance | 310502 |  |  |  | 54872 | 0.000000 | 55008 | Reference | Pipe Types:Mechanical Pipe | 25 mm | 55044,55046,55048,55050,55052,55054,310610,311093,311094,311095,311096 | 2Oggvo5dj9Mh8Lx$RM6t_p | Color | 33 | Pipe Types:Mechanical Pipe:554580 |  | InstallationDate | 55009 | WarrantyGuarantorLabor |  |  |  | Features | TagNumber |  | BarCode | Hydronic Supply |  |  | Constituents |  |  | SerialNumber | WarrantyStartDate | AssetIdentifier |  | 0.096368 | 250 | ReplacementCost |  |  | Finish | Grade | Carbon Steel | ModelReference | NominalHeight | NominalLength | NominalWidth | ProductionYear | Shape | SustainabilityPerformance | WarrantyDescription | WarrantyDurationLabor | WarrantyDurationParts | ModelLabel | Manufacturer | [22 empty] | 0.012842 | [47 empty] | 0.082021 | [8 empty] | M_Tee - Generic: Tee - Generic | Level 2 | 0.000000 | 0.087417 | 3.183046 | 0.508884 | 440275.879298 | 1.912001 | 403149.362242 | 2 | 0.346273 | 0.096368 | 84.789237 | 16985.643080 | 6 | 0.001009 | 0.109583 | 0 | 0 | 0.096368 | 0.000000 | 0.045720 | Threaded | M_Cross - Generic: Cross - Generic | Schedule 40 | Pipes for General Use | 23-60 30 11 11 | M_Elbow - Generic: Elbow - Generic | 1 | M_Transition - Generic: Transition - Generic | M_Coupling - Generic: Coupling - Generic
56004 | Level 2 | ExpectedLife |  | 557526 | New Construction | AccessibilityPerformance | WarrantyGuarantorParts |  | FIXED | Unit B Hydronic Supply In | CodePerformance | 310502 |  |  |  | 55867 | 0.000000 | 56003 | Reference | Pipe Types:Mechanical Pipe | 25 mm | 56038,56040,56042,56044,56046,56048,310614,311093,311094,311095,311096 | 3I67m5tBb4_eTkiIIv3WpS | Color | 33 | Pipe Types:Mechanical Pipe:557526 |  | InstallationDate | 56004 | WarrantyGuarantorLabor |  |  |  | Features | TagNumber |  | BarCode | Hydronic Supply |  |  | Constituents |  |  | SerialNumber | WarrantyStartDate | AssetIdentifier |  | -0.441249 | 289 | ReplacementCost |  |  | Finish | Grade | Carbon Steel | ModelReference | NominalHeight | NominalLength | NominalWidth | ProductionYear | Shape | SustainabilityPerformance | WarrantyDescription | WarrantyDurationLabor | WarrantyDurationParts | ModelLabel | Manufacturer | [22 empty] | 0.678725 | [47 empty] | 0.082021 | [8 empty] | M_Tee - Generic: Tee - Generic | Level 2 | 0.000000 | 0.087417 | 2.645428 | 0.000000 | 0.000000 | 1.912001 | 0.000000 | 0 | 0.000000 | -0.441249 | 0.000000 | 0.000000 | 26 | 0.053307 | 0.109583 | 0 | 0 | -0.441249 | 0.000000 | 0.045720 | Threaded | M_Cross - Generic: Cross - Generic | Schedule 40 | Pipes for General Use | 23-60 30 11 11 | M_Elbow - Generic: Elbow - Generic | 1 | M_Transition - Generic: Transition - Generic | M_Coupling - Generic: Coupling - Generic
56190 | Level 2 | ExpectedLife |  | 557527 | New Construction | AccessibilityPerformance | WarrantyGuarantorParts |  | FIXED | Unit B Hydronic Supply In | CodePerformance | 310502 |  |  |  | 56053 | 0.000000 | 56189 | Reference | Pipe Types:Mechanical Pipe | 25 mm | 56225,56227,56229,56231,56233,56235,310615,311093,311094,311095,311096 | 030QVxOLj4aBLvuEjJ7Zln | Color | 33 | Pipe Types:Mechanical Pipe:557527 |  | InstallationDate | 56190 | WarrantyGuarantorLabor |  |  |  | Features | TagNumber |  | BarCode | Hydronic Supply |  |  | Constituents |  |  | SerialNumber | WarrantyStartDate | AssetIdentifier |  | -0.441249 | 290 | ReplacementCost |  |  | Finish | Grade | Carbon Steel | ModelReference | NominalHeight | NominalLength | NominalWidth | ProductionYear | Shape | SustainabilityPerformance | WarrantyDescription | WarrantyDurationLabor | WarrantyDurationParts | ModelLabel | Manufacturer | [22 empty] | 1.797883 | [47 empty] | 0.082021 | [8 empty] | M_Tee - Generic: Tee - Generic | Level 2 | 0.000000 | 0.087417 | 2.645428 | 0.508884 | 440275.879298 | 1.912001 | 403149.362242 | 2 | 0.346273 | -0.441249 | 84.789237 | 2378003.731534 | 10 | 0.141205 | 0.109583 | 0 | 0 | -0.441249 | 0.000000 | 0.045720 | Threaded | M_Cross - Generic: Cross - Generic | Schedule 40 | Pipes for General Use | 23-60 30 11 11 | M_Elbow - Generic: Elbow - Generic | 1 | M_Transition - Generic: Transition - Generic | M_Coupling - Generic: Coupling - Generic
56377 | Level 2 | ExpectedLife |  | 557528 | New Construction | AccessibilityPerformance | WarrantyGuarantorParts |  | FIXED | Unit B Hydronic Supply In | CodePerformance | 310502 |  |  |  | 56240 | 0.000000 | 56376 | Reference | Pipe Types:Mechanical Pipe | 25 mm | 56412,56414,56416,56418,56420,56422,310616,311093,311094,311095,311096 | 10lCgO_ZrAU9GUM32N0h5A | Color | 33 | Pipe Types:Mechanical Pipe:557528 |  | InstallationDate | 56377 | WarrantyGuarantorLabor |  |  |  | Features | TagNumber |  | BarCode | Hydronic Supply |  |  | Constituents |  |  | SerialNumber | WarrantyStartDate | AssetIdentifier |  | -0.441249 | 291 | ReplacementCost |  |  | Finish | Grade | Carbon Steel | ModelReference | NominalHeight | NominalLength | NominalWidth | ProductionYear | Shape | SustainabilityPerformance | WarrantyDescription | WarrantyDurationLabor | WarrantyDurationParts | ModelLabel | Manufacturer | [22 empty] | 0.136058 | [47 empty] | 0.082021 | [8 empty] | M_Tee - Generic: Tee - Generic | Level 2 | 0.000000 | 0.087417 | 2.645428 | 0.508884 | 440275.879298 | 1.912001 | 403149.362242 | 2 | 0.346273 | -0.441249 | 84.789237 | 179959.637444 | 10 | 0.010686 | 0.109583 | 0 | 0 | -0.441249 | 0.000000 | 0.045720 | Threaded | M_Cross - Generic: Cross - Generic | Schedule 40 | Pipes for General Use | 23-60 30 11 11 | M_Elbow - Generic: Elbow - Generic | 1 | M_Transition - Generic: Transition - Generic | M_Coupling - Generic: Coupling - Generic
56750 | Level 2 | ExpectedLife |  | 557534 | New Construction | AccessibilityPerformance | WarrantyGuarantorParts |  | FIXED | Unit B Mechanical Exhaust Air | CodePerformance | 310502 |  |  |  | 56613 | 0.000000 | 56749 | Reference | Round Duct:Taps | 250 | 56826,56828,56830,56832,56834,56836,56838,310618,311074,311075,311076,311077 | 2cBXEHhbv7WxAj1MwZ5Ik2 | Color | 33 | Round Duct:Taps:557534 |  | InstallationDate | 56750 | WarrantyGuarantorLabor |  |  |  | Features | TagNumber |  | BarCode | Exhaust Air |  |  | Constituents |  |  | SerialNumber | WarrantyStartDate | AssetIdentifier |  | 1.213000 | 5 | ReplacementCost |  |  | Finish | Grade | Material | ModelReference | NominalHeight | NominalLength | NominalWidth | ProductionYear | Shape | SustainabilityPerformance | WarrantyDescription | WarrantyDurationLabor | WarrantyDurationParts | ModelLabel | Manufacturer | [22 empty] | 2.145000 | [47 empty] | 0.820210 | 0.000000 | [7 empty] | M_Round Tee: Standard | Level 2 | 0.000000 |  |  | 0.000000 |  |  | 0.000000 |  |  | 3.358000 | 0.000000 | 0.000000 | 1 | 1.684679 |  | 0 | 0 | 1.213000 |  | 0.000000 |  | M_Round Cross: Standard |  | Metal Ducts | 23-75 70 14 31 | M_Round Elbow: 1.5 D | 0 | M_Round Transition - Angle: 45 Degree | M_Round Union: Standard | [7 empty] | 3.358000 | 1.213000 |  |  | M_Round Takeoff: Standard | 0.000000 | F | 0.000000 | 0.820210 | 0.000000 | M_Rectangular to Round Transition - Angle: 45 Degree | M_Oval to Round Transition - Length: Standard
57080 | Level 2 | ExpectedLife |  | 557550 | New Construction | AccessibilityPerformance | WarrantyGuarantorParts |  | FIXED | Unit B Hydronic Supply In | CodePerformance | 310502 |  |  |  | 56943 | 0.000000 | 57079 | Reference | Pipe Types:Mechanical Pipe | 25 mm | 57114,57116,57118,57120,57122,57124,310619,311093,311094,311095,311096 | 2XLUWQjcT5TP2MvyGtLx_j | Color | 33 | Pipe Types:Mechanical Pipe:557550 |  | InstallationDate | 57080 | WarrantyGuarantorLabor |  |  |  | Features | TagNumber |  | BarCode | Hydronic Supply |  |  | Constituents |  |  | SerialNumber | WarrantyStartDate | AssetIdentifier |  | -0.441255 | 303 | ReplacementCost |  |  | Finish | Grade | Carbon Steel | ModelReference | NominalHeight | NominalLength | NominalWidth | ProductionYear | Shape | SustainabilityPerformance | WarrantyDescription | WarrantyDurationLabor | WarrantyDurationParts | ModelLabel | Manufacturer | [22 empty] | 6.293427 | [47 empty] | 0.082021 | [8 empty] | M_Tee - Generic: Tee - Generic | Level 2 | 0.000000 | 0.087417 | 2.645422 | 0.000000 | 0.000000 | 1.912001 | 0.000000 | 0 | 0.000000 | -0.441255 | 0.000000 | 0.000000 | 30 | 0.494285 | 0.109583 | 0 | 0 | -0.441255 | 0.000000 | 0.045720 | Threaded | M_Cross - Generic: Cross - Generic | Schedule 40 | Pipes for General Use | 23-60 30 11 11 | M_Elbow - Generic: Elbow - Generic | 1 | M_Transition - Generic: Transition - Generic | M_Coupling - Generic: Coupling - Generic
57326 | Level 2 | ExpectedLife |  | 557552 | New Construction | AccessibilityPerformance | WarrantyGuarantorParts |  | FIXED | Unit B Hydronic Supply In | CodePerformance | 310502 |  |  |  | 57177 | 0.000000 | 57325 | Reference | Pipe Types:Mechanical Pipe | 25 mm | 57360,57362,57364,57366,57368,57370,310620,311093,311094,311095,311096 | 3HFPIdLfvCXAet8_9zF6DF | Color | 33 | Pipe Types:Mechanical Pipe:557552 |  | InstallationDate | 57326 | WarrantyGuarantorLabor |  |  |  | Features | TagNumber |  | BarCode | Hydronic Supply |  |  | Constituents |  |  | SerialNumber | WarrantyStartDate | AssetIdentifier |  | -0.441245 | 304 | ReplacementCost |  |  | Finish | Grade | Carbon Steel | ModelReference | NominalHeight | NominalLength | NominalWidth | ProductionYear | Shape | SustainabilityPerformance | WarrantyDescription | WarrantyDurationLabor | WarrantyDurationParts | ModelLabel | Manufacturer | [22 empty] | 2.235222 | [47 empty] | 0.082021 | [8 empty] | M_Tee - Generic: Tee - Generic | Level 2 | 0.000000 | 0.087417 | 2.645432 | 0.000000 | 0.000000 | 1.912001 | 0.000000 | 0 | 0.000000 | -0.441240 | 0.000000 | 0.000000 | 45 | 0.175554 | 0.109583 | 0 | 0 | -0.441245 | 0.000000 | 0.045720 | Threaded | M_Cross - Generic: Cross - Generic | Schedule 40 | Pipes for General Use | 23-60 30 11 11 | M_Elbow - Generic: Elbow - Generic | 1 | M_Transition - Generic: Transition - Generic | M_Coupling - Generic: Coupling - Generic
57512 | Level 2 | ExpectedLife |  | 557553 | New Construction | AccessibilityPerformance | WarrantyGuarantorParts |  | FIXED | Unit B Hydronic Supply In | CodePerformance | 310502 |  |  |  | 57375 | 0.000000 | 57511 | Reference | Pipe Types:Mechanical Pipe | 25 mm | 57546,57548,57550,57552,57554,57556,310621,311093,311094,311095,311096 | 3zL8RCRFfExPh7HhsIIU83 | Color | 33 | Pipe Types:Mechanical Pipe:557553 |  | InstallationDate | 57512 | WarrantyGuarantorLabor |  |  |  | Features | TagNumber |  | BarCode | Hydronic Supply |  |  | Constituents |  |  | SerialNumber | WarrantyStartDate | AssetIdentifier |  | -0.441240 | 305 | ReplacementCost |  |  | Finish | Grade | Carbon Steel | ModelReference | NominalHeight | NominalLength | NominalWidth | ProductionYear | Shape | SustainabilityPerformance | WarrantyDescription | WarrantyDurationLabor | WarrantyDurationParts | ModelLabel | Manufacturer | [22 empty] | 4.376682 | [47 empty] | 0.082021 | [8 empty] | M_Tee - Generic: Tee - Generic | Level 2 | 0.000000 | 0.087417 | 2.645437 | 0.000000 | 0.000000 | 1.912001 | 0.000000 | 0 | 0.000000 | -0.441240 | 0.000000 | 0.000000 | 45 | 0.343744 | 0.109583 | 0 | 0 | -0.441240 | 0.000000 | 0.045720 | Threaded | M_Cross - Generic: Cross - Generic | Schedule 40 | Pipes for General Use | 23-60 30 11 11 | M_Elbow - Generic: Elbow - Generic | 1 | M_Transition - Generic: Transition - Generic | M_Coupling - Generic: Coupling - Generic
57746 | Level 2 | ExpectedLife |  | 557555 | New Construction | AccessibilityPerformance | WarrantyGuarantorParts |  | FIXED | Unit B Hydronic Supply In | CodePerformance | 310502 |  |  |  | 57609 | 0.000000 | 57745 | Reference | Pipe Types:Mechanical Pipe | 25 mm | 57780,57782,57784,57786,57788,57790,310622,311093,311094,311095,311096 | 2SoPeCb2D87xSg3et19Mx1 | Color | 33 | Pipe Types:Mechanical Pipe:557555 |  | InstallationDate | 57746 | WarrantyGuarantorLabor |  |  |  | Features | TagNumber |  | BarCode | Hydronic Supply |  |  | Constituents |  |  | SerialNumber | WarrantyStartDate | AssetIdentifier |  | -0.441240 | 306 | ReplacementCost |  |  | Finish | Grade | Carbon Steel | ModelReference | NominalHeight | NominalLength | NominalWidth | ProductionYear | Shape | SustainabilityPerformance | WarrantyDescription | WarrantyDurationLabor | WarrantyDurationParts | ModelLabel | Manufacturer | [22 empty] | 0.432472 | [47 empty] | 0.082021 | [8 empty] | M_Tee - Generic: Tee - Generic | Level 2 | 0.000000 | 0.087417 | 2.645437 | 0.000000 | 0.000000 | 1.912001 | 0.000000 | 0 | 0.000000 | -0.441240 | 0.000000 | 0.000000 | 34 | 0.033966 | 0.109583 | 0 | 0 | -0.441240 | 0.000000 | 0.045720 | Threaded | M_Cross - Generic: Cross - Generic | Schedule 40 | Pipes for General Use | 23-60 30 11 11 | M_Elbow - Generic: Elbow - Generic | 1 | M_Transition - Generic: Transition - Generic | M_Coupling - Generic: Coupling - Generic
57980 | Level 2 | ExpectedLife |  | 557557 | New Construction | AccessibilityPerformance | WarrantyGuarantorParts |  | FIXED | Unit B Hydronic Supply In | CodePerformance | 310502 |  |  |  | 57843 | 0.000000 | 57979 | Reference | Pipe Types:Mechanical Pipe | 25 mm | 58014,58016,58018,58020,58022,58024,310623,311093,311094,311095,311096 | 06CUoaeF1B6wv_rVmaqG6N | Color | 33 | Pipe Types:Mechanical Pipe:557557 |  | InstallationDate | 57980 | WarrantyGuarantorLabor |  |  |  | Features | TagNumber |  | BarCode | Hydronic Supply |  |  | Constituents |  |  | SerialNumber | WarrantyStartDate | AssetIdentifier |  | -0.441240 | 307 | ReplacementCost |  |  | Finish | Grade | Carbon Steel | ModelReference | NominalHeight | NominalLength | NominalWidth | ProductionYear | Shape | SustainabilityPerformance | WarrantyDescription | WarrantyDurationLabor | WarrantyDurationParts | ModelLabel | Manufacturer | [22 empty] | 0.638725 | [47 empty] | 0.082021 | [8 empty] | M_Tee - Generic: Tee - Generic | Level 2 | 0.000000 | 0.087417 | 2.645437 | 0.000000 | 0.000000 | 1.912001 | 0.000000 | 0 | 0.000000 | -0.441240 | 0.000000 | 0.000000 | 34 | 0.050165 | 0.109583 | 0 | 0 | -0.441240 | 0.000000 | 0.045720 | Threaded | M_Cross - Generic: Cross - Generic | Schedule 40 | Pipes for General Use | 23-60 30 11 11 | M_Elbow - Generic: Elbow - Generic | 1 | M_Transition - Generic: Transition - Generic | M_Coupling - Generic: Coupling - Generic
58232 | Level 2 | ExpectedLife |  | 557563 | New Construction | AccessibilityPerformance | WarrantyGuarantorParts |  | FIXED | Unit B Hydronic Supply In | CodePerformance | 310502 |  |  |  | 58077 | 0.000000 | 58231 | Reference | Pipe Types:Mechanical Pipe | 25 mm | 58265,58267,58269,58271,58273,58275,310624,311093,311094,311095,311096 | 0nUiP$svvDax3McTF43HGM | Color | 33 | Pipe Types:Mechanical Pipe:557563 |  | InstallationDate | 58232 | WarrantyGuarantorLabor |  |  |  | Features | TagNumber |  | BarCode | Hydronic Supply |  |  | Constituents |  |  | SerialNumber | WarrantyStartDate | AssetIdentifier |  | 0.074358 | 311 | ReplacementCost |  |  | Finish | Grade | Carbon Steel | ModelReference | NominalHeight | NominalLength | NominalWidth | ProductionYear | Shape | SustainabilityPerformance | WarrantyDescription | WarrantyDurationLabor | WarrantyDurationParts | ModelLabel | Manufacturer | [22 empty] | 0.494968 | [47 empty] | 0.082021 | [8 empty] | M_Tee - Generic: Tee - Generic | Level 2 | 0.000000 | 0.087417 | 2.679390 | 0.000000 | 0.000000 | 1.912001 | 0.000000 | 0 | 0.000000 | -0.420609 | 0.000000 | 0.000000 | 26 | 0.038875 | 0.109583 | 0 | 0 | 0.074358 |  | 0.045720 | Threaded | M_Cross - Generic: Cross - Generic | Schedule 40 | Pipes for General Use | 23-60 30 11 11 | M_Elbow - Generic: Elbow - Generic | 1 | M_Transition - Generic: Transition - Generic | M_Coupling - Generic: Coupling - Generic
58417 | Level 2 | ExpectedLife |  | 557564 | New Construction | AccessibilityPerformance | WarrantyGuarantorParts |  | FIXED | Unit B Hydronic Supply In | CodePerformance | 310502 |  |  |  | 58280 | 0.000000 | 58416 | Reference | Pipe Types:Mechanical Pipe | 25 mm | 58451,58453,58455,58457,58459,58461,310625,311093,311094,311095,311096 | 1D20BVAET2g9SqdmnMPjeD | Color | 33 | Pipe Types:Mechanical Pipe:557564 |  | InstallationDate | 58417 | WarrantyGuarantorLabor |  |  |  | Features | TagNumber |  | BarCode | Hydronic Supply |  |  | Constituents |  |  | SerialNumber | WarrantyStartDate | AssetIdentifier |  | -0.441246 | 312 | ReplacementCost |  |  | Finish | Grade | Carbon Steel | ModelReference | NominalHeight | NominalLength | NominalWidth | ProductionYear | Shape | SustainabilityPerformance | WarrantyDescription | WarrantyDurationLabor | WarrantyDurationParts | ModelLabel | Manufacturer | [22 empty] | 0.214804 | [47 empty] | 0.082021 | [8 empty] | M_Tee - Generic: Tee - Generic | Level 2 | 0.000000 | 0.087417 | 2.645429 | 0.000000 | 0.000000 | 1.912001 | 0.000000 | 0 | 0.000000 | -0.441249 | 0.000000 | 0.000000 | 26 | 0.016871 | 0.109583 | 0 | 0 | -0.441246 | 0.000000 | 0.045720 | Threaded | M_Cross - Generic: Cross - Generic | Schedule 40 | Pipes for General Use | 23-60 30 11 11 | M_Elbow - Generic: Elbow - Generic | 1 | M_Transition - Generic: Transition - Generic | M_Coupling - Generic: Coupling - Generic
58700 | Level 2 | ExpectedLife |  | 557567 | New Construction | AccessibilityPerformance | WarrantyGuarantorParts |  | FIXED | Unit B Hydronic Supply In | CodePerformance | 310502 |  |  |  | 58563 | 0.000000 | 58699 | Reference | Pipe Types:Mechanical Pipe | 25 mm | 58734,58736,58738,58740,58742,58744,310626,311093,311094,311095,311096 | 0riNFIYnD1fB_lVbFirz9d | Color | 33 | Pipe Types:Mechanical Pipe:557567 |  | InstallationDate | 58700 | WarrantyGuarantorLabor |  |  |  | Features | TagNumber |  | BarCode | Hydronic Supply |  |  | Constituents |  |  | SerialNumber | WarrantyStartDate | AssetIdentifier |  | -0.441249 | 313 | ReplacementCost |  |  | Finish | Grade | Carbon Steel | ModelReference | NominalHeight | NominalLength | NominalWidth | ProductionYear | Shape | SustainabilityPerformance | WarrantyDescription | WarrantyDurationLabor | WarrantyDurationParts | ModelLabel | Manufacturer | [22 empty] | 1.508419 | [47 empty] | 0.082021 | [8 empty] | M_Tee - Generic: Tee - Generic | Level 2 | 0.000000 | 0.087417 | 2.645428 | 0.000000 | 0.000000 | 1.912001 | 0.000000 | 0 | 0.000000 | -0.441249 | 0.000000 | 0.000000 | 26 | 0.118471 | 0.109583 | 0 | 0 | -0.441249 | 0.000000 | 0.045720 | Threaded | M_Cross - Generic: Cross - Generic | Schedule 40 | Pipes for General Use | 23-60 30 11 11 | M_Elbow - Generic: Elbow - Generic | 1 | M_Transition - Generic: Transition - Generic | M_Coupling - Generic: Coupling - Generic
58886 | Level 2 | ExpectedLife |  | 557568 | New Construction | AccessibilityPerformance | WarrantyGuarantorParts |  | FIXED | Unit B Hydronic Supply In | CodePerformance | 310502 |  |  |  | 58749 | 0.000000 | 58885 | Reference | Pipe Types:Mechanical Pipe | 25 mm | 58921,58923,58925,58927,58929,58931,310627,311093,311094,311095,311096 | 3BVrrghCL3oB6uRwRoDt28 | Color | 33 | Pipe Types:Mechanical Pipe:557568 |  | InstallationDate | 58886 | WarrantyGuarantorLabor |  |  |  | Features | TagNumber |  | BarCode | Hydronic Supply |  |  | Constituents |  |  | SerialNumber | WarrantyStartDate | AssetIdentifier |  | -0.441249 | 314 | ReplacementCost |  |  | Finish | Grade | Carbon Steel | ModelReference | NominalHeight | NominalLength | NominalWidth | ProductionYear | Shape | SustainabilityPerformance | WarrantyDescription | WarrantyDurationLabor | WarrantyDurationParts | ModelLabel | Manufacturer | [22 empty] | 0.071740 | [47 empty] | 0.082021 | [8 empty] | M_Tee - Generic: Tee - Generic | Level 2 | 0.000000 | 0.087417 | 2.645428 | 0.508884 | 440275.879298 | 1.912001 | 403149.362242 | 2 | 0.346273 | -0.441249 | 84.789237 | 94888.457491 | 12 | 0.005634 | 0.109583 | 0 | 0 | -0.441249 | 0.000000 | 0.045720 | Threaded | M_Cross - Generic: Cross - Generic | Schedule 40 | Pipes for General Use | 23-60 30 11 11 | M_Elbow - Generic: Elbow - Generic | 1 | M_Transition - Generic: Transition - Generic | M_Coupling - Generic: Coupling - Generic
59073 | Level 2 | ExpectedLife |  | 557569 | New Construction | AccessibilityPerformance | WarrantyGuarantorParts |  | FIXED | Unit B Hydronic Supply In | CodePerformance | 310502 |  |  |  | 58936 | 0.000000 | 59072 | Reference | Pipe Types:Mechanical Pipe | 25 mm | 59108,59110,59112,59114,59116,59118,310628,311093,311094,311095,311096 | 2gXbQL2afEI966_gTAbR91 | Color | 33 | Pipe Types:Mechanical Pipe:557569 |  | InstallationDate | 59073 | WarrantyGuarantorLabor |  |  |  | Features | TagNumber |  | BarCode | Hydronic Supply |  |  | Constituents |  |  | SerialNumber | WarrantyStartDate | AssetIdentifier |  | 0.095200 | 315 | ReplacementCost |  |  | Finish | Grade | Carbon Steel | ModelReference | NominalHeight | NominalLength | NominalWidth | ProductionYear | Shape | SustainabilityPerformance | WarrantyDescription | WarrantyDurationLabor | WarrantyDurationParts | ModelLabel | Manufacturer | [22 empty] | 0.036796 | [47 empty] | 0.082021 | [8 empty] | M_Tee - Generic: Tee - Generic | Level 2 | 0.000000 | 0.087417 | 3.181878 | 0.508884 | 440275.879298 | 1.912001 | 403149.362242 | 2 | 0.346273 | 0.095200 | 84.789237 | 48668.968655 | 12 | 0.002890 | 0.109583 | 0 | 0 | 0.095200 | 0.000000 | 0.045720 | Threaded | M_Cross - Generic: Cross - Generic | Schedule 40 | Pipes for General Use | 23-60 30 11 11 | M_Elbow - Generic: Elbow - Generic | 1 | M_Transition - Generic: Transition - Generic | M_Coupling - Generic: Coupling - Generic
59260 | Level 2 | ExpectedLife |  | 557570 | New Construction | AccessibilityPerformance | WarrantyGuarantorParts |  | FIXED | Unit B Hydronic Supply In | CodePerformance | 310502 |  |  |  | 59123 | 0.000000 | 59259 | Reference | Pipe Types:Mechanical Pipe | 25 mm | 59294,59296,59298,59300,59302,59304,310629,311093,311094,311095,311096 | 26PM7OANDAXwg24TtV3Ff1 | Color | 33 | Pipe Types:Mechanical Pipe:557570 |  | InstallationDate | 59260 | WarrantyGuarantorLabor |  |  |  | Features | TagNumber |  | BarCode | Hydronic Supply |  |  | Constituents |  |  | SerialNumber | WarrantyStartDate | AssetIdentifier |  | -0.420612 | 316 | ReplacementCost |  |  | Finish | Grade | Carbon Steel | ModelReference | NominalHeight | NominalLength | NominalWidth | ProductionYear | Shape | SustainabilityPerformance | WarrantyDescription | WarrantyDurationLabor | WarrantyDurationParts | ModelLabel | Manufacturer | [22 empty] | 0.495174 | [47 empty] | 0.082021 | [8 empty] | M_Tee - Generic: Tee - Generic | Level 2 | 0.000000 | 0.087417 | 2.679388 | 0.508884 | 440275.879298 | 1.912001 | 403149.362242 | 2 | 0.346273 | 0.074563 | 84.789237 | 654951.356307 | 12 | 0.038891 | 0.109583 | 0 | 0 | -0.420612 |  | 0.045720 | Threaded | M_Cross - Generic: Cross - Generic | Schedule 40 | Pipes for General Use | 23-60 30 11 11 | M_Elbow - Generic: Elbow - Generic | 1 | M_Transition - Generic: Transition - Generic | M_Coupling - Generic: Coupling - Generic
59446 | Level 2 | ExpectedLife |  | 557571 | New Construction | AccessibilityPerformance | WarrantyGuarantorParts |  | FIXED | Unit B Hydronic Supply In | CodePerformance | 310502 |  |  |  | 59309 | 0.000000 | 59445 | Reference | Pipe Types:Mechanical Pipe | 25 mm | 59480,59482,59484,59486,59488,59490,310630,311093,311094,311095,311096 | 3u9e_sIhj5883FEdG7hbex | Color | 33 | Pipe Types:Mechanical Pipe:557571 |  | InstallationDate | 59446 | WarrantyGuarantorLabor |  |  |  | Features | TagNumber |  | BarCode | Hydronic Supply |  |  | Constituents |  |  | SerialNumber | WarrantyStartDate | AssetIdentifier |  | -0.441249 | 317 | ReplacementCost |  |  | Finish | Grade | Carbon Steel | ModelReference | NominalHeight | NominalLength | NominalWidth | ProductionYear | Shape | SustainabilityPerformance | WarrantyDescription | WarrantyDurationLabor | WarrantyDurationParts | ModelLabel | Manufacturer | [22 empty] | 0.042368 | [47 empty] | 0.082021 | [8 empty] | M_Tee - Generic: Tee - Generic | Level 2 | 0.000000 | 0.087417 | 2.645428 | 0.000000 | 0.000000 | 1.912001 | 0.000000 | 0 | 0.000000 | -0.441249 | 0.000000 | 0.000000 | 27 | 0.003328 | 0.109583 | 0 | 0 | -0.441249 | 0.000000 | 0.045720 | Threaded | M_Cross - Generic: Cross - Generic | Schedule 40 | Pipes for General Use | 23-60 30 11 11 | M_Elbow - Generic: Elbow - Generic | 1 | M_Transition - Generic: Transition - Generic | M_Coupling - Generic: Coupling - Generic
59729 | Level 2 | ExpectedLife |  | 557574 | New Construction | AccessibilityPerformance | WarrantyGuarantorParts |  | FIXED | Unit B Hydronic Supply In | CodePerformance | 310502 |  |  |  | 59592 | 0.000000 | 59728 | Reference | Pipe Types:Mechanical Pipe | 25 mm | 59763,59765,59767,59769,59771,59773,310631,311093,311094,311095,311096 | 3LWmRznCL9FxG4pMSxiTQR | Color | 33 | Pipe Types:Mechanical Pipe:557574 |  | InstallationDate | 59729 | WarrantyGuarantorLabor |  |  |  | Features | TagNumber |  | BarCode | Hydronic Supply |  |  | Constituents |  |  | SerialNumber | WarrantyStartDate | AssetIdentifier |  | -0.441249 | 318 | ReplacementCost |  |  | Finish | Grade | Carbon Steel | ModelReference | NominalHeight | NominalLength | NominalWidth | ProductionYear | Shape | SustainabilityPerformance | WarrantyDescription | WarrantyDurationLabor | WarrantyDurationParts | ModelLabel | Manufacturer | [22 empty] | 0.123358 | [47 empty] | 0.082021 | [8 empty] | M_Tee - Generic: Tee - Generic | Level 2 | 0.000000 | 0.087417 | 2.645428 | 0.000000 | 0.000000 | 1.912001 | 0.000000 | 0 | 0.000000 | -0.441249 | 0.000000 | 0.000000 | 11 | 0.009689 | 0.109583 | 0 | 0 | -0.441249 | 0.000000 | 0.045720 | Threaded | M_Cross - Generic: Cross - Generic | Schedule 40 | Pipes for General Use | 23-60 30 11 11 | M_Elbow - Generic: Elbow - Generic | 1 | M_Transition - Generic: Transition - Generic | M_Coupling - Generic: Coupling - Generic
59915 | Level 2 | ExpectedLife |  | 557576 | New Construction | AccessibilityPerformance | WarrantyGuarantorParts |  | FIXED | Unit B Hydronic Supply In | CodePerformance | 310502 |  |  |  | 59778 | 0.000000 | 59914 | Reference | Pipe Types:Mechanical Pipe | 25 mm | 59950,59952,59954,59956,59958,59960,310632,311093,311094,311095,311096 | 2irfcYB8z5ffc0_CnerY91 | Color | 33 | Pipe Types:Mechanical Pipe:557576 |  | InstallationDate | 59915 | WarrantyGuarantorLabor |  |  |  | Features | TagNumber |  | BarCode | Hydronic Supply |  |  | Constituents |  |  | SerialNumber | WarrantyStartDate | AssetIdentifier |  | 0.096368 | 320 | ReplacementCost |  |  | Finish | Grade | Carbon Steel | ModelReference | NominalHeight | NominalLength | NominalWidth | ProductionYear | Shape | SustainabilityPerformance | WarrantyDescription | WarrantyDurationLabor | WarrantyDurationParts | ModelLabel | Manufacturer | [22 empty] | 0.048718 | [47 empty] | 0.082021 | [8 empty] | M_Tee - Generic: Tee - Generic | Level 2 | 0.000000 | 0.087417 | 3.183046 | 0.508884 | 440275.879298 | 1.912001 | 403149.362242 | 2 | 0.346273 | 0.096368 | 84.789237 | 64437.809360 | 6 | 0.003826 | 0.109583 | 0 | 0 | 0.096368 | 0.000000 | 0.045720 | Threaded | M_Cross - Generic: Cross - Generic | Schedule 40 | Pipes for General Use | 23-60 30 11 11 | M_Elbow - Generic: Elbow - Generic | 1 | M_Transition - Generic: Transition - Generic | M_Coupling - Generic: Coupling - Generic
60156 | Level 2 | ExpectedLife |  | 557586 | New Construction | AccessibilityPerformance | WarrantyGuarantorParts |  | FIXED | Unit B Hydronic Supply In | CodePerformance | 310502 |  |  |  | 59965 | 0.000000 | 60155 | Reference | Pipe Types:Mechanical Pipe | 25 mm | 60191,60193,60195,60197,60199,60201,310633,311093,311094,311095,311096 | 1xtfyUl7TDzuHsgAvJTR2z | Color | 33 | Pipe Types:Mechanical Pipe:557586 |  | InstallationDate | 60156 | WarrantyGuarantorLabor |  |  |  | Features | TagNumber |  | BarCode | Hydronic Supply |  |  | Constituents |  |  | SerialNumber | WarrantyStartDate | AssetIdentifier |  | 0.076200 | 327 | ReplacementCost |  |  | Finish | Grade | Carbon Steel | ModelReference | NominalHeight | NominalLength | NominalWidth | ProductionYear | Shape | SustainabilityPerformance | WarrantyDescription | WarrantyDurationLabor | WarrantyDurationParts | ModelLabel | Manufacturer | [22 empty] | 0.039143 | [47 empty] | 0.082021 | [8 empty] | M_Tee - Generic: Tee - Generic | Level 2 | 0.000000 | 0.087417 | 3.162878 | 0.508884 | 440275.879298 | 1.912001 | 403149.362242 | 2 | 0.346273 | 0.076200 | 84.789237 | 51772.971280 | 5 | 0.003074 | 0.109583 | 0 | 0 | 0.076200 | 0.000000 | 0.045720 | Threaded | M_Cross - Generic: Cross - Generic | Schedule 40 | Pipes for General Use | 23-60 30 11 11 | M_Elbow - Generic: Elbow - Generic | 1 | M_Transition - Generic: Transition - Generic | M_Coupling - Generic: Coupling - Generic
60379 | Level 2 | ExpectedLife |  | 557587 | New Construction | AccessibilityPerformance | WarrantyGuarantorParts |  | FIXED | Unit B Hydronic Supply In | CodePerformance | 310502 |  |  |  | 60206 | 0.000000 | 60378 | Reference | Pipe Types:Mechanical Pipe | 25 mm | 60413,60415,60417,60419,60421,60423,310634,311093,311094,311095,311096 | 2dZMkVj3LEauhoD2ZJQVkK | Color | 33 | Pipe Types:Mechanical Pipe:557587 |  | InstallationDate | 60379 | WarrantyGuarantorLabor |  |  |  | Features | TagNumber |  | BarCode | Hydronic Supply |  |  | Constituents |  |  | SerialNumber | WarrantyStartDate | AssetIdentifier |  | -0.420670 | 328 | ReplacementCost |  |  | Finish | Grade | Carbon Steel | ModelReference | NominalHeight | NominalLength | NominalWidth | ProductionYear | Shape | SustainabilityPerformance | WarrantyDescription | WarrantyDurationLabor | WarrantyDurationParts | ModelLabel | Manufacturer | [22 empty] | 0.476233 | [47 empty] | 0.082021 | [8 empty] | M_Tee - Generic: Tee - Generic | Level 2 | 0.000000 | 0.087417 | 2.679330 | 0.508884 | 440275.879298 | 1.912001 | 403149.362242 | 2 | 0.346273 | 0.055562 | 84.789237 | 629897.768210 | 5 | 0.037403 | 0.109583 | 0 | 0 | -0.420670 |  | 0.045720 | Threaded | M_Cross - Generic: Cross - Generic | Schedule 40 | Pipes for General Use | 23-60 30 11 11 | M_Elbow - Generic: Elbow - Generic | 1 | M_Transition - Generic: Transition - Generic | M_Coupling - Generic: Coupling - Generic
60616 | Level 2 | ExpectedLife |  | 557590 | New Construction | AccessibilityPerformance | WarrantyGuarantorParts |  | FIXED | Unit B Hydronic Supply In | CodePerformance | 310502 |  |  |  | 60428 | 0.000000 | 60615 | Reference | Pipe Types:Mechanical Pipe | 25 mm | 60650,60652,60654,60656,60658,60660,310635,311093,311094,311095,311096 | 2_y20Tjd1Epu$NEFGGH1gW | Color | 33 | Pipe Types:Mechanical Pipe:557590 |  | InstallationDate | 60616 | WarrantyGuarantorLabor |  |  |  | Features | TagNumber |  | BarCode | Hydronic Supply |  |  | Constituents |  |  | SerialNumber | WarrantyStartDate | AssetIdentifier |  | -2.984163 | 330 | ReplacementCost |  |  | Finish | Grade | Carbon Steel | ModelReference | NominalHeight | NominalLength | NominalWidth | ProductionYear | Shape | SustainabilityPerformance | WarrantyDescription | WarrantyDurationLabor | WarrantyDurationParts | ModelLabel | Manufacturer | [22 empty] | 2.515926 | [47 empty] | 0.082021 | [8 empty] | M_Tee - Generic: Tee - Generic | Level 2 | 0.000000 | 0.087417 | 0.115837 | 0.508884 | 440275.879298 | 1.912001 | 403149.362242 | 2 | 0.346273 | -0.468237 | 84.789237 | 3327735.574052 | 13 | 0.197600 | 0.109583 | 0 | 0 | -2.984163 |  | 0.045720 | Threaded | M_Cross - Generic: Cross - Generic | Schedule 40 | Pipes for General Use | 23-60 30 11 11 | M_Elbow - Generic: Elbow - Generic | 1 | M_Transition - Generic: Transition - Generic | M_Coupling - Generic: Coupling - Generic
61353 | Level 2 | ExpectedLife |  | 557599 | New Construction | AccessibilityPerformance | WarrantyGuarantorParts |  | FIXED | Unit B Hydronic Supply In | CodePerformance | 310502 |  |  |  | 61168 | 0.000000 | 61352 | Reference | Pipe Types:Mechanical Pipe | 25 mm | 61387,61389,61391,61393,61395,61397,310638,311093,311094,311095,311096 | 214kk$_0PEUvVStO70oaMy | Color | 33 | Pipe Types:Mechanical Pipe:557599 |  | InstallationDate | 61353 | WarrantyGuarantorLabor |  |  |  | Features | TagNumber |  | BarCode | Hydronic Supply |  |  | Constituents |  |  | SerialNumber | WarrantyStartDate | AssetIdentifier |  | -0.441250 | 336 | ReplacementCost |  |  | Finish | Grade | Carbon Steel | ModelReference | NominalHeight | NominalLength | NominalWidth | ProductionYear | Shape | SustainabilityPerformance | WarrantyDescription | WarrantyDurationLabor | WarrantyDurationParts | ModelLabel | Manufacturer | [22 empty] | 1.124607 | [47 empty] | 0.082021 | [8 empty] | M_Tee - Generic: Tee - Generic | Level 2 | 0.000000 | 0.087417 | 2.645422 | 0.000000 | 0.000000 | 1.912001 | 0.000000 | 0 | 0.000000 | -0.441255 | 0.000000 | 0.000000 | 29 | 0.088326 | 0.109583 | 0 | 0 | -0.441250 | 0.000000 | 0.045720 | Threaded | M_Cross - Generic: Cross - Generic | Schedule 40 | Pipes for General Use | 23-60 30 11 11 | M_Elbow - Generic: Elbow - Generic | 1 | M_Transition - Generic: Transition - Generic | M_Coupling - Generic: Coupling - Generic
61811 | Level 2 | ExpectedLife |  | 557603 | New Construction | AccessibilityPerformance | WarrantyGuarantorParts |  | FIXED | Unit B Hydronic Supply In | CodePerformance | 310502 |  |  |  | 61662 | 0.000000 | 61810 | Reference | Pipe Types:Mechanical Pipe | 25 mm | 61845,61847,61849,61851,61853,61855,310640,311093,311094,311095,311096 | 27slASTjv7TuQWj9HTpun$ | Color | 33 | Pipe Types:Mechanical Pipe:557603 |  | InstallationDate | 61811 | WarrantyGuarantorLabor |  |  |  | Features | TagNumber |  | BarCode | Hydronic Supply |  |  | Constituents |  |  | SerialNumber | WarrantyStartDate | AssetIdentifier |  | -0.441255 | 339 | ReplacementCost |  |  | Finish | Grade | Carbon Steel | ModelReference | NominalHeight | NominalLength | NominalWidth | ProductionYear | Shape | SustainabilityPerformance | WarrantyDescription | WarrantyDurationLabor | WarrantyDurationParts | ModelLabel | Manufacturer | [22 empty] | 2.529762 | [47 empty] | 0.082021 | [8 empty] | M_Tee - Generic: Tee - Generic | Level 2 | 0.000000 | 0.087417 | 2.645422 | 0.000000 | 0.000000 | 1.912001 | 0.000000 | 0 | 0.000000 | -0.441250 | 0.000000 | 0.000000 | 30 | 0.198687 | 0.109583 | 0 | 0 | -0.441255 | 0.000000 | 0.045720 | Threaded | M_Cross - Generic: Cross - Generic | Schedule 40 | Pipes for General Use | 23-60 30 11 11 | M_Elbow - Generic: Elbow - Generic | 1 | M_Transition - Generic: Transition - Generic | M_Coupling - Generic: Coupling - Generic
62742 | Level 2 | ExpectedLife |  | 557612 | New Construction | AccessibilityPerformance | WarrantyGuarantorParts |  | FIXED | Unit B Hydronic Supply In | CodePerformance | 310502 |  |  |  | 62605 | 0.000000 | 62741 | Reference | Pipe Types:Mechanical Pipe | 25 mm | 62777,62779,62781,62783,62785,62787,310645,311093,311094,311095,311096 | 3T5Rd$BhX5YQB2DUuD6Yfm | Color | 33 | Pipe Types:Mechanical Pipe:557612 |  | InstallationDate | 62742 | WarrantyGuarantorLabor |  |  |  | Features | TagNumber |  | BarCode | Hydronic Supply |  |  | Constituents |  |  | SerialNumber | WarrantyStartDate | AssetIdentifier |  | -0.441240 | 347 | ReplacementCost |  |  | Finish | Grade | Carbon Steel | ModelReference | NominalHeight | NominalLength | NominalWidth | ProductionYear | Shape | SustainabilityPerformance | WarrantyDescription | WarrantyDurationLabor | WarrantyDurationParts | ModelLabel | Manufacturer | [22 empty] | 1.323151 | [47 empty] | 0.082021 | [8 empty] | M_Tee - Generic: Tee - Generic | Level 2 | 0.000000 | 0.087417 | 2.645437 | 0.508884 | 440275.879298 | 1.912001 | 403149.362242 | 2 | 0.346273 | -0.441240 | 84.789237 | 1750090.671476 | 16 | 0.103920 | 0.109583 | 0 | 0 | -0.441240 | 0.000000 | 0.045720 | Threaded | M_Cross - Generic: Cross - Generic | Schedule 40 | Pipes for General Use | 23-60 30 11 11 | M_Elbow - Generic: Elbow - Generic | 1 | M_Transition - Generic: Transition - Generic | M_Coupling - Generic: Coupling - Generic
62978 | Level 2 | ExpectedLife |  | 557614 | New Construction | AccessibilityPerformance | WarrantyGuarantorParts |  | FIXED | Unit B Hydronic Supply In | CodePerformance | 310502 |  |  |  | 62841 | 0.000000 | 62977 | Reference | Pipe Types:Mechanical Pipe | 25 mm | 63012,63014,63016,63018,63020,63022,310646,311093,311094,311095,311096 | 0XZwkvjjz3183yhicqoMA8 | Color | 33 | Pipe Types:Mechanical Pipe:557614 |  | InstallationDate | 62978 | WarrantyGuarantorLabor |  |  |  | Features | TagNumber |  | BarCode | Hydronic Supply |  |  | Constituents |  |  | SerialNumber | WarrantyStartDate | AssetIdentifier |  | -0.441240 | 348 | ReplacementCost |  |  | Finish | Grade | Carbon Steel | ModelReference | NominalHeight | NominalLength | NominalWidth | ProductionYear | Shape | SustainabilityPerformance | WarrantyDescription | WarrantyDurationLabor | WarrantyDurationParts | ModelLabel | Manufacturer | [22 empty] | 0.923136 | [47 empty] | 0.082021 | [8 empty] | M_Tee - Generic: Tee - Generic | Level 2 | 0.000000 | 0.087417 | 2.645437 | 0.000000 | 0.000000 | 1.912001 | 0.000000 | 0 | 0.000000 | -0.441240 | 0.000000 | 0.000000 | 33 | 0.072503 | 0.109583 | 0 | 0 | -0.441240 | 0.000000 | 0.045720 | Threaded | M_Cross - Generic: Cross - Generic | Schedule 40 | Pipes for General Use | 23-60 30 11 11 | M_Elbow - Generic: Elbow - Generic | 1 | M_Transition - Generic: Transition - Generic | M_Coupling - Generic: Coupling - Generic
63164 | Level 2 | ExpectedLife |  | 557615 | New Construction | AccessibilityPerformance | WarrantyGuarantorParts |  | FIXED | Unit B Hydronic Supply In | CodePerformance | 310502 |  |  |  | 63027 | 0.000000 | 63163 | Reference | Pipe Types:Mechanical Pipe | 25 mm | 63199,63201,63203,63205,63207,63209,310647,311093,311094,311095,311096 | 2oAfOEvA99JRVmUqudH3m0 | Color | 33 | Pipe Types:Mechanical Pipe:557615 |  | InstallationDate | 63164 | WarrantyGuarantorLabor |  |  |  | Features | TagNumber |  | BarCode | Hydronic Supply |  |  | Constituents |  |  | SerialNumber | WarrantyStartDate | AssetIdentifier |  | -0.441240 | 349 | ReplacementCost |  |  | Finish | Grade | Carbon Steel | ModelReference | NominalHeight | NominalLength | NominalWidth | ProductionYear | Shape | SustainabilityPerformance | WarrantyDescription | WarrantyDurationLabor | WarrantyDurationParts | ModelLabel | Manufacturer | [22 empty] | 1.410178 | [47 empty] | 0.082021 | [8 empty] | M_Tee - Generic: Tee - Generic | Level 2 | 0.000000 | 0.087417 | 2.645437 | 0.508884 | 440275.879298 | 1.912001 | 403149.362242 | 2 | 0.346273 | -0.441240 | 84.789237 | 1865198.375728 | 15 | 0.110755 | 0.109583 | 0 | 0 | -0.441240 | 0.000000 | 0.045720 | Threaded | M_Cross - Generic: Cross - Generic | Schedule 40 | Pipes for General Use | 23-60 30 11 11 | M_Elbow - Generic: Elbow - Generic | 1 | M_Transition - Generic: Transition - Generic | M_Coupling - Generic: Coupling - Generic
63400 | Level 2 | ExpectedLife |  | 557617 | New Construction | AccessibilityPerformance | WarrantyGuarantorParts |  | FIXED | Unit B Hydronic Supply In | CodePerformance | 310502 |  |  |  | 63263 | 0.000000 | 63399 | Reference | Pipe Types:Mechanical Pipe | 25 mm | 63434,63436,63438,63440,63442,63444,310648,311093,311094,311095,311096 | 1KuvkDw2PEZg1ZKt6YDd56 | Color | 33 | Pipe Types:Mechanical Pipe:557617 |  | InstallationDate | 63400 | WarrantyGuarantorLabor |  |  |  | Features | TagNumber |  | BarCode | Hydronic Supply |  |  | Constituents |  |  | SerialNumber | WarrantyStartDate | AssetIdentifier |  | -0.441240 | 350 | ReplacementCost |  |  | Finish | Grade | Carbon Steel | ModelReference | NominalHeight | NominalLength | NominalWidth | ProductionYear | Shape | SustainabilityPerformance | WarrantyDescription | WarrantyDurationLabor | WarrantyDurationParts | ModelLabel | Manufacturer | [22 empty] | 0.008653 | [47 empty] | 0.082021 | [8 empty] | M_Tee - Generic: Tee - Generic | Level 2 | 0.000000 | 0.087417 | 2.645437 | 0.000000 | 0.000000 | 1.912001 | 0.000000 | 0 | 0.000000 | -0.441240 | 0.000000 | 0.000000 | 32 | 0.000680 | 0.109583 | 0 | 0 | -0.441240 | 0.000000 | 0.045720 | Threaded | M_Cross - Generic: Cross - Generic | Schedule 40 | Pipes for General Use | 23-60 30 11 11 | M_Elbow - Generic: Elbow - Generic | 1 | M_Transition - Generic: Transition - Generic | M_Coupling - Generic: Coupling - Generic
63722 | Level 2 | ExpectedLife |  | 557622 | New Construction | AccessibilityPerformance | WarrantyGuarantorParts |  | FIXED | Unit B Hydronic Supply In | CodePerformance | 310502 |  |  |  | 63585 | 0.000000 | 63721 | Reference | Pipe Types:Mechanical Pipe | 25 mm | 63757,63759,63761,63763,63765,63767,310649,311093,311094,311095,311096 | 0erN3TECf869hXR0Ykwkgo | Color | 33 | Pipe Types:Mechanical Pipe:557622 |  | InstallationDate | 63722 | WarrantyGuarantorLabor |  |  |  | Features | TagNumber |  | BarCode | Hydronic Supply |  |  | Constituents |  |  | SerialNumber | WarrantyStartDate | AssetIdentifier |  | 0.096368 | 351 | ReplacementCost |  |  | Finish | Grade | Carbon Steel | ModelReference | NominalHeight | NominalLength | NominalWidth | ProductionYear | Shape | SustainabilityPerformance | WarrantyDescription | WarrantyDurationLabor | WarrantyDurationParts | ModelLabel | Manufacturer | [22 empty] | 0.017459 | [47 empty] | 0.082021 | [8 empty] | M_Tee - Generic: Tee - Generic | Level 2 | 0.000000 | 0.087417 | 3.183046 | 0.508884 | 440275.879298 | 1.912001 | 403149.362242 | 2 | 0.346273 | 0.096368 | 84.789237 | 23092.960266 | 7 | 0.001371 | 0.109583 | 0 | 0 | 0.096368 | 0.000000 | 0.045720 | Threaded | M_Cross - Generic: Cross - Generic | Schedule 40 | Pipes for General Use | 23-60 30 11 11 | M_Elbow - Generic: Elbow - Generic | 1 | M_Transition - Generic: Transition - Generic | M_Coupling - Generic: Coupling - Generic
63909 | Level 2 | ExpectedLife |  | 557623 | New Construction | AccessibilityPerformance | WarrantyGuarantorParts |  | FIXED | Unit B Hydronic Supply In | CodePerformance | 310502 |  |  |  | 63772 | 0.000000 | 63908 | Reference | Pipe Types:Mechanical Pipe | 25 mm | 63944,63946,63948,63950,63952,63954,310650,311093,311094,311095,311096 | 1HHjB0S9PA6g1N3zlzvNzT | Color | 33 | Pipe Types:Mechanical Pipe:557623 |  | InstallationDate | 63909 | WarrantyGuarantorLabor |  |  |  | Features | TagNumber |  | BarCode | Hydronic Supply |  |  | Constituents |  |  | SerialNumber | WarrantyStartDate | AssetIdentifier |  | 0.096368 | 352 | ReplacementCost |  |  | Finish | Grade | Carbon Steel | ModelReference | NominalHeight | NominalLength | NominalWidth | ProductionYear | Shape | SustainabilityPerformance | WarrantyDescription | WarrantyDurationLabor | WarrantyDurationParts | ModelLabel | Manufacturer | [22 empty] | 0.048718 | [47 empty] | 0.082021 | [8 empty] | M_Tee - Generic: Tee - Generic | Level 2 | 0.000000 | 0.087417 | 3.183046 | 0.508884 | 440275.879298 | 1.912001 | 403149.362242 | 2 | 0.346273 | 0.096368 | 84.789237 | 64437.809360 | 7 | 0.003826 | 0.109583 | 0 | 0 | 0.096368 | 0.000000 | 0.045720 | Threaded | M_Cross - Generic: Cross - Generic | Schedule 40 | Pipes for General Use | 23-60 30 11 11 | M_Elbow - Generic: Elbow - Generic | 1 | M_Transition - Generic: Transition - Generic | M_Coupling - Generic: Coupling - Generic
64138 | Level 2 | ExpectedLife |  | 557644 | New Construction | AccessibilityPerformance | WarrantyGuarantorParts |  | FIXED | Unit B Hydronic Supply In | CodePerformance | 310502 |  |  |  | 64001 | 0.000000 | 64137 | Reference | Pipe Types:Mechanical Pipe | 25 mm | 64173,64175,64177,64179,64181,64183,310651,311093,311094,311095,311096 | 3SxW3p0SzBdhood6G7P9qz | Color | 33 | Pipe Types:Mechanical Pipe:557644 |  | InstallationDate | 64138 | WarrantyGuarantorLabor |  |  |  | Features | TagNumber |  | BarCode | Hydronic Supply |  |  | Constituents |  |  | SerialNumber | WarrantyStartDate | AssetIdentifier |  | -0.441240 | 356 | ReplacementCost |  |  | Finish | Grade | Carbon Steel | ModelReference | NominalHeight | NominalLength | NominalWidth | ProductionYear | Shape | SustainabilityPerformance | WarrantyDescription | WarrantyDurationLabor | WarrantyDurationParts | ModelLabel | Manufacturer | [22 empty] | 1.391151 | [47 empty] | 0.082021 | [8 empty] | M_Tee - Generic: Tee - Generic | Level 2 | 0.000000 | 0.087417 | 2.645437 | 0.540314 | 467468.490858 | 1.912001 | 454486.384452 | 2 | 0.346273 | -0.441240 | 90.026046 | 2074341.741479 | 18 | 0.109261 | 0.109583 | 0 | 0 | -0.441240 | 0.000000 | 0.045720 | Threaded | M_Cross - Generic: Cross - Generic | Schedule 40 | Pipes for General Use | 23-60 30 11 11 | M_Elbow - Generic: Elbow - Generic | 1 | M_Transition - Generic: Transition - Generic | M_Coupling - Generic: Coupling - Generic
64374 | Level 2 | ExpectedLife |  | 557646 | New Construction | AccessibilityPerformance | WarrantyGuarantorParts |  | FIXED | Unit B Hydronic Supply In | CodePerformance | 310502 |  |  |  | 64237 | 0.000000 | 64373 | Reference | Pipe Types:Mechanical Pipe | 25 mm | 64408,64410,64412,64414,64416,64418,310652,311093,311094,311095,311096 | 0q9XTE50T49AsHaUumGxpG | Color | 33 | Pipe Types:Mechanical Pipe:557646 |  | InstallationDate | 64374 | WarrantyGuarantorLabor |  |  |  | Features | TagNumber |  | BarCode | Hydronic Supply |  |  | Constituents |  |  | SerialNumber | WarrantyStartDate | AssetIdentifier |  | -0.441240 | 357 | ReplacementCost |  |  | Finish | Grade | Carbon Steel | ModelReference | NominalHeight | NominalLength | NominalWidth | ProductionYear | Shape | SustainabilityPerformance | WarrantyDescription | WarrantyDurationLabor | WarrantyDurationParts | ModelLabel | Manufacturer | [22 empty] | 0.116496 | [47 empty] | 0.082021 | [8 empty] | M_Tee - Generic: Tee - Generic | Level 2 | 0.000000 | 0.087417 | 2.645437 | 0.000000 | 0.000000 | 1.912001 | 0.000000 | 0 | 0.000000 | -0.441240 | 0.000000 | 0.000000 | 45 | 0.009150 | 0.109583 | 0 | 0 | -0.441240 | 0.000000 | 0.045720 | Threaded | M_Cross - Generic: Cross - Generic | Schedule 40 | Pipes for General Use | 23-60 30 11 11 | M_Elbow - Generic: Elbow - Generic | 1 | M_Transition - Generic: Transition - Generic | M_Coupling - Generic: Coupling - Generic
64560 | Level 2 | ExpectedLife |  | 557647 | New Construction | AccessibilityPerformance | WarrantyGuarantorParts |  | FIXED | Unit B Hydronic Supply In | CodePerformance | 310502 |  |  |  | 64423 | 0.000000 | 64559 | Reference | Pipe Types:Mechanical Pipe | 25 mm | 64595,64597,64599,64601,64603,64605,310653,311093,311094,311095,311096 | 3WPhAcJVf6iO7Y1t_js2Y7 | Color | 33 | Pipe Types:Mechanical Pipe:557647 |  | InstallationDate | 64560 | WarrantyGuarantorLabor |  |  |  | Features | TagNumber |  | BarCode | Hydronic Supply |  |  | Constituents |  |  | SerialNumber | WarrantyStartDate | AssetIdentifier |  | -0.441240 | 358 | ReplacementCost |  |  | Finish | Grade | Carbon Steel | ModelReference | NominalHeight | NominalLength | NominalWidth | ProductionYear | Shape | SustainabilityPerformance | WarrantyDescription | WarrantyDurationLabor | WarrantyDurationParts | ModelLabel | Manufacturer | [22 empty] | 0.282949 | [47 empty] | 0.082021 | [8 empty] | M_Tee - Generic: Tee - Generic | Level 2 | 0.000000 | 0.087417 | 2.645437 | 0.540314 | 467468.490858 | 1.912001 | 454486.384452 | 2 | 0.346273 | -0.441240 | 90.026046 | 421904.795720 | 18 | 0.022223 | 0.109583 | 0 | 0 | -0.441240 | 0.000000 | 0.045720 | Threaded | M_Cross - Generic: Cross - Generic | Schedule 40 | Pipes for General Use | 23-60 30 11 11 | M_Elbow - Generic: Elbow - Generic | 1 | M_Transition - Generic: Transition - Generic | M_Coupling - Generic: Coupling - Generic
64982 | Level 2 | ExpectedLife |  | 557652 | New Construction | AccessibilityPerformance | WarrantyGuarantorParts |  | FIXED | Unit B Hydronic Supply In | CodePerformance | 310502 |  |  |  | 64845 | 0.000000 | 64981 | Reference | Pipe Types:Mechanical Pipe | 25 mm | 65017,65019,65021,65023,65025,65027,310655,311093,311094,311095,311096 | 1xIskSQZnFpRaR6aoN0XSe | Color | 33 | Pipe Types:Mechanical Pipe:557652 |  | InstallationDate | 64982 | WarrantyGuarantorLabor |  |  |  | Features | TagNumber |  | BarCode | Hydronic Supply |  |  | Constituents |  |  | SerialNumber | WarrantyStartDate | AssetIdentifier |  | -0.441240 | 361 | ReplacementCost |  |  | Finish | Grade | Carbon Steel | ModelReference | NominalHeight | NominalLength | NominalWidth | ProductionYear | Shape | SustainabilityPerformance | WarrantyDescription | WarrantyDurationLabor | WarrantyDurationParts | ModelLabel | Manufacturer | [22 empty] | 1.391151 | [47 empty] | 0.082021 | [8 empty] | M_Tee - Generic: Tee - Generic | Level 2 | 0.000000 | 0.087417 | 2.645437 | 0.540314 | 467468.490858 | 1.912001 | 454486.384452 | 2 | 0.346273 | -0.441240 | 90.026046 | 2074341.741479 | 17 | 0.109261 | 0.109583 | 0 | 0 | -0.441240 | 0.000000 | 0.045720 | Threaded | M_Cross - Generic: Cross - Generic | Schedule 40 | Pipes for General Use | 23-60 30 11 11 | M_Elbow - Generic: Elbow - Generic | 1 | M_Transition - Generic: Transition - Generic | M_Coupling - Generic: Coupling - Generic
65218 | Level 2 | ExpectedLife |  | 557654 | New Construction | AccessibilityPerformance | WarrantyGuarantorParts |  | FIXED | Unit B Hydronic Supply In | CodePerformance | 310502 |  |  |  | 65081 | 0.000000 | 65217 | Reference | Pipe Types:Mechanical Pipe | 25 mm | 65252,65254,65256,65258,65260,65262,310656,311093,311094,311095,311096 | 1j4drxiKLEhOwM0cdg7d4u | Color | 33 | Pipe Types:Mechanical Pipe:557654 |  | InstallationDate | 65218 | WarrantyGuarantorLabor |  |  |  | Features | TagNumber |  | BarCode | Hydronic Supply |  |  | Constituents |  |  | SerialNumber | WarrantyStartDate | AssetIdentifier |  | -0.441240 | 362 | ReplacementCost |  |  | Finish | Grade | Carbon Steel | ModelReference | NominalHeight | NominalLength | NominalWidth | ProductionYear | Shape | SustainabilityPerformance | WarrantyDescription | WarrantyDurationLabor | WarrantyDurationParts | ModelLabel | Manufacturer | [22 empty] | 1.142069 | [47 empty] | 0.082021 | [8 empty] | M_Tee - Generic: Tee - Generic | Level 2 | 0.000000 | 0.087417 | 2.645437 | 0.000000 | 0.000000 | 1.912001 | 0.000000 | 0 | 0.000000 | -0.441240 | 0.000000 | 0.000000 | 31 | 0.089698 | 0.109583 | 0 | 0 | -0.441240 | 0.000000 | 0.045720 | Threaded | M_Cross - Generic: Cross - Generic | Schedule 40 | Pipes for General Use | 23-60 30 11 11 | M_Elbow - Generic: Elbow - Generic | 1 | M_Transition - Generic: Transition - Generic | M_Coupling - Generic: Coupling - Generic
65404 | Level 2 | ExpectedLife |  | 557655 | New Construction | AccessibilityPerformance | WarrantyGuarantorParts |  | FIXED | Unit B Hydronic Supply In | CodePerformance | 310502 |  |  |  | 65267 | 0.000000 | 65403 | Reference | Pipe Types:Mechanical Pipe | 25 mm | 65439,65441,65443,65445,65447,65449,310657,311093,311094,311095,311096 | 1jM$idYtH0Wfvjr2fV6BBx | Color | 33 | Pipe Types:Mechanical Pipe:557655 |  | InstallationDate | 65404 | WarrantyGuarantorLabor |  |  |  | Features | TagNumber |  | BarCode | Hydronic Supply |  |  | Constituents |  |  | SerialNumber | WarrantyStartDate | AssetIdentifier |  | -0.441240 | 363 | ReplacementCost |  |  | Finish | Grade | Carbon Steel | ModelReference | NominalHeight | NominalLength | NominalWidth | ProductionYear | Shape | SustainabilityPerformance | WarrantyDescription | WarrantyDurationLabor | WarrantyDurationParts | ModelLabel | Manufacturer | [22 empty] | 0.016699 | [47 empty] | 0.082021 | [8 empty] | M_Tee - Generic: Tee - Generic | Level 2 | 0.000000 | 0.087417 | 2.645437 | 0.540314 | 467468.490858 | 1.912001 | 454486.384452 | 2 | 0.346273 | -0.441240 | 90.026046 | 24899.303518 | 17 | 0.001312 | 0.109583 | 0 | 0 | -0.441240 | 0.000000 | 0.045720 | Threaded | M_Cross - Generic: Cross - Generic | Schedule 40 | Pipes for General Use | 23-60 30 11 11 | M_Elbow - Generic: Elbow - Generic | 1 | M_Transition - Generic: Transition - Generic | M_Coupling - Generic: Coupling - Generic
65876 | Level 2 | ExpectedLife |  | 557685 | New Construction | AccessibilityPerformance | WarrantyGuarantorParts |  | FIXED | Unit B Hydronic Supply In | CodePerformance | 310502 |  |  |  | 65739 | 0.000000 | 65875 | Reference | Pipe Types:Mechanical Pipe | 25 mm | 65911,65913,65915,65917,65919,65921,310659,311093,311094,311095,311096 | 2LkamInGP6mBOvqiGU$SRb | Color | 33 | Pipe Types:Mechanical Pipe:557685 |  | InstallationDate | 65876 | WarrantyGuarantorLabor |  |  |  | Features | TagNumber |  | BarCode | Hydronic Supply |  |  | Constituents |  |  | SerialNumber | WarrantyStartDate | AssetIdentifier |  | 0.076200 | 372 | ReplacementCost |  |  | Finish | Grade | Carbon Steel | ModelReference | NominalHeight | NominalLength | NominalWidth | ProductionYear | Shape | SustainabilityPerformance | WarrantyDescription | WarrantyDurationLabor | WarrantyDurationParts | ModelLabel | Manufacturer | [22 empty] | 0.016391 | [47 empty] | 0.082021 | [8 empty] | M_Tee - Generic: Tee - Generic | Level 2 | 0.000000 | 0.087417 | 3.162878 | 0.508884 | 440275.879298 | 1.912001 | 403149.362242 | 2 | 0.346273 | 0.076200 | 84.789237 | 21680.349072 | 4 | 0.001287 | 0.109583 | 0 | 0 | 0.076200 | 0.000000 | 0.045720 | Threaded | M_Cross - Generic: Cross - Generic | Schedule 40 | Pipes for General Use | 23-60 30 11 11 | M_Elbow - Generic: Elbow - Generic | 1 | M_Transition - Generic: Transition - Generic | M_Coupling - Generic: Coupling - Generic
66063 | Level 2 | ExpectedLife |  | 557689 | New Construction | AccessibilityPerformance | WarrantyGuarantorParts |  | FIXED | Unit B Hydronic Supply In | CodePerformance | 310502 |  |  |  | 65926 | 0.000000 | 66062 | Reference | Pipe Types:Mechanical Pipe | 25 mm | 66098,66100,66102,66104,66106,66108,310660,311093,311094,311095,311096 | 1dJr$RIh11nxIKXRX1NUNl | Color | 33 | Pipe Types:Mechanical Pipe:557689 |  | InstallationDate | 66063 | WarrantyGuarantorLabor |  |  |  | Features | TagNumber |  | BarCode | Hydronic Supply |  |  | Constituents |  |  | SerialNumber | WarrantyStartDate | AssetIdentifier |  | 0.096368 | 373 | ReplacementCost |  |  | Finish | Grade | Carbon Steel | ModelReference | NominalHeight | NominalLength | NominalWidth | ProductionYear | Shape | SustainabilityPerformance | WarrantyDescription | WarrantyDurationLabor | WarrantyDurationParts | ModelLabel | Manufacturer | [22 empty] | 0.011911 | [47 empty] | 0.082021 | [8 empty] | M_Tee - Generic: Tee - Generic | Level 2 | 0.000000 | 0.087417 | 3.183046 | 0.508884 | 440275.879298 | 1.912001 | 403149.362242 | 2 | 0.346273 | 0.096368 | 84.789237 | 15754.434688 | 6 | 0.000935 | 0.109583 | 0 | 0 | 0.096368 | 0.000000 | 0.045720 | Threaded | M_Cross - Generic: Cross - Generic | Schedule 40 | Pipes for General Use | 23-60 30 11 11 | M_Elbow - Generic: Elbow - Generic | 1 | M_Transition - Generic: Transition - Generic | M_Coupling - Generic: Coupling - Generic
80786 | Level 2 | ExpectedLife |  | 575511 | New Construction | AccessibilityPerformance | WarrantyGuarantorParts |  | FIXED |  | CodePerformance | 310502 |  |  |  | 80649 |  | 80785 | Reference | Conduit with Fittings:Electrical Metallic Tubing (EMT) | 27 mm | 80844,80846,80848,80850,80852,80854,310671,311149,311150,311151,311152 | 3qI03Xhmj12QySDYgBoGRD | Color | 33 | Conduit with Fittings:Electrical Metallic Tubing (EMT):575511 |  | InstallationDate | 80786 | WarrantyGuarantorLabor |  |  |  | Features | TagNumber |  | BarCode |  |  |  | Constituents |  |  | SerialNumber | WarrantyStartDate | AssetIdentifier |  | -0.311402 | 2 | ReplacementCost |  |  | Finish | Grade | Material | ModelReference | NominalHeight | NominalLength | NominalWidth | ProductionYear | Shape | SustainabilityPerformance | WarrantyDescription | WarrantyDurationLabor | WarrantyDurationParts | ModelLabel | Manufacturer | [22 empty] | 9.096150 | [56 empty] | M_Conduit Junction Box - Tee - Aluminum: Conduit Junction Box - Tee - Aluminum | Level 2 |  | 0.087402 | [7 empty] | -0.311402 |  |  |  |  | 0.096916 | 0 | 0 | -0.311402 |  |  |  | M_Conduit Junction Box - Cross - Aluminum: Conduit Junction Box - Cross - Aluminum |  | Conduits | 23-80 30 17 11 |  |  | M_Conduit Junction Box - Transition - Aluminum: Conduit Junction Box - Transition - Aluminum | M_Conduit Coupling - Steel: Conduit Coupling - Steel | [6 empty] | 0.088583 | -0.297902 | -0.324902 | EMT | M_Conduit Elbow - Steel: Conduit Elbow - Steel
81000 | Level 2 | ExpectedLife |  | 575516 | New Construction | AccessibilityPerformance | WarrantyGuarantorParts |  | FIXED |  | CodePerformance | 310502 |  |  |  | 80863 |  | 80999 | Reference | Conduit with Fittings:Electrical Metallic Tubing (EMT) | 27 mm | 81021,81023,81025,81027,81029,81031,310672,311149,311150,311151,311152 | 3UJys$fvDFAR7_oHXTr0Fc | Color | 33 | Conduit with Fittings:Electrical Metallic Tubing (EMT):575516 |  | InstallationDate | 81000 | WarrantyGuarantorLabor |  |  |  | Features | TagNumber |  | BarCode |  |  |  | Constituents |  |  | SerialNumber | WarrantyStartDate | AssetIdentifier |  | -0.311402 | 6 | ReplacementCost |  |  | Finish | Grade | Material | ModelReference | NominalHeight | NominalLength | NominalWidth | ProductionYear | Shape | SustainabilityPerformance | WarrantyDescription | WarrantyDurationLabor | WarrantyDurationParts | ModelLabel | Manufacturer | [22 empty] | 3.500959 | [56 empty] | M_Conduit Junction Box - Tee - Aluminum: Conduit Junction Box - Tee - Aluminum | Level 2 |  | 0.087402 | [7 empty] | -0.311402 |  |  |  |  | 0.096916 | 0 | 0 | -0.311402 |  |  |  | M_Conduit Junction Box - Cross - Aluminum: Conduit Junction Box - Cross - Aluminum |  | Conduits | 23-80 30 17 11 |  |  | M_Conduit Junction Box - Transition - Aluminum: Conduit Junction Box - Transition - Aluminum | M_Conduit Coupling - Steel: Conduit Coupling - Steel | [6 empty] | 0.088583 | -0.297902 | -0.324902 | EMT | M_Conduit Elbow - Steel: Conduit Elbow - Steel
81197 | Level 2 | ExpectedLife |  | 575519 | New Construction | AccessibilityPerformance | WarrantyGuarantorParts |  | FIXED |  | CodePerformance | 310502 |  |  |  | 81036 |  | 81196 | Reference | Conduit with Fittings:Electrical Metallic Tubing (EMT) | 27 mm | 81218,81220,81222,81224,81226,81228,310673,311149,311150,311151,311152 | 30KevaMOLEsvGHQA3InAqv | Color | 33 | Conduit with Fittings:Electrical Metallic Tubing (EMT):575519 |  | InstallationDate | 81197 | WarrantyGuarantorLabor |  |  |  | Features | TagNumber |  | BarCode |  |  |  | Constituents |  |  | SerialNumber | WarrantyStartDate | AssetIdentifier |  | -0.311402 | 9 | ReplacementCost |  |  | Finish | Grade | Material | ModelReference | NominalHeight | NominalLength | NominalWidth | ProductionYear | Shape | SustainabilityPerformance | WarrantyDescription | WarrantyDurationLabor | WarrantyDurationParts | ModelLabel | Manufacturer | [22 empty] | 6.217400 | [56 empty] | M_Conduit Junction Box - Tee - Aluminum: Conduit Junction Box - Tee - Aluminum | Level 2 |  | 0.087402 | [7 empty] | -0.311447 |  |  |  |  | 0.096916 | 0 | 0 | -0.311402 |  |  |  | M_Conduit Junction Box - Cross - Aluminum: Conduit Junction Box - Cross - Aluminum |  | Conduits | 23-80 30 17 11 |  |  | M_Conduit Junction Box - Transition - Aluminum: Conduit Junction Box - Transition - Aluminum | M_Conduit Coupling - Steel: Conduit Coupling - Steel | [6 empty] | 0.088583 | -0.297902 | -0.324947 | EMT | M_Conduit Elbow - Steel: Conduit Elbow - Steel
82919 | Level 2 | ExpectedLife |  | 575521 | New Construction | AccessibilityPerformance | WarrantyGuarantorParts |  | FIXED |  | CodePerformance | 310502 |  |  |  | 82782 |  | 82918 | Reference | Conduit with Fittings:Electrical Metallic Tubing (EMT) | 27 mm | 82940,82942,82944,82946,82948,82950,310675,311149,311150,311151,311152 | 0KkRFcXTHDp84XnNw18d9r | Color | 33 | Conduit with Fittings:Electrical Metallic Tubing (EMT):575521 |  | InstallationDate | 82919 | WarrantyGuarantorLabor |  |  |  | Features | TagNumber |  | BarCode |  |  |  | Constituents |  |  | SerialNumber | WarrantyStartDate | AssetIdentifier |  | -0.311449 | 10 | ReplacementCost |  |  | Finish | Grade | Material | ModelReference | NominalHeight | NominalLength | NominalWidth | ProductionYear | Shape | SustainabilityPerformance | WarrantyDescription | WarrantyDurationLabor | WarrantyDurationParts | ModelLabel | Manufacturer | [22 empty] | 2.896775 | [56 empty] | M_Conduit Junction Box - Tee - Aluminum: Conduit Junction Box - Tee - Aluminum | Level 2 |  | 0.087402 | [7 empty] | -0.311449 |  |  |  |  | 0.096916 | 0 | 0 | -0.311449 |  |  |  | M_Conduit Junction Box - Cross - Aluminum: Conduit Junction Box - Cross - Aluminum |  | Conduits | 23-80 30 17 11 |  |  | M_Conduit Junction Box - Transition - Aluminum: Conduit Junction Box - Transition - Aluminum | M_Conduit Coupling - Steel: Conduit Coupling - Steel | [6 empty] | 0.088583 | -0.297949 | -0.324949 | EMT | M_Conduit Elbow - Steel: Conduit Elbow - Steel
83159 | Level 2 | ExpectedLife |  | 577748 | New Construction | AccessibilityPerformance | WarrantyGuarantorParts |  | FIXED | Unit A Hydronic Supply In | CodePerformance | 310502 |  |  |  | 82998 | 0.000000 | 83158 | Reference | Pipe Types:Mechanical Pipe | 25 mm | 83193,83195,83197,83199,83201,83203,310676,311093,311094,311095,311096 | 2s_4D89lT8egiIk3HdWxbS | Color | 33 | Pipe Types:Mechanical Pipe:577748 |  | InstallationDate | 83159 | WarrantyGuarantorLabor |  |  |  | Features | TagNumber |  | BarCode | Hydronic Supply |  |  | Constituents |  |  | SerialNumber | WarrantyStartDate | AssetIdentifier |  | 0.075730 | 480 | ReplacementCost |  |  | Finish | Grade | Carbon Steel | ModelReference | NominalHeight | NominalLength | NominalWidth | ProductionYear | Shape | SustainabilityPerformance | WarrantyDescription | WarrantyDurationLabor | WarrantyDurationParts | ModelLabel | Manufacturer | [22 empty] | 0.400008 | [47 empty] | 0.082021 | [8 empty] | M_Tee - Generic: Tee - Generic | Level 2 | 0.000000 | 0.087417 | 2.775722 | 0.508884 | 440275.879298 | 1.912001 | 403149.362242 | 2 | 0.346273 | -0.324278 | 84.789237 | 529078.531970 | 6 | 0.031417 | 0.109583 | 0 | 0 | 0.075730 |  | 0.045720 | Threaded | M_Cross - Generic: Cross - Generic | Schedule 40 | Pipes for General Use | 23-60 30 11 11 | M_Elbow - Generic: Elbow - Generic | 1 | M_Transition - Generic: Transition - Generic | M_Coupling - Generic: Coupling - Generic
83393 | Level 2 | ExpectedLife |  | 577808 | New Construction | AccessibilityPerformance | WarrantyGuarantorParts |  | FIXED | Unit A Hydronic Supply In | CodePerformance | 310502 |  |  |  | 83256 | 0.000000 | 83392 | Reference | Pipe Types:Mechanical Pipe | 25 mm | 83427,83429,83431,83433,83435,83437,310677,311093,311094,311095,311096 | 1yYwYL_irExf916vZONIdA | Color | 33 | Pipe Types:Mechanical Pipe:577808 |  | InstallationDate | 83393 | WarrantyGuarantorLabor |  |  |  | Features | TagNumber |  | BarCode | Hydronic Supply |  |  | Constituents |  |  | SerialNumber | WarrantyStartDate | AssetIdentifier |  | -0.351265 | 481 | ReplacementCost |  |  | Finish | Grade | Carbon Steel | ModelReference | NominalHeight | NominalLength | NominalWidth | ProductionYear | Shape | SustainabilityPerformance | WarrantyDescription | WarrantyDurationLabor | WarrantyDurationParts | ModelLabel | Manufacturer | [22 empty] | 7.404184 | [47 empty] | 0.082021 | [8 empty] | M_Tee - Generic: Tee - Generic | Level 2 | 0.000000 | 0.087417 | 2.735412 | 0.000000 | 0.000000 | 1.912001 | 0.000000 | 0 | 0.000000 | -0.351265 | 0.000000 | 0.000000 | 39 | 0.581523 | 0.109583 | 0 | 0 | -0.351265 | 0.000000 | 0.045720 | Threaded | M_Cross - Generic: Cross - Generic | Schedule 40 | Pipes for General Use | 23-60 30 11 11 | M_Elbow - Generic: Elbow - Generic | 1 | M_Transition - Generic: Transition - Generic | M_Coupling - Generic: Coupling - Generic
83676 | Level 2 | ExpectedLife |  | 577813 | New Construction | AccessibilityPerformance | WarrantyGuarantorParts |  | FIXED | Unit A Hydronic Supply In | CodePerformance | 310502 |  |  |  | 83539 | 0.000000 | 83675 | Reference | Pipe Types:Mechanical Pipe | 25 mm | 83710,83712,83714,83716,83718,83720,310678,311093,311094,311095,311096 | 3_kpKzKjv5SRTJR6fNjaAE | Color | 33 | Pipe Types:Mechanical Pipe:577813 |  | InstallationDate | 83676 | WarrantyGuarantorLabor |  |  |  | Features | TagNumber |  | BarCode | Hydronic Supply |  |  | Constituents |  |  | SerialNumber | WarrantyStartDate | AssetIdentifier |  | -0.351265 | 482 | ReplacementCost |  |  | Finish | Grade | Carbon Steel | ModelReference | NominalHeight | NominalLength | NominalWidth | ProductionYear | Shape | SustainabilityPerformance | WarrantyDescription | WarrantyDurationLabor | WarrantyDurationParts | ModelLabel | Manufacturer | [22 empty] | 0.121837 | [47 empty] | 0.082021 | [8 empty] | M_Tee - Generic: Tee - Generic | Level 2 | 0.000000 | 0.087417 | 2.735412 | 0.000000 | 0.000000 | 1.912001 | 0.000000 | 0 | 0.000000 | -0.351265 | 0.000000 | 0.000000 | 44 | 0.009569 | 0.109583 | 0 | 0 | -0.351265 | 0.000000 | 0.045720 | Threaded | M_Cross - Generic: Cross - Generic | Schedule 40 | Pipes for General Use | 23-60 30 11 11 | M_Elbow - Generic: Elbow - Generic | 1 | M_Transition - Generic: Transition - Generic | M_Coupling - Generic: Coupling - Generic
83862 | Level 2 | ExpectedLife |  | 577870 | New Construction | AccessibilityPerformance | WarrantyGuarantorParts |  | FIXED | Unit A Hydronic Supply In | CodePerformance | 310502 |  |  |  | 83725 | 0.000000 | 83861 | Reference | Pipe Types:Mechanical Pipe | 25 mm | 83896,83898,83900,83902,83904,83906,310679,311093,311094,311095,311096 | 35Ap0tADT17v7zYDOdUmlm | Color | 33 | Pipe Types:Mechanical Pipe:577870 |  | InstallationDate | 83862 | WarrantyGuarantorLabor |  |  |  | Features | TagNumber |  | BarCode | Hydronic Supply |  |  | Constituents |  |  | SerialNumber | WarrantyStartDate | AssetIdentifier |  | -0.324278 | 483 | ReplacementCost |  |  | Finish | Grade | Carbon Steel | ModelReference | NominalHeight | NominalLength | NominalWidth | ProductionYear | Shape | SustainabilityPerformance | WarrantyDescription | WarrantyDurationLabor | WarrantyDurationParts | ModelLabel | Manufacturer | [22 empty] | 0.400008 | [47 empty] | 0.082021 | [8 empty] | M_Tee - Generic: Tee - Generic | Level 2 | 0.000000 | 0.087417 | 2.775722 | 0.508884 | 440275.879298 | 1.912001 | 403149.362242 | 2 | 0.346273 | 0.075730 | 84.789237 | 529078.531970 | 7 | 0.031417 | 0.109583 | 0 | 0 | -0.324278 |  | 0.045720 | Threaded | M_Cross - Generic: Cross - Generic | Schedule 40 | Pipes for General Use | 23-60 30 11 11 | M_Elbow - Generic: Elbow - Generic | 1 | M_Transition - Generic: Transition - Generic | M_Coupling - Generic: Coupling - Generic
84097 | Level 2 | ExpectedLife |  | 577872 | New Construction | AccessibilityPerformance | WarrantyGuarantorParts |  | FIXED | Unit A Hydronic Supply In | CodePerformance | 310502 |  |  |  | 83960 | 0.000000 | 84096 | Reference | Pipe Types:Mechanical Pipe | 25 mm | 84131,84133,84135,84137,84139,84141,310680,311093,311094,311095,311096 | 3fq8s9NyLB19dgP900nV9R | Color | 33 | Pipe Types:Mechanical Pipe:577872 |  | InstallationDate | 84097 | WarrantyGuarantorLabor |  |  |  | Features | TagNumber |  | BarCode | Hydronic Supply |  |  | Constituents |  |  | SerialNumber | WarrantyStartDate | AssetIdentifier |  | -0.351265 | 484 | ReplacementCost |  |  | Finish | Grade | Carbon Steel | ModelReference | NominalHeight | NominalLength | NominalWidth | ProductionYear | Shape | SustainabilityPerformance | WarrantyDescription | WarrantyDurationLabor | WarrantyDurationParts | ModelLabel | Manufacturer | [22 empty] | 1.219201 | [47 empty] | 0.082021 | [8 empty] | M_Tee - Generic: Tee - Generic | Level 2 | 0.000000 | 0.087417 | 2.735412 | 0.000000 | 0.000000 | 1.912001 | 0.000000 | 0 | 0.000000 | -0.351265 | 0.000000 | 0.000000 | 45 | 0.095756 | 0.109583 | 0 | 0 | -0.351265 | 0.000000 | 0.045720 | Threaded | M_Cross - Generic: Cross - Generic | Schedule 40 | Pipes for General Use | 23-60 30 11 11 | M_Elbow - Generic: Elbow - Generic | 1 | M_Transition - Generic: Transition - Generic | M_Coupling - Generic: Coupling - Generic
84409 | Level 2 | ExpectedLife |  | 577911 | New Construction | AccessibilityPerformance | WarrantyGuarantorParts |  | FIXED | Unit A Hydronic Supply In | CodePerformance | 310502 |  |  |  | 84242 | 0.000000 | 84408 | Reference | Pipe Types:Mechanical Pipe | 25 mm | 84443,84445,84447,84449,84451,84453,310681,311093,311094,311095,311096 | 3SjNOa1Aj1NQy_HHBUTvTT | Color | 33 | Pipe Types:Mechanical Pipe:577911 |  | InstallationDate | 84409 | WarrantyGuarantorLabor |  |  |  | Features | TagNumber |  | BarCode | Hydronic Supply |  |  | Constituents |  |  | SerialNumber | WarrantyStartDate | AssetIdentifier |  | -0.351266 | 485 | ReplacementCost |  |  | Finish | Grade | Carbon Steel | ModelReference | NominalHeight | NominalLength | NominalWidth | ProductionYear | Shape | SustainabilityPerformance | WarrantyDescription | WarrantyDurationLabor | WarrantyDurationParts | ModelLabel | Manufacturer | [22 empty] | 1.131629 | [47 empty] | 0.082021 | [8 empty] | M_Tee - Generic: Tee - Generic | Level 2 | 0.000000 | 0.087417 | 2.735412 | 0.000000 | 0.000000 | 1.912001 | 0.000000 | 0 | 0.000000 | -0.351266 | 0.000000 | 0.000000 | 22 | 0.088878 | 0.109583 | 0 | 0 | -0.351266 | 0.000000 | 0.045720 | Threaded | M_Cross - Generic: Cross - Generic | Schedule 40 | Pipes for General Use | 23-60 30 11 11 | M_Elbow - Generic: Elbow - Generic | 1 | M_Transition - Generic: Transition - Generic | M_Coupling - Generic: Coupling - Generic
84675 | Level 2 | ExpectedLife |  | 577920 | New Construction | AccessibilityPerformance | WarrantyGuarantorParts |  | FIXED | Unit A Hydronic Supply In | CodePerformance | 310502 |  |  |  | 84508 | 0.000000 | 84674 | Reference | Pipe Types:Mechanical Pipe | 25 mm | 84709,84711,84713,84715,84717,84719,310682,311093,311094,311095,311096 | 02h8$yBYrFAPFGyaiB9iMU | Color | 33 | Pipe Types:Mechanical Pipe:577920 |  | InstallationDate | 84675 | WarrantyGuarantorLabor |  |  |  | Features | TagNumber |  | BarCode | Hydronic Supply |  |  | Constituents |  |  | SerialNumber | WarrantyStartDate | AssetIdentifier |  | -0.351266 | 486 | ReplacementCost |  |  | Finish | Grade | Carbon Steel | ModelReference | NominalHeight | NominalLength | NominalWidth | ProductionYear | Shape | SustainabilityPerformance | WarrantyDescription | WarrantyDurationLabor | WarrantyDurationParts | ModelLabel | Manufacturer | [22 empty] | 0.458477 | [47 empty] | 0.082021 | [8 empty] | M_Tee - Generic: Tee - Generic | Level 2 | 0.000000 | 0.087417 | 2.735412 | 0.000000 | 0.000000 | 1.912001 | 0.000000 | 0 | 0.000000 | -0.351266 | 0.000000 | 0.000000 | 38 | 0.036009 | 0.109583 | 0 | 0 | -0.351266 | 0.000000 | 0.045720 | Threaded | M_Cross - Generic: Cross - Generic | Schedule 40 | Pipes for General Use | 23-60 30 11 11 | M_Elbow - Generic: Elbow - Generic | 1 | M_Transition - Generic: Transition - Generic | M_Coupling - Generic: Coupling - Generic
85949 | Level 2 | ExpectedLife |  | 577991 | New Construction | AccessibilityPerformance | WarrantyGuarantorParts |  | FIXED | Unit A Hydronic Supply In | CodePerformance | 310502 |  |  |  | 85812 | 0.000000 | 85948 | Reference | Pipe Types:Mechanical Pipe | 25 mm | 85983,85985,85987,85989,85991,85993,310684,311093,311094,311095,311096 | 3nc3ucFDTC$wIRWWTb0ut1 | Color | 33 | Pipe Types:Mechanical Pipe:577991 |  | InstallationDate | 85949 | WarrantyGuarantorLabor |  |  |  | Features | TagNumber |  | BarCode | Hydronic Supply |  |  | Constituents |  |  | SerialNumber | WarrantyStartDate | AssetIdentifier |  | -0.351266 | 490 | ReplacementCost |  |  | Finish | Grade | Carbon Steel | ModelReference | NominalHeight | NominalLength | NominalWidth | ProductionYear | Shape | SustainabilityPerformance | WarrantyDescription | WarrantyDurationLabor | WarrantyDurationParts | ModelLabel | Manufacturer | [22 empty] | 2.542711 | [47 empty] | 0.082021 | [8 empty] | M_Tee - Generic: Tee - Generic | Level 2 | 0.000000 | 0.087417 | 2.735412 | 0.000000 | 0.000000 | 1.912001 | 0.000000 | 0 | 0.000000 | -0.351261 | 0.000000 | 0.000000 | 23 | 0.199704 | 0.109583 | 0 | 0 | -0.351266 | 0.000000 | 0.045720 | Threaded | M_Cross - Generic: Cross - Generic | Schedule 40 | Pipes for General Use | 23-60 30 11 11 | M_Elbow - Generic: Elbow - Generic | 1 | M_Transition - Generic: Transition - Generic | M_Coupling - Generic: Coupling - Generic
86700 | Level 2 | ExpectedLife |  | 578228 | New Construction | AccessibilityPerformance | WarrantyGuarantorParts |  | FIXED | Unit A Hydronic Supply In | CodePerformance | 310502 |  |  |  | 86563 | 0.000000 | 86699 | Reference | Pipe Types:Mechanical Pipe | 25 mm | 86733,86735,86737,86739,86741,86743,310687,311093,311094,311095,311096 | 2R2I0lOjT7mxlwV4JPEHEJ | Color | 33 | Pipe Types:Mechanical Pipe:578228 |  | InstallationDate | 86700 | WarrantyGuarantorLabor |  |  |  | Features | TagNumber |  | BarCode | Hydronic Supply |  |  | Constituents |  |  | SerialNumber | WarrantyStartDate | AssetIdentifier |  | 0.061662 | 493 | ReplacementCost |  |  | Finish | Grade | Carbon Steel | ModelReference | NominalHeight | NominalLength | NominalWidth | ProductionYear | Shape | SustainabilityPerformance | WarrantyDescription | WarrantyDurationLabor | WarrantyDurationParts | ModelLabel | Manufacturer | [22 empty] | 0.392278 | [47 empty] | 0.082021 | [8 empty] | M_Tee - Generic: Tee - Generic | Level 2 | 0.000000 | 0.087417 | 2.769385 | 0.000000 | 0.000000 | 1.912001 | 0.000000 | 0 | 0.000000 | -0.330615 | 0.000000 | 0.000000 | 29 | 0.030809 | 0.109583 | 0 | 0 | 0.061662 |  | 0.045720 | Threaded | M_Cross - Generic: Cross - Generic | Schedule 40 | Pipes for General Use | 23-60 30 11 11 | M_Elbow - Generic: Elbow - Generic | 1 | M_Transition - Generic: Transition - Generic | M_Coupling - Generic: Coupling - Generic
86934 | Level 2 | ExpectedLife |  | 578230 | New Construction | AccessibilityPerformance | WarrantyGuarantorParts |  | FIXED | Unit A Hydronic Supply In | CodePerformance | 310502 |  |  |  | 86797 | 0.000000 | 86933 | Reference | Pipe Types:Mechanical Pipe | 25 mm | 86968,86970,86972,86974,86976,86978,310688,311093,311094,311095,311096 | 3N2d4GRXPAtBHoc6HeN65G | Color | 33 | Pipe Types:Mechanical Pipe:578230 |  | InstallationDate | 86934 | WarrantyGuarantorLabor |  |  |  | Features | TagNumber |  | BarCode | Hydronic Supply |  |  | Constituents |  |  | SerialNumber | WarrantyStartDate | AssetIdentifier |  | 0.088650 | 494 | ReplacementCost |  |  | Finish | Grade | Carbon Steel | ModelReference | NominalHeight | NominalLength | NominalWidth | ProductionYear | Shape | SustainabilityPerformance | WarrantyDescription | WarrantyDurationLabor | WarrantyDurationParts | ModelLabel | Manufacturer | [22 empty] | 0.261570 | [47 empty] | 0.082021 | [8 empty] | M_Tee - Generic: Tee - Generic | Level 2 | 0.000000 | 0.087417 | 3.175328 | 0.000000 | 0.000000 | 1.912001 | 0.000000 | 0 | 0.000000 | 0.088650 | 0.000000 | 0.000000 | 42 | 0.020544 | 0.109583 | 0 | 0 | 0.088650 | 0.000000 | 0.045720 | Threaded | M_Cross - Generic: Cross - Generic | Schedule 40 | Pipes for General Use | 23-60 30 11 11 | M_Elbow - Generic: Elbow - Generic | 1 | M_Transition - Generic: Transition - Generic | M_Coupling - Generic: Coupling - Generic
87120 | Level 2 | ExpectedLife |  | 578268 | New Construction | AccessibilityPerformance | WarrantyGuarantorParts |  | FIXED | Unit A Hydronic Supply In | CodePerformance | 310502 |  |  |  | 86983 | 0.000000 | 87119 | Reference | Pipe Types:Mechanical Pipe | 25 mm | 87154,87156,87158,87160,87162,87164,310689,311093,311094,311095,311096 | 08kYZ9hyn0qwD8PuqkbtES | Color | 33 | Pipe Types:Mechanical Pipe:578268 |  | InstallationDate | 87120 | WarrantyGuarantorLabor |  |  |  | Features | TagNumber |  | BarCode | Hydronic Supply |  |  | Constituents |  |  | SerialNumber | WarrantyStartDate | AssetIdentifier |  | 0.222200 | 495 | ReplacementCost |  |  | Finish | Grade | Carbon Steel | ModelReference | NominalHeight | NominalLength | NominalWidth | ProductionYear | Shape | SustainabilityPerformance | WarrantyDescription | WarrantyDurationLabor | WarrantyDurationParts | ModelLabel | Manufacturer | [22 empty] | 0.107241 | [47 empty] | 0.082021 | [8 empty] | M_Tee - Generic: Tee - Generic | Level 2 | 0.000000 | 0.087417 | 3.308878 | 0.000000 | 0.000000 | 1.912001 | 0.000000 | 0 | 0.000000 | 0.222200 | 0.000000 | 0.000000 | 36 | 0.008423 | 0.109583 | 0 | 0 | 0.222200 | 0.000000 | 0.045720 | Threaded | M_Cross - Generic: Cross - Generic | Schedule 40 | Pipes for General Use | 23-60 30 11 11 | M_Elbow - Generic: Elbow - Generic | 1 | M_Transition - Generic: Transition - Generic | M_Coupling - Generic: Coupling - Generic
87306 | Level 2 | ExpectedLife |  | 578279 | New Construction | AccessibilityPerformance | WarrantyGuarantorParts |  | FIXED | Unit A Hydronic Supply In | CodePerformance | 310502 |  |  |  | 87169 | 0.000000 | 87305 | Reference | Pipe Types:Mechanical Pipe | 25 mm | 87339,87341,87343,87345,87347,87349,310690,311093,311094,311095,311096 | 0_ccBL7l551P25IPB$TjrZ | Color | 33 | Pipe Types:Mechanical Pipe:578279 |  | InstallationDate | 87306 | WarrantyGuarantorLabor |  |  |  | Features | TagNumber |  | BarCode | Hydronic Supply |  |  | Constituents |  |  | SerialNumber | WarrantyStartDate | AssetIdentifier |  | -0.229481 | 496 | ReplacementCost |  |  | Finish | Grade | Carbon Steel | ModelReference | NominalHeight | NominalLength | NominalWidth | ProductionYear | Shape | SustainabilityPerformance | WarrantyDescription | WarrantyDurationLabor | WarrantyDurationParts | ModelLabel | Manufacturer | [22 empty] | 0.094784 | [47 empty] | 0.082021 | [8 empty] | M_Tee - Generic: Tee - Generic | Level 2 | 0.000000 | 0.087417 | 2.775735 | 0.000000 | 0.000000 | 1.912001 | 0.000000 | 0 | 0.000000 | -0.324265 | 0.000000 | 0.000000 | 30 | 0.007444 | 0.109583 | 0 | 0 | -0.229481 |  | 0.045720 | Threaded | M_Cross - Generic: Cross - Generic | Schedule 40 | Pipes for General Use | 23-60 30 11 11 | M_Elbow - Generic: Elbow - Generic | 1 | M_Transition - Generic: Transition - Generic | M_Coupling - Generic: Coupling - Generic
87587 | Level 2 | ExpectedLife |  | 578403 | New Construction | AccessibilityPerformance | WarrantyGuarantorParts |  | FIXED | Unit A Hydronic Supply In | CodePerformance | 310502 |  |  |  | 87450 | 0.000000 | 87586 | Reference | Pipe Types:Mechanical Pipe | 25 mm | 87621,87623,87625,87627,87629,87631,310691,311093,311094,311095,311096 | 2nZovNVmnF3OR5R2OEJA0F | Color | 33 | Pipe Types:Mechanical Pipe:578403 |  | InstallationDate | 87587 | WarrantyGuarantorLabor |  |  |  | Features | TagNumber |  | BarCode | Hydronic Supply |  |  | Constituents |  |  | SerialNumber | WarrantyStartDate | AssetIdentifier |  | -0.351253 | 498 | ReplacementCost |  |  | Finish | Grade | Carbon Steel | ModelReference | NominalHeight | NominalLength | NominalWidth | ProductionYear | Shape | SustainabilityPerformance | WarrantyDescription | WarrantyDurationLabor | WarrantyDurationParts | ModelLabel | Manufacturer | [22 empty] | 0.319246 | [47 empty] | 0.082021 | [8 empty] | M_Tee - Generic: Tee - Generic | Level 2 | 0.000000 | 0.087417 | 2.735425 | 0.000000 | 0.000000 | 1.912001 | 0.000000 | 0 | 0.000000 | -0.351253 | 0.000000 | 0.000000 | 28 | 0.025074 | 0.109583 | 0 | 0 | -0.351253 | 0.000000 | 0.045720 | Threaded | M_Cross - Generic: Cross - Generic | Schedule 40 | Pipes for General Use | 23-60 30 11 11 | M_Elbow - Generic: Elbow - Generic | 1 | M_Transition - Generic: Transition - Generic | M_Coupling - Generic: Coupling - Generic
90772 | Level 2 | ExpectedLife |  | 578423 | New Construction | AccessibilityPerformance | WarrantyGuarantorParts |  | FIXED | Unit A Hydronic Supply In | CodePerformance | 310502 |  |  |  | 90635 | 0.000000 | 90771 | Reference | Pipe Types:Mechanical Pipe | 25 mm | 90806,90808,90810,90812,90814,90816,310693,311093,311094,311095,311096 | 1IPmKXj8TDgvz__QSZOT3e | Color | 33 | Pipe Types:Mechanical Pipe:578423 |  | InstallationDate | 90772 | WarrantyGuarantorLabor |  |  |  | Features | TagNumber |  | BarCode | Hydronic Supply |  |  | Constituents |  |  | SerialNumber | WarrantyStartDate | AssetIdentifier |  | -0.351253 | 499 | ReplacementCost |  |  | Finish | Grade | Carbon Steel | ModelReference | NominalHeight | NominalLength | NominalWidth | ProductionYear | Shape | SustainabilityPerformance | WarrantyDescription | WarrantyDurationLabor | WarrantyDurationParts | ModelLabel | Manufacturer | [22 empty] | 0.243469 | [47 empty] | 0.082021 | [8 empty] | M_Tee - Generic: Tee - Generic | Level 2 | 0.000000 | 0.087417 | 2.735425 | 0.000000 | 0.000000 | 1.912001 | 0.000000 | 0 | 0.000000 | -0.351253 | 0.000000 | 0.000000 | 29 | 0.019122 | 0.109583 | 0 | 0 | -0.351253 | 0.000000 | 0.045720 | Threaded | M_Cross - Generic: Cross - Generic | Schedule 40 | Pipes for General Use | 23-60 30 11 11 | M_Elbow - Generic: Elbow - Generic | 1 | M_Transition - Generic: Transition - Generic | M_Coupling - Generic: Coupling - Generic
93302 | Level 2 | ExpectedLife |  | 578435 | New Construction | AccessibilityPerformance | WarrantyGuarantorParts |  | FIXED | Unit A Hydronic Supply In | CodePerformance | 310502 |  |  |  | 93165 | 0.000000 | 93301 | Reference | Pipe Types:Mechanical Pipe | 25 mm | 93335,93337,93339,93341,93343,93345,310695,311093,311094,311095,311096 | 1BGyu5IDLCYffY4GD4_4TO | Color | 33 | Pipe Types:Mechanical Pipe:578435 |  | InstallationDate | 93302 | WarrantyGuarantorLabor |  |  |  | Features | TagNumber |  | BarCode | Hydronic Supply |  |  | Constituents |  |  | SerialNumber | WarrantyStartDate | AssetIdentifier |  | 0.134078 | 500 | ReplacementCost |  |  | Finish | Grade | Carbon Steel | ModelReference | NominalHeight | NominalLength | NominalWidth | ProductionYear | Shape | SustainabilityPerformance | WarrantyDescription | WarrantyDurationLabor | WarrantyDurationParts | ModelLabel | Manufacturer | [22 empty] | 0.158572 | [47 empty] | 0.082021 | [8 empty] | M_Tee - Generic: Tee - Generic | Level 2 | 0.000000 | 0.087417 | 3.075506 | 0.000000 | 0.000000 | 1.912001 | 0.000000 | 0 | 0.000000 | -0.024494 | 0.000000 | 0.000000 | 35 | 0.012454 | 0.109583 | 0 | 0 | 0.134078 |  | 0.045720 | Threaded | M_Cross - Generic: Cross - Generic | Schedule 40 | Pipes for General Use | 23-60 30 11 11 | M_Elbow - Generic: Elbow - Generic | 1 | M_Transition - Generic: Transition - Generic | M_Coupling - Generic: Coupling - Generic
96440 | Level 2 | ExpectedLife |  | 578472 | New Construction | AccessibilityPerformance | WarrantyGuarantorParts |  | FIXED | Unit A Hydronic Supply In | CodePerformance | 310502 |  |  |  | 96303 | 0.000000 | 96439 | Reference | Pipe Types:Mechanical Pipe | 25 mm | 96474,96476,96478,96480,96482,96484,310697,311093,311094,311095,311096 | 0CeyDLQ_17uf3YsBD7Eca8 | Color | 33 | Pipe Types:Mechanical Pipe:578472 |  | InstallationDate | 96440 | WarrantyGuarantorLabor |  |  |  | Features | TagNumber |  | BarCode | Hydronic Supply |  |  | Constituents |  |  | SerialNumber | WarrantyStartDate | AssetIdentifier |  | 0.654000 | 501 | ReplacementCost |  |  | Finish | Grade | Carbon Steel | ModelReference | NominalHeight | NominalLength | NominalWidth | ProductionYear | Shape | SustainabilityPerformance | WarrantyDescription | WarrantyDurationLabor | WarrantyDurationParts | ModelLabel | Manufacturer | [22 empty] | 0.249819 | [47 empty] | 0.082021 | [8 empty] | M_Tee - Generic: Tee - Generic | Level 2 | 0.000000 | 0.087417 | 3.740678 | 0.000000 | 0.000000 | 1.912001 | 0.000000 | 0 | 0.000000 | 0.654000 | 0.000000 | 0.000000 | 2 | 0.019621 | 0.109583 | 0 | 0 | 0.654000 | 0.000000 | 0.045720 | Threaded | M_Cross - Generic: Cross - Generic | Schedule 40 | Pipes for General Use | 23-60 30 11 11 | M_Elbow - Generic: Elbow - Generic | 1 | M_Transition - Generic: Transition - Generic | M_Coupling - Generic: Coupling - Generic
96626 | Level 2 | ExpectedLife |  | 578485 | New Construction | AccessibilityPerformance | WarrantyGuarantorParts |  | FIXED | Unit A Hydronic Supply In | CodePerformance | 310502 |  |  |  | 96489 | 0.000000 | 96625 | Reference | Pipe Types:Mechanical Pipe | 25 mm | 96659,96661,96663,96665,96667,96669,310698,311093,311094,311095,311096 | 2RVsaznezAYAtSEKTcNKKo | Color | 33 | Pipe Types:Mechanical Pipe:578485 |  | InstallationDate | 96626 | WarrantyGuarantorLabor |  |  |  | Features | TagNumber |  | BarCode | Hydronic Supply |  |  | Constituents |  |  | SerialNumber | WarrantyStartDate | AssetIdentifier |  | 0.600559 | 502 | ReplacementCost |  |  | Finish | Grade | Carbon Steel | ModelReference | NominalHeight | NominalLength | NominalWidth | ProductionYear | Shape | SustainabilityPerformance | WarrantyDescription | WarrantyDurationLabor | WarrantyDurationParts | ModelLabel | Manufacturer | [22 empty] | 0.032803 | [47 empty] | 0.082021 | [8 empty] | M_Tee - Generic: Tee - Generic | Level 2 | 0.000000 | 0.087417 | 3.700559 | 0.000000 | 0.000000 | 1.912001 | 0.000000 | 0 | 0.000000 | 0.633362 | 0.000000 | 0.000000 | 2 | 0.002576 | 0.109583 | 0 | 0 | 0.600559 |  | 0.045720 | Threaded | M_Cross - Generic: Cross - Generic | Schedule 40 | Pipes for General Use | 23-60 30 11 11 | M_Elbow - Generic: Elbow - Generic | 1 | M_Transition - Generic: Transition - Generic | M_Coupling - Generic: Coupling - Generic
96859 | Level 2 | ExpectedLife |  | 578532 | New Construction | AccessibilityPerformance | WarrantyGuarantorParts |  | FIXED | Unit A Hydronic Supply In | CodePerformance | 310502 |  |  |  | 96722 | 0.000000 | 96858 | Reference | Pipe Types:Mechanical Pipe | 40 mm | 96893,96895,96897,96899,96901,96903,310699,311093,311094,311095,311096 | 3Aqh$4I6n3eQBHSiWmJfdG | Color | 33 | Pipe Types:Mechanical Pipe:578532 |  | InstallationDate | 96859 | WarrantyGuarantorLabor |  |  |  | Features | TagNumber |  | BarCode | Hydronic Supply |  |  | Constituents |  |  | SerialNumber | WarrantyStartDate | AssetIdentifier |  | 0.654000 | 503 | ReplacementCost |  |  | Finish | Grade | Carbon Steel | ModelReference | NominalHeight | NominalLength | NominalWidth | ProductionYear | Shape | SustainabilityPerformance | WarrantyDescription | WarrantyDurationLabor | WarrantyDurationParts | ModelLabel | Manufacturer | [22 empty] | 0.052878 | [47 empty] | 0.131234 | [8 empty] | M_Tee - Generic: Tee - Generic | Level 2 | 0.000000 | 0.134167 | 3.733553 | 0.000000 | 0.000000 | 2.934529 | 0.000000 | 0 | 0.000000 | 0.654000 | 0.000000 | 0.000000 | 1 | 0.006645 | 0.158333 | 0 | 0 | 0.654000 | 0.000000 | 0.045720 | Threaded | M_Cross - Generic: Cross - Generic | Schedule 40 | Pipes for General Use | 23-60 30 11 11 | M_Elbow - Generic: Elbow - Generic | 1 | M_Transition - Generic: Transition - Generic | M_Coupling - Generic: Coupling - Generic
97247 | Level 2 | ExpectedLife |  | 578609 | New Construction | AccessibilityPerformance | WarrantyGuarantorParts |  | FIXED | Unit A Hydronic Supply In | CodePerformance | 310502 |  |  |  | 97110 | 0.000000 | 97246 | Reference | Pipe Types:Mechanical Pipe | 25 mm | 97280,97282,97284,97286,97288,97290,310700,311093,311094,311095,311096 | 0_0aSTMV1Fb9uohXNefF1S | Color | 33 | Pipe Types:Mechanical Pipe:578609 |  | InstallationDate | 97247 | WarrantyGuarantorLabor |  |  |  | Features | TagNumber |  | BarCode | Hydronic Supply |  |  | Constituents |  |  | SerialNumber | WarrantyStartDate | AssetIdentifier |  | 0.109287 | 506 | ReplacementCost |  |  | Finish | Grade | Carbon Steel | ModelReference | NominalHeight | NominalLength | NominalWidth | ProductionYear | Shape | SustainabilityPerformance | WarrantyDescription | WarrantyDurationLabor | WarrantyDurationParts | ModelLabel | Manufacturer | [22 empty] | 0.159544 | [47 empty] | 0.082021 | [8 empty] | M_Tee - Generic: Tee - Generic | Level 2 | 0.000000 | 0.087417 | 3.209287 | 0.000000 | 0.000000 | 1.912001 | 0.000000 | 0 | 0.000000 | 0.268831 | 0.000000 | 0.000000 | 33 | 0.012531 | 0.109583 | 0 | 0 | 0.109287 |  | 0.045720 | Threaded | M_Cross - Generic: Cross - Generic | Schedule 40 | Pipes for General Use | 23-60 30 11 11 | M_Elbow - Generic: Elbow - Generic | 1 | M_Transition - Generic: Transition - Generic | M_Coupling - Generic: Coupling - Generic
97552 | Level 2 | ExpectedLife |  | 578656 | New Construction | AccessibilityPerformance | WarrantyGuarantorParts |  | FIXED | Unit B Hydronic Supply In | CodePerformance | 310502 |  |  |  | 97415 | 0.000000 | 97551 | Reference | Pipe Types:Mechanical Pipe | 25 mm | 97585,97587,97589,97591,97593,97595,310701,311093,311094,311095,311096 | 2NQw8HfS53fROY3xPF1Mox | Color | 33 | Pipe Types:Mechanical Pipe:578656 |  | InstallationDate | 97552 | WarrantyGuarantorLabor |  |  |  | Features | TagNumber |  | BarCode | Hydronic Supply |  |  | Constituents |  |  | SerialNumber | WarrantyStartDate | AssetIdentifier |  | -0.420603 | 507 | ReplacementCost |  |  | Finish | Grade | Carbon Steel | ModelReference | NominalHeight | NominalLength | NominalWidth | ProductionYear | Shape | SustainabilityPerformance | WarrantyDescription | WarrantyDurationLabor | WarrantyDurationParts | ModelLabel | Manufacturer | [22 empty] | 0.488615 | [47 empty] | 0.082021 | [8 empty] | M_Tee - Generic: Tee - Generic | Level 2 | 0.000000 | 0.087417 | 2.679397 | 0.000000 | 0.000000 | 1.912001 | 0.000000 | 0 | 0.000000 | 0.068012 | 0.000000 | 0.000000 | 35 | 0.038376 | 0.109583 | 0 | 0 | -0.420603 |  | 0.045720 | Threaded | M_Cross - Generic: Cross - Generic | Schedule 40 | Pipes for General Use | 23-60 30 11 11 | M_Elbow - Generic: Elbow - Generic | 1 | M_Transition - Generic: Transition - Generic | M_Coupling - Generic: Coupling - Generic
97737 | Level 2 | ExpectedLife |  | 578706 | New Construction | AccessibilityPerformance | WarrantyGuarantorParts |  | FIXED | Unit B Hydronic Supply In | CodePerformance | 310502 |  |  |  | 97600 | 0.000000 | 97736 | Reference | Pipe Types:Mechanical Pipe | 25 mm | 97771,97773,97775,97777,97779,97781,310702,311093,311094,311095,311096 | 3T238pTfL7fuhwRyMYREa4 | Color | 33 | Pipe Types:Mechanical Pipe:578706 |  | InstallationDate | 97737 | WarrantyGuarantorLabor |  |  |  | Features | TagNumber |  | BarCode | Hydronic Supply |  |  | Constituents |  |  | SerialNumber | WarrantyStartDate | AssetIdentifier |  | -0.414262 | 509 | ReplacementCost |  |  | Finish | Grade | Carbon Steel | ModelReference | NominalHeight | NominalLength | NominalWidth | ProductionYear | Shape | SustainabilityPerformance | WarrantyDescription | WarrantyDurationLabor | WarrantyDurationParts | ModelLabel | Manufacturer | [22 empty] | 0.489992 | [47 empty] | 0.082021 | [8 empty] | M_Tee - Generic: Tee - Generic | Level 2 | 0.000000 | 0.087417 | 2.685738 | 0.508884 | 440275.879298 | 1.912001 | 403149.362242 | 2 | 0.346273 | 0.075730 | 84.789237 | 648097.215365 | 6 | 0.038484 | 0.109583 | 0 | 0 | -0.414262 |  | 0.045720 | Threaded | M_Cross - Generic: Cross - Generic | Schedule 40 | Pipes for General Use | 23-60 30 11 11 | M_Elbow - Generic: Elbow - Generic | 1 | M_Transition - Generic: Transition - Generic | M_Coupling - Generic: Coupling - Generic
97972 | Level 2 | ExpectedLife |  | 578708 | New Construction | AccessibilityPerformance | WarrantyGuarantorParts |  | FIXED | Unit B Hydronic Supply In | CodePerformance | 310502 |  |  |  | 97835 | 0.000000 | 97971 | Reference | Pipe Types:Mechanical Pipe | 25 mm | 98006,98008,98010,98012,98014,98016,310703,311093,311094,311095,311096 | 3FcWWRQlbAtwsfoH23EZ4W | Color | 33 | Pipe Types:Mechanical Pipe:578708 |  | InstallationDate | 97972 | WarrantyGuarantorLabor |  |  |  | Features | TagNumber |  | BarCode | Hydronic Supply |  |  | Constituents |  |  | SerialNumber | WarrantyStartDate | AssetIdentifier |  | -0.441249 | 510 | ReplacementCost |  |  | Finish | Grade | Carbon Steel | ModelReference | NominalHeight | NominalLength | NominalWidth | ProductionYear | Shape | SustainabilityPerformance | WarrantyDescription | WarrantyDurationLabor | WarrantyDurationParts | ModelLabel | Manufacturer | [22 empty] | 0.262768 | [47 empty] | 0.082021 | [8 empty] | M_Tee - Generic: Tee - Generic | Level 2 | 0.000000 | 0.087417 | 2.645428 | 0.000000 | 0.000000 | 1.912001 | 0.000000 | 0 | 0.000000 | -0.441249 | 0.000000 | 0.000000 | 27 | 0.020638 | 0.109583 | 0 | 0 | -0.441249 | 0.000000 | 0.045720 | Threaded | M_Cross - Generic: Cross - Generic | Schedule 40 | Pipes for General Use | 23-60 30 11 11 | M_Elbow - Generic: Elbow - Generic | 1 | M_Transition - Generic: Transition - Generic | M_Coupling - Generic: Coupling - Generic
98206 | Level 2 | ExpectedLife |  | 578742 | New Construction | AccessibilityPerformance | WarrantyGuarantorParts |  | FIXED | Unit B Hydronic Supply In | CodePerformance | 310502 |  |  |  | 98069 | 0.000000 | 98205 | Reference | Pipe Types:Mechanical Pipe | 25 mm | 98240,98242,98244,98246,98248,98250,310704,311093,311094,311095,311096 | 0wuQBfnsH7I8cPgE51nip1 | Color | 33 | Pipe Types:Mechanical Pipe:578742 |  | InstallationDate | 98206 | WarrantyGuarantorLabor |  |  |  | Features | TagNumber |  | BarCode | Hydronic Supply |  |  | Constituents |  |  | SerialNumber | WarrantyStartDate | AssetIdentifier |  | -0.414262 | 511 | ReplacementCost |  |  | Finish | Grade | Carbon Steel | ModelReference | NominalHeight | NominalLength | NominalWidth | ProductionYear | Shape | SustainabilityPerformance | WarrantyDescription | WarrantyDurationLabor | WarrantyDurationParts | ModelLabel | Manufacturer | [22 empty] | 0.489992 | [47 empty] | 0.082021 | [8 empty] | M_Tee - Generic: Tee - Generic | Level 2 | 0.000000 | 0.087417 | 2.685738 | 0.508884 | 440275.879298 | 1.912001 | 403149.362242 | 2 | 0.346273 | 0.075730 | 84.789237 | 648097.215365 | 7 | 0.038484 | 0.109583 | 0 | 0 | -0.414262 |  | 0.045720 | Threaded | M_Cross - Generic: Cross - Generic | Schedule 40 | Pipes for General Use | 23-60 30 11 11 | M_Elbow - Generic: Elbow - Generic | 1 | M_Transition - Generic: Transition - Generic | M_Coupling - Generic: Coupling - Generic
98441 | Level 2 | ExpectedLife |  | 578744 | New Construction | AccessibilityPerformance | WarrantyGuarantorParts |  | FIXED | Unit B Hydronic Supply In | CodePerformance | 310502 |  |  |  | 98304 | 0.000000 | 98440 | Reference | Pipe Types:Mechanical Pipe | 25 mm | 98475,98477,98479,98481,98483,98485,310705,311093,311094,311095,311096 | 08ayqJVPzCnPvZ0wv8Gs_7 | Color | 33 | Pipe Types:Mechanical Pipe:578744 |  | InstallationDate | 98441 | WarrantyGuarantorLabor |  |  |  | Features | TagNumber |  | BarCode | Hydronic Supply |  |  | Constituents |  |  | SerialNumber | WarrantyStartDate | AssetIdentifier |  | -0.441249 | 512 | ReplacementCost |  |  | Finish | Grade | Carbon Steel | ModelReference | NominalHeight | NominalLength | NominalWidth | ProductionYear | Shape | SustainabilityPerformance | WarrantyDescription | WarrantyDurationLabor | WarrantyDurationParts | ModelLabel | Manufacturer | [22 empty] | 1.218270 | [47 empty] | 0.082021 | [8 empty] | M_Tee - Generic: Tee - Generic | Level 2 | 0.000000 | 0.087417 | 2.645428 | 0.000000 | 0.000000 | 1.912001 | 0.000000 | 0 | 0.000000 | -0.441249 | 0.000000 | 0.000000 | 28 | 0.095683 | 0.109583 | 0 | 0 | -0.441249 | 0.000000 | 0.045720 | Threaded | M_Cross - Generic: Cross - Generic | Schedule 40 | Pipes for General Use | 23-60 30 11 11 | M_Elbow - Generic: Elbow - Generic | 1 | M_Transition - Generic: Transition - Generic | M_Coupling - Generic: Coupling - Generic
99714 | Level 2 | ExpectedLife |  | 578775 | New Construction | AccessibilityPerformance | WarrantyGuarantorParts |  | FIXED | Unit B Hydronic Supply In | CodePerformance | 310502 |  |  |  | 99577 | 0.000000 | 99713 | Reference | Pipe Types:Mechanical Pipe | 25 mm | 99748,99750,99752,99754,99756,99758,310707,311093,311094,311095,311096 | 3Juo5RdLjDzvD5r1MK1W2_ | Color | 33 | Pipe Types:Mechanical Pipe:578775 |  | InstallationDate | 99714 | WarrantyGuarantorLabor |  |  |  | Features | TagNumber |  | BarCode | Hydronic Supply |  |  | Constituents |  |  | SerialNumber | WarrantyStartDate | AssetIdentifier |  | -0.441247 | 513 | ReplacementCost |  |  | Finish | Grade | Carbon Steel | ModelReference | NominalHeight | NominalLength | NominalWidth | ProductionYear | Shape | SustainabilityPerformance | WarrantyDescription | WarrantyDurationLabor | WarrantyDurationParts | ModelLabel | Manufacturer | [22 empty] | 0.468467 | [47 empty] | 0.082021 | [8 empty] | M_Tee - Generic: Tee - Generic | Level 2 | 0.000000 | 0.087417 | 2.645428 | 0.000000 | 0.000000 | 1.912001 | 0.000000 | 0 | 0.000000 | -0.441249 | 0.000000 | 0.000000 | 41 | 0.036793 | 0.109583 | 0 | 0 | -0.441247 | 0.000000 | 0.045720 | Threaded | M_Cross - Generic: Cross - Generic | Schedule 40 | Pipes for General Use | 23-60 30 11 11 | M_Elbow - Generic: Elbow - Generic | 1 | M_Transition - Generic: Transition - Generic | M_Coupling - Generic: Coupling - Generic
100368 | Level 2 | ExpectedLife |  | 579139 | New Construction | AccessibilityPerformance | WarrantyGuarantorParts |  | FIXED | Unit B Hydronic Supply In | CodePerformance | 310502 |  |  |  | 100231 | 0.000000 | 100367 | Reference | Pipe Types:Mechanical Pipe | 25 mm | 100402,100404,100406,100408,100410,100412,310710,311093,311094,311095,311096 | 0c8ED9w7XAgv_evno6JLQk | Color | 33 | Pipe Types:Mechanical Pipe:579139 |  | InstallationDate | 100368 | WarrantyGuarantorLabor |  |  |  | Features | TagNumber |  | BarCode | Hydronic Supply |  |  | Constituents |  |  | SerialNumber | WarrantyStartDate | AssetIdentifier |  | 0.222200 | 521 | ReplacementCost |  |  | Finish | Grade | Carbon Steel | ModelReference | NominalHeight | NominalLength | NominalWidth | ProductionYear | Shape | SustainabilityPerformance | WarrantyDescription | WarrantyDurationLabor | WarrantyDurationParts | ModelLabel | Manufacturer | [22 empty] | 0.107241 | [47 empty] | 0.082021 | [8 empty] | M_Tee - Generic: Tee - Generic | Level 2 | 0.000000 | 0.087417 | 3.308878 | 0.000000 | 0.000000 | 1.912001 | 0.000000 | 0 | 0.000000 | 0.222200 | 0.000000 | 0.000000 | 39 | 0.008423 | 0.109583 | 0 | 0 | 0.222200 | 0.000000 | 0.045720 | Threaded | M_Cross - Generic: Cross - Generic | Schedule 40 | Pipes for General Use | 23-60 30 11 11 | M_Elbow - Generic: Elbow - Generic | 1 | M_Transition - Generic: Transition - Generic | M_Coupling - Generic: Coupling - Generic
100554 | Level 2 | ExpectedLife |  | 579140 | New Construction | AccessibilityPerformance | WarrantyGuarantorParts |  | FIXED | Unit B Hydronic Supply In | CodePerformance | 310502 |  |  |  | 100417 | 0.000000 | 100553 | Reference | Pipe Types:Mechanical Pipe | 25 mm | 100587,100589,100591,100593,100595,100597,310711,311093,311094,311095,311096 | 1O4mCSncb3zPBNljqto35I | Color | 33 | Pipe Types:Mechanical Pipe:579140 |  | InstallationDate | 100554 | WarrantyGuarantorLabor |  |  |  | Features | TagNumber |  | BarCode | Hydronic Supply |  |  | Constituents |  |  | SerialNumber | WarrantyStartDate | AssetIdentifier |  | -0.223431 | 522 | ReplacementCost |  |  | Finish | Grade | Carbon Steel | ModelReference | NominalHeight | NominalLength | NominalWidth | ProductionYear | Shape | SustainabilityPerformance | WarrantyDescription | WarrantyDurationLabor | WarrantyDurationParts | ModelLabel | Manufacturer | [22 empty] | 0.190822 | [47 empty] | 0.082021 | [8 empty] | M_Tee - Generic: Tee - Generic | Level 2 | 0.000000 | 0.087417 | 2.685747 | 0.000000 | 0.000000 | 1.912001 | 0.000000 | 0 | 0.000000 | -0.414253 | 0.000000 | 0.000000 | 36 | 0.014987 | 0.109583 | 0 | 0 | -0.223431 |  | 0.045720 | Threaded | M_Cross - Generic: Cross - Generic | Schedule 40 | Pipes for General Use | 23-60 30 11 11 | M_Elbow - Generic: Elbow - Generic | 1 | M_Transition - Generic: Transition - Generic | M_Coupling - Generic: Coupling - Generic
100739 | Level 2 | ExpectedLife |  | 579151 | New Construction | AccessibilityPerformance | WarrantyGuarantorParts |  | FIXED | Unit B Hydronic Supply In | CodePerformance | 310502 |  |  |  | 100602 | 0.000000 | 100738 | Reference | Pipe Types:Mechanical Pipe | 25 mm | 100773,100775,100777,100779,100781,100783,310712,311093,311094,311095,311096 | 3fc6g1ZjD15whAruJ8HY3D | Color | 33 | Pipe Types:Mechanical Pipe:579151 |  | InstallationDate | 100739 | WarrantyGuarantorLabor |  |  |  | Features | TagNumber |  | BarCode | Hydronic Supply |  |  | Constituents |  |  | SerialNumber | WarrantyStartDate | AssetIdentifier |  | -0.441240 | 524 | ReplacementCost |  |  | Finish | Grade | Carbon Steel | ModelReference | NominalHeight | NominalLength | NominalWidth | ProductionYear | Shape | SustainabilityPerformance | WarrantyDescription | WarrantyDurationLabor | WarrantyDurationParts | ModelLabel | Manufacturer | [22 empty] | 0.243469 | [47 empty] | 0.082021 | [8 empty] | M_Tee - Generic: Tee - Generic | Level 2 | 0.000000 | 0.087417 | 2.645437 | 0.000000 | 0.000000 | 1.912001 | 0.000000 | 0 | 0.000000 | -0.441240 | 0.000000 | 0.000000 | 35 | 0.019122 | 0.109583 | 0 | 0 | -0.441240 | 0.000000 | 0.045720 | Threaded | M_Cross - Generic: Cross - Generic | Schedule 40 | Pipes for General Use | 23-60 30 11 11 | M_Elbow - Generic: Elbow - Generic | 1 | M_Transition - Generic: Transition - Generic | M_Coupling - Generic: Coupling - Generic
101062 | Level 2 | ExpectedLife |  | 579262 | New Construction | AccessibilityPerformance | WarrantyGuarantorParts |  | FIXED | Unit B Hydronic Supply In | CodePerformance | 310502 |  |  |  | 100925 | 0.000000 | 101061 | Reference | Pipe Types:Mechanical Pipe | 25 mm | 101095,101097,101099,101101,101103,101105,310713,311093,311094,311095,311096 | 3fiSTwEwT9YB503IyGqznM | Color | 33 | Pipe Types:Mechanical Pipe:579262 |  | InstallationDate | 101062 | WarrantyGuarantorLabor |  |  |  | Features | TagNumber |  | BarCode | Hydronic Supply |  |  | Constituents |  |  | SerialNumber | WarrantyStartDate | AssetIdentifier |  | 0.115638 | 528 | ReplacementCost |  |  | Finish | Grade | Carbon Steel | ModelReference | NominalHeight | NominalLength | NominalWidth | ProductionYear | Shape | SustainabilityPerformance | WarrantyDescription | WarrantyDurationLabor | WarrantyDurationParts | ModelLabel | Manufacturer | [22 empty] | 0.157369 | [47 empty] | 0.082021 | [8 empty] | M_Tee - Generic: Tee - Generic | Level 2 | 0.000000 | 0.087417 | 3.215638 | 0.000000 | 0.000000 | 1.912001 | 0.000000 | 0 | 0.000000 | 0.273006 | 0.000000 | 0.000000 | 25 | 0.012360 | 0.109583 | 0 | 0 | 0.115638 |  | 0.045720 | Threaded | M_Cross - Generic: Cross - Generic | Schedule 40 | Pipes for General Use | 23-60 30 11 11 | M_Elbow - Generic: Elbow - Generic | 1 | M_Transition - Generic: Transition - Generic | M_Coupling - Generic: Coupling - Generic
101499 | Level 2 | ExpectedLife |  | 579977 | New Construction | AccessibilityPerformance | WarrantyGuarantorParts |  | FIXED | Unit B Hydronic Supply In | CodePerformance | 310502 |  |  |  | 101362 | 0.000000 | 101498 | Reference | Pipe Types:Mechanical Pipe | 50 mm | 101532,101534,101536,101538,101540,101542,310714,311093,311094,311095,311096 | 14m9_MpzbAsPRKwqT$IDkP | Color | 33 | Pipe Types:Mechanical Pipe:579977 |  | InstallationDate | 101499 | WarrantyGuarantorLabor |  |  |  | Features | TagNumber |  | BarCode | Hydronic Supply |  |  | Constituents |  |  | SerialNumber | WarrantyStartDate | AssetIdentifier |  | -0.171044 | 531 | ReplacementCost |  |  | Finish | Grade | Carbon Steel | ModelReference | NominalHeight | NominalLength | NominalWidth | ProductionYear | Shape | SustainabilityPerformance | WarrantyDescription | WarrantyDurationLabor | WarrantyDurationParts | ModelLabel | Manufacturer | [22 empty] | 0.038894 | [47 empty] | 0.164042 | [8 empty] | M_Tee - Generic: Tee - Generic | Level 2 | 0.000000 | 0.172250 | 2.890062 | 0.000000 | 0.000000 | 3.767498 | 0.000000 | 0 | 0.000000 | -0.209938 | 0.000000 | 0.000000 | 37 | 0.006109 | 0.197917 | 0 | 0 | -0.171044 |  | 0.045720 | Threaded | M_Cross - Generic: Cross - Generic | Schedule 40 | Pipes for General Use | 23-60 30 11 11 | M_Elbow - Generic: Elbow - Generic | 1 | M_Transition - Generic: Transition - Generic | M_Coupling - Generic: Coupling - Generic
105223 | Level 2 | ExpectedLife |  | 580418 | New Construction | AccessibilityPerformance | WarrantyGuarantorParts |  | FIXED | Unit B Hydronic Supply In | CodePerformance | 310502 |  |  |  | 105086 | 0.000000 | 105222 | Reference | Pipe Types:Mechanical Pipe | 25 mm | 105257,105259,105261,105263,105265,105267,310717,311093,311094,311095,311096 | 1QDX2veKP7l9dnnGCFmZ6z | Color | 33 | Pipe Types:Mechanical Pipe:580418 |  | InstallationDate | 105223 | WarrantyGuarantorLabor |  |  |  | Features | TagNumber |  | BarCode | Hydronic Supply |  |  | Constituents |  |  | SerialNumber | WarrantyStartDate | AssetIdentifier |  | 0.095000 | 533 | ReplacementCost |  |  | Finish | Grade | Carbon Steel | ModelReference | NominalHeight | NominalLength | NominalWidth | ProductionYear | Shape | SustainabilityPerformance | WarrantyDescription | WarrantyDurationLabor | WarrantyDurationParts | ModelLabel | Manufacturer | [22 empty] | 0.006738 | [47 empty] | 0.082021 | [8 empty] | M_Tee - Generic: Tee - Generic | Level 2 | 0.000000 | 0.087417 | 3.181678 | 0.000000 | 0.000000 | 1.912001 | 0.000000 | 0 | 0.000000 | 0.095000 | 0.000000 | 0.000000 | 25 | 0.000529 | 0.109583 | 0 | 0 | 0.095000 | 0.000000 | 0.045720 | Threaded | M_Cross - Generic: Cross - Generic | Schedule 40 | Pipes for General Use | 23-60 30 11 11 | M_Elbow - Generic: Elbow - Generic | 1 | M_Transition - Generic: Transition - Generic | M_Coupling - Generic: Coupling - Generic
107853 | Level 2 | ExpectedLife |  | 581020 | New Construction | AccessibilityPerformance | WarrantyGuarantorParts |  | FIXED | Unit B Hydronic Supply In | CodePerformance | 310502 |  |  |  | 107716 | 0.000000 | 107852 | Reference | Pipe Types:Mechanical Pipe | 25 mm | 107887,107889,107891,107893,107895,107897,310719,311093,311094,311095,311096 | 1orA7_GjLF2OvIsVTs6V1t | Color | 33 | Pipe Types:Mechanical Pipe:581020 |  | InstallationDate | 107853 | WarrantyGuarantorLabor |  |  |  | Features | TagNumber |  | BarCode | Hydronic Supply |  |  | Constituents |  |  | SerialNumber | WarrantyStartDate | AssetIdentifier |  | 0.094997 | 535 | ReplacementCost |  |  | Finish | Grade | Carbon Steel | ModelReference | NominalHeight | NominalLength | NominalWidth | ProductionYear | Shape | SustainabilityPerformance | WarrantyDescription | WarrantyDurationLabor | WarrantyDurationParts | ModelLabel | Manufacturer | [22 empty] | 0.165869 | [47 empty] | 0.082021 | [8 empty] | M_Tee - Generic: Tee - Generic | Level 2 | 0.000000 | 0.087417 | 3.181673 | 0.000000 | 0.000000 | 1.912001 | 0.000000 | 0 | 0.000000 | 0.094995 | 0.000000 | 0.000000 | 26 | 0.013027 | 0.109583 | 0 | 0 | 0.094997 | 0.000000 | 0.045720 | Threaded | M_Cross - Generic: Cross - Generic | Schedule 40 | Pipes for General Use | 23-60 30 11 11 | M_Elbow - Generic: Elbow - Generic | 1 | M_Transition - Generic: Transition - Generic | M_Coupling - Generic: Coupling - Generic
113338 | Level 2 | ExpectedLife |  | 581037 | New Construction | AccessibilityPerformance | WarrantyGuarantorParts |  | FIXED | Unit B Hydronic Supply In | CodePerformance | 310502 |  |  |  | 113201 | 0.000000 | 113337 | Reference | Pipe Types:Mechanical Pipe | 25 mm | 113372,113374,113376,113378,113380,113382,310722,311093,311094,311095,311096 | 1x1QcZ3O5E2PqXAPJsRt_i | Color | 33 | Pipe Types:Mechanical Pipe:581037 |  | InstallationDate | 113338 | WarrantyGuarantorLabor |  |  |  | Features | TagNumber |  | BarCode | Hydronic Supply |  |  | Constituents |  |  | SerialNumber | WarrantyStartDate | AssetIdentifier |  | 0.094997 | 536 | ReplacementCost |  |  | Finish | Grade | Carbon Steel | ModelReference | NominalHeight | NominalLength | NominalWidth | ProductionYear | Shape | SustainabilityPerformance | WarrantyDescription | WarrantyDurationLabor | WarrantyDurationParts | ModelLabel | Manufacturer | [22 empty] | 0.357830 | [47 empty] | 0.082021 | [8 empty] | M_Tee - Generic: Tee - Generic | Level 2 | 0.000000 | 0.087417 | 3.181675 | 0.000000 | 0.000000 | 1.912001 | 0.000000 | 0 | 0.000000 | 0.095000 | 0.000000 | 0.000000 | 21 | 0.028104 | 0.109583 | 0 | 0 | 0.094997 | 0.000000 | 0.045720 | Threaded | M_Cross - Generic: Cross - Generic | Schedule 40 | Pipes for General Use | 23-60 30 11 11 | M_Elbow - Generic: Elbow - Generic | 1 | M_Transition - Generic: Transition - Generic | M_Coupling - Generic: Coupling - Generic
113581 | Level 2 | ExpectedLife |  | 581158 | New Construction | AccessibilityPerformance | WarrantyGuarantorParts |  | FIXED | Unit B Hydronic Supply In | CodePerformance | 310502 |  |  |  | 113444 | 0.000000 | 113580 | Reference | Pipe Types:Mechanical Pipe | 40 mm | 113615,113617,113619,113621,113623,113625,310723,311093,311094,311095,311096 | 1uIiQKQhrCBQXbE5317n3i | Color | 33 | Pipe Types:Mechanical Pipe:581158 |  | InstallationDate | 113581 | WarrantyGuarantorLabor |  |  |  | Features | TagNumber |  | BarCode | Hydronic Supply |  |  | Constituents |  |  | SerialNumber | WarrantyStartDate | AssetIdentifier |  | 0.654000 | 537 | ReplacementCost |  |  | Finish | Grade | Carbon Steel | ModelReference | NominalHeight | NominalLength | NominalWidth | ProductionYear | Shape | SustainabilityPerformance | WarrantyDescription | WarrantyDurationLabor | WarrantyDurationParts | ModelLabel | Manufacturer | [22 empty] | 0.066372 | [47 empty] | 0.131234 | [8 empty] | M_Tee - Generic: Tee - Generic | Level 2 | 0.000000 | 0.134167 | 3.733553 | 0.000000 | 0.000000 | 2.934529 | 0.000000 | 0 | 0.000000 | 0.654000 | 0.000000 | 0.000000 | 1 | 0.008341 | 0.158333 | 0 | 0 | 0.654000 | 0.000000 | 0.045720 | Threaded | M_Cross - Generic: Cross - Generic | Schedule 40 | Pipes for General Use | 23-60 30 11 11 | M_Elbow - Generic: Elbow - Generic | 1 | M_Transition - Generic: Transition - Generic | M_Coupling - Generic: Coupling - Generic
113767 | Level 2 | ExpectedLife |  | 581159 | New Construction | AccessibilityPerformance | WarrantyGuarantorParts |  | FIXED | Unit B Hydronic Supply In | CodePerformance | 310502 |  |  |  | 113630 | 0.000000 | 113766 | Reference | Pipe Types:Mechanical Pipe | 40 mm | 113801,113803,113805,113807,113809,113811,310724,311093,311094,311095,311096 | 1XuxOcRG159earAXQVVAkc | Color | 33 | Pipe Types:Mechanical Pipe:581159 |  | InstallationDate | 113767 | WarrantyGuarantorLabor |  |  |  | Features | TagNumber |  | BarCode | Hydronic Supply |  |  | Constituents |  |  | SerialNumber | WarrantyStartDate | AssetIdentifier |  | 0.654000 | 538 | ReplacementCost |  |  | Finish | Grade | Carbon Steel | ModelReference | NominalHeight | NominalLength | NominalWidth | ProductionYear | Shape | SustainabilityPerformance | WarrantyDescription | WarrantyDurationLabor | WarrantyDurationParts | ModelLabel | Manufacturer | [22 empty] | 0.236325 | [47 empty] | 0.131234 | [8 empty] | M_Tee - Generic: Tee - Generic | Level 2 | 0.000000 | 0.134167 | 3.733553 | 0.000000 | 0.000000 | 2.934529 | 0.000000 | 0 | 0.000000 | 0.654000 | 0.000000 | 0.000000 | 1 | 0.029698 | 0.158333 | 0 | 0 | 0.654000 | 0.000000 | 0.045720 | Threaded | M_Cross - Generic: Cross - Generic | Schedule 40 | Pipes for General Use | 23-60 30 11 11 | M_Elbow - Generic: Elbow - Generic | 1 | M_Transition - Generic: Transition - Generic | M_Coupling - Generic: Coupling - Generic
116466 | Level 2 | ExpectedLife |  | 581179 | New Construction | AccessibilityPerformance | WarrantyGuarantorParts |  | FIXED | Unit B Hydronic Supply In | CodePerformance | 310502 |  |  |  | 116329 | 0.000000 | 116465 | Reference | Pipe Types:Mechanical Pipe | 25 mm | 116500,116502,116504,116506,116508,116510,310726,311093,311094,311095,311096 | 39q5k6Nav0gAnvdmCXpvoC | Color | 33 | Pipe Types:Mechanical Pipe:581179 |  | InstallationDate | 116466 | WarrantyGuarantorLabor |  |  |  | Features | TagNumber |  | BarCode | Hydronic Supply |  |  | Constituents |  |  | SerialNumber | WarrantyStartDate | AssetIdentifier |  | -0.441240 | 540 | ReplacementCost |  |  | Finish | Grade | Carbon Steel | ModelReference | NominalHeight | NominalLength | NominalWidth | ProductionYear | Shape | SustainabilityPerformance | WarrantyDescription | WarrantyDurationLabor | WarrantyDurationParts | ModelLabel | Manufacturer | [22 empty] | 0.319246 | [47 empty] | 0.082021 | [8 empty] | M_Tee - Generic: Tee - Generic | Level 2 | 0.000000 | 0.087417 | 2.645437 | 0.000000 | 0.000000 | 1.912001 | 0.000000 | 0 | 0.000000 | -0.441240 | 0.000000 | 0.000000 | 34 | 0.025074 | 0.109583 | 0 | 0 | -0.441240 | 0.000000 | 0.045720 | Threaded | M_Cross - Generic: Cross - Generic | Schedule 40 | Pipes for General Use | 23-60 30 11 11 | M_Elbow - Generic: Elbow - Generic | 1 | M_Transition - Generic: Transition - Generic | M_Coupling - Generic: Coupling - Generic
146886 | Level 2 | ExpectedLife |  | 582976 | New Construction | AccessibilityPerformance | WarrantyGuarantorParts |  | FIXED | Unit B Sanitary | CodePerformance | 310502 |  |  |  | 146695 | 0.000000 | 146885 | Reference | Pipe Types:Waste | 40 mm | 146912,146914,146916,146918,146920,146922,310755,311118,311119,311120,311121 | 3VRdkguH533PKN7CamRiSe | Color | 33 | Pipe Types:Waste:582976 |  | InstallationDate | 146886 | WarrantyGuarantorLabor |  |  |  | Features | TagNumber |  | BarCode | Sanitary |  |  | Constituents |  |  | SerialNumber | WarrantyStartDate | AssetIdentifier |  | 0.713000 | 92 | ReplacementCost |  |  | Finish | Grade | Plastic | ModelReference | NominalHeight | NominalLength | NominalWidth | ProductionYear | Shape | SustainabilityPerformance | WarrantyDescription | WarrantyDurationLabor | WarrantyDurationParts | ModelLabel | Manufacturer | [22 empty] | 1.055695 | [47 empty] | 0.131234 | [8 empty] | M_Tee - Generic: Tee - Generic | Level 2 |  | 0.134167 | 2.757304 | [6 empty] | -0.342695 |  |  | 6 | 0.132663 | 0.158333 | 0 | 0 | 0.713000 |  | 0.002540 | Threaded | M_Cross - Generic: Cross - Generic | Schedule 40 | Pipes for General Use | 23-60 30 11 11 | M_Elbow - Generic: Elbow - Generic | 1 | M_Transition - Generic: Transition - Generic | M_Coupling - Generic: Coupling - Generic | [5 empty] | 1.000000
147064 | Level 2 | ExpectedLife |  | 582977 | New Construction | AccessibilityPerformance | WarrantyGuarantorParts |  | FIXED | Unit B Sanitary | CodePerformance | 310502 |  |  |  | 146927 | 0.000000 | 147063 | Reference | Pipe Types:Waste | 40 mm | 147091,147093,147095,147097,147099,147101,310756,311118,311119,311120,311121 | 0VntA578bFqxwwiiNQwPHi | Color | 33 | Pipe Types:Waste:582977 |  | InstallationDate | 147064 | WarrantyGuarantorLabor |  |  |  | Features | TagNumber |  | BarCode | Sanitary |  |  | Constituents |  |  | SerialNumber | WarrantyStartDate | AssetIdentifier |  | -0.366508 | 93 | ReplacementCost |  |  | Finish | Grade | Plastic | ModelReference | NominalHeight | NominalLength | NominalWidth | ProductionYear | Shape | SustainabilityPerformance | WarrantyDescription | WarrantyDurationLabor | WarrantyDurationParts | ModelLabel | Manufacturer | [22 empty] | 0.161934 | [47 empty] | 0.131234 | [8 empty] | M_Tee - Generic: Tee - Generic | Level 2 |  | 0.134167 | 2.713045 | [6 empty] | -0.366508 |  |  | 6 | 0.020349 | 0.158333 | 0 | 0 | -0.366508 | 0.000000 | 0.002540 | Threaded | M_Cross - Generic: Cross - Generic | Schedule 40 | Pipes for General Use | 23-60 30 11 11 | M_Elbow - Generic: Elbow - Generic | 1 | M_Transition - Generic: Transition - Generic | M_Coupling - Generic: Coupling - Generic | [5 empty] | 1.000000
149786 | Level 2 | ExpectedLife |  | 582980 | New Construction | AccessibilityPerformance | WarrantyGuarantorParts |  | FIXED | Unit B Sanitary | CodePerformance | 310502 |  |  |  | 149619 | 0.000000 | 149785 | Reference | Pipe Types:Waste | 40 mm | 149813,149815,149817,149819,149821,149823,310758,311118,311119,311120,311121 | 0k2HCeKr1DJAq7xOJGpDhR | Color | 33 | Pipe Types:Waste:582980 |  | InstallationDate | 149786 | WarrantyGuarantorLabor |  |  |  | Features | TagNumber |  | BarCode | Sanitary |  |  | Constituents |  |  | SerialNumber | WarrantyStartDate | AssetIdentifier |  | -0.370471 | 95 | ReplacementCost |  |  | Finish | Grade | Plastic | ModelReference | NominalHeight | NominalLength | NominalWidth | ProductionYear | Shape | SustainabilityPerformance | WarrantyDescription | WarrantyDurationLabor | WarrantyDurationParts | ModelLabel | Manufacturer | [22 empty] | 0.740285 | [47 empty] | 0.131234 | [8 empty] | M_Tee - Generic: Tee - Generic | Level 2 |  | 0.134167 | 2.709082 | [6 empty] | -0.366770 |  |  | 14 | 0.093027 | 0.158333 | 0 | 0 | -0.370471 | 0.005000 | 0.002540 | Threaded | M_Cross - Generic: Cross - Generic | Schedule 40 | Pipes for General Use | 23-60 30 11 11 | M_Elbow - Generic: Elbow - Generic | 1 | M_Transition - Generic: Transition - Generic | M_Coupling - Generic: Coupling - Generic | [5 empty] | 0.000000
150025 | Level 2 | ExpectedLife |  | 582982 | New Construction | AccessibilityPerformance | WarrantyGuarantorParts |  | FIXED | Unit B Sanitary | CodePerformance | 310502 |  |  |  | 149828 | 0.000000 | 150024 | Reference | Pipe Types:Waste | 40 mm | 150049,150051,150053,150055,150057,150059,310759,311118,311119,311120,311121 | 2Qqpm1NrP2OhaZv7qVKD60 | Color | 33 | Pipe Types:Waste:582982 |  | InstallationDate | 150025 | WarrantyGuarantorLabor |  |  |  | Features | TagNumber |  | BarCode | Sanitary |  |  | Constituents |  |  | SerialNumber | WarrantyStartDate | AssetIdentifier |  | 0.000000 | 96 | ReplacementCost |  |  | Finish | Grade | Plastic | ModelReference | NominalHeight | NominalLength | NominalWidth | ProductionYear | Shape | SustainabilityPerformance | WarrantyDescription | WarrantyDurationLabor | WarrantyDurationParts | ModelLabel | Manufacturer | [22 empty] | 0.324696 | [47 empty] | 0.131234 | [8 empty] | M_Tee - Generic: Tee - Generic | Level 2 |  | 0.134167 | 2.775303 | [6 empty] | -0.324696 |  |  | 7 | 0.040802 | 0.158333 | 0 | 0 | 0.000000 |  | 0.002540 | Threaded | M_Cross - Generic: Cross - Generic | Schedule 40 | Pipes for General Use | 23-60 30 11 11 | M_Elbow - Generic: Elbow - Generic | 1 | M_Transition - Generic: Transition - Generic | M_Coupling - Generic: Coupling - Generic | [5 empty] | 3.000000
150201 | Level 2 | ExpectedLife |  | 582983 | New Construction | AccessibilityPerformance | WarrantyGuarantorParts |  | FIXED | Unit B Sanitary | CodePerformance | 310502 |  |  |  | 150064 | 0.000000 | 150200 | Reference | Pipe Types:Waste | 40 mm | 150228,150230,150232,150234,150236,150238,310760,311118,311119,311120,311121 | 27lEnIl4b3GQecRkcS06lq | Color | 33 | Pipe Types:Waste:582983 |  | InstallationDate | 150201 | WarrantyGuarantorLabor |  |  |  | Features | TagNumber |  | BarCode | Sanitary |  |  | Constituents |  |  | SerialNumber | WarrantyStartDate | AssetIdentifier |  | -0.370733 | 97 | ReplacementCost |  |  | Finish | Grade | Plastic | ModelReference | NominalHeight | NominalLength | NominalWidth | ProductionYear | Shape | SustainabilityPerformance | WarrantyDescription | WarrantyDurationLabor | WarrantyDurationParts | ModelLabel | Manufacturer | [22 empty] | 0.350449 | [47 empty] | 0.131234 | [8 empty] | M_Tee - Generic: Tee - Generic | Level 2 |  | 0.134167 | 2.708820 | [6 empty] | -0.370733 |  |  | 7 | 0.044039 | 0.158333 | 0 | 0 | -0.370733 | 0.000000 | 0.002540 | Threaded | M_Cross - Generic: Cross - Generic | Schedule 40 | Pipes for General Use | 23-60 30 11 11 | M_Elbow - Generic: Elbow - Generic | 1 | M_Transition - Generic: Transition - Generic | M_Coupling - Generic: Coupling - Generic | [5 empty] | 3.000000
150509 | Level 2 | ExpectedLife |  | 582986 | New Construction | AccessibilityPerformance | WarrantyGuarantorParts |  | FIXED | Unit B Sanitary | CodePerformance | 310502 |  |  |  | 150342 | 0.000000 | 150508 | Reference | Pipe Types:Waste | 40 mm | 150536,150538,150540,150542,150544,150546,310761,311118,311119,311120,311121 | 1ke1AN57X8oPMxa1D5wkk_ | Color | 33 | Pipe Types:Waste:582986 |  | InstallationDate | 150509 | WarrantyGuarantorLabor |  |  |  | Features | TagNumber |  | BarCode | Sanitary |  |  | Constituents |  |  | SerialNumber | WarrantyStartDate | AssetIdentifier |  | -0.372195 | 99 | ReplacementCost |  |  | Finish | Grade | Plastic | ModelReference | NominalHeight | NominalLength | NominalWidth | ProductionYear | Shape | SustainabilityPerformance | WarrantyDescription | WarrantyDurationLabor | WarrantyDurationParts | ModelLabel | Manufacturer | [22 empty] | 0.240051 | [47 empty] | 0.131234 | [8 empty] | M_Tee - Generic: Tee - Generic | Level 2 |  | 0.134167 | 2.707358 | [6 empty] | -0.370995 |  |  | 13 | 0.030166 | 0.158333 | 0 | 0 | -0.372195 | 0.005000 | 0.002540 | Threaded | M_Cross - Generic: Cross - Generic | Schedule 40 | Pipes for General Use | 23-60 30 11 11 | M_Elbow - Generic: Elbow - Generic | 1 | M_Transition - Generic: Transition - Generic | M_Coupling - Generic: Coupling - Generic | [5 empty] | 0.000000
150730 | Level 2 | ExpectedLife |  | 582987 | New Construction | AccessibilityPerformance | WarrantyGuarantorParts |  | FIXED | Unit B Sanitary | CodePerformance | 310502 |  |  |  | 150551 | 0.000000 | 150729 | Reference | Pipe Types:Waste | 40 mm | 150757,150759,150761,150763,150765,150767,310762,311118,311119,311120,311121 | 2zBavrf4H0$vUGejezuG6q | Color | 33 | Pipe Types:Waste:582987 |  | InstallationDate | 150730 | WarrantyGuarantorLabor |  |  |  | Features | TagNumber |  | BarCode | Sanitary |  |  | Constituents |  |  | SerialNumber | WarrantyStartDate | AssetIdentifier |  | -0.220038 | 100 | ReplacementCost |  |  | Finish | Grade | Plastic | ModelReference | NominalHeight | NominalLength | NominalWidth | ProductionYear | Shape | SustainabilityPerformance | WarrantyDescription | WarrantyDurationLabor | WarrantyDurationParts | ModelLabel | Manufacturer | [22 empty] | 0.502390 | [47 empty] | 0.131234 | [8 empty] | M_Tee - Generic: Tee - Generic | Level 2 |  | 0.134167 | 2.859515 | [6 empty] | -0.217526 |  |  | 8 | 0.063132 | 0.158333 | 0 | 0 | -0.220038 | 0.005000 | 0.002540 | Threaded | M_Cross - Generic: Cross - Generic | Schedule 40 | Pipes for General Use | 23-60 30 11 11 | M_Elbow - Generic: Elbow - Generic | 1 | M_Transition - Generic: Transition - Generic | M_Coupling - Generic: Coupling - Generic | [5 empty] | 2.000000
151141 | Level 2 | ExpectedLife |  | 582989 | New Construction | AccessibilityPerformance | WarrantyGuarantorParts |  | FIXED | Unit B Sanitary | CodePerformance | 310502 |  |  |  | 151004 | 0.000000 | 151140 | Reference | Pipe Types:Waste | 40 mm | 151167,151169,151171,151173,151175,151177,310764,311118,311119,311120,311121 | 0LloZmIUbAIw6u_Vj1njdl | Color | 33 | Pipe Types:Waste:582989 |  | InstallationDate | 151141 | WarrantyGuarantorLabor |  |  |  | Features | TagNumber |  | BarCode | Sanitary |  |  | Constituents |  |  | SerialNumber | WarrantyStartDate | AssetIdentifier |  | 0.713000 | 103 | ReplacementCost |  |  | Finish | Grade | Plastic | ModelReference | NominalHeight | NominalLength | NominalWidth | ProductionYear | Shape | SustainabilityPerformance | WarrantyDescription | WarrantyDurationLabor | WarrantyDurationParts | ModelLabel | Manufacturer | [22 empty] | 1.052720 | [47 empty] | 0.131234 | [8 empty] | M_Tee - Generic: Tee - Generic | Level 2 |  | 0.134167 | 2.760280 | [6 empty] | -0.339720 |  |  | 5 | 0.132289 | 0.158333 | 0 | 0 | 0.713000 |  | 0.002540 | Threaded | M_Cross - Generic: Cross - Generic | Schedule 40 | Pipes for General Use | 23-60 30 11 11 | M_Elbow - Generic: Elbow - Generic | 1 | M_Transition - Generic: Transition - Generic | M_Coupling - Generic: Coupling - Generic | [5 empty] | 1.000000
151355 | Level 2 | ExpectedLife |  | 582990 | New Construction | AccessibilityPerformance | WarrantyGuarantorParts |  | FIXED | Unit B Sanitary | CodePerformance | 310502 |  |  |  | 151182 | 0.000000 | 151354 | Reference | Pipe Types:Waste | 40 mm | 151382,151384,151386,151388,151390,151392,310765,311118,311119,311120,311121 | 0UuARtNK51tRgTS3KA5as_ | Color | 33 | Pipe Types:Waste:582990 |  | InstallationDate | 151355 | WarrantyGuarantorLabor |  |  |  | Features | TagNumber |  | BarCode | Sanitary |  |  | Constituents |  |  | SerialNumber | WarrantyStartDate | AssetIdentifier |  | -0.363533 | 104 | ReplacementCost |  |  | Finish | Grade | Plastic | ModelReference | NominalHeight | NominalLength | NominalWidth | ProductionYear | Shape | SustainabilityPerformance | WarrantyDescription | WarrantyDurationLabor | WarrantyDurationParts | ModelLabel | Manufacturer | [22 empty] | 0.161932 | [47 empty] | 0.131234 | [8 empty] | M_Tee - Generic: Tee - Generic | Level 2 |  | 0.134167 | 2.716020 | [6 empty] | -0.363523 |  |  | 5 | 0.020349 | 0.158333 | 0 | 0 | -0.363533 | 0.000000 | 0.002540 | Threaded | M_Cross - Generic: Cross - Generic | Schedule 40 | Pipes for General Use | 23-60 30 11 11 | M_Elbow - Generic: Elbow - Generic | 1 | M_Transition - Generic: Transition - Generic | M_Coupling - Generic: Coupling - Generic | [5 empty] | 1.000000
151534 | Level 2 | ExpectedLife |  | 582991 | New Construction | AccessibilityPerformance | WarrantyGuarantorParts |  | FIXED | Unit B Sanitary | CodePerformance | 310502 |  |  |  | 151397 | 0.000000 | 151533 | Reference | Pipe Types:Waste | 40 mm | 151558,151560,151562,151564,151566,151568,310766,311118,311119,311120,311121 | 315btgnV5ARxjkFHf92BPk | Color | 33 | Pipe Types:Waste:582991 |  | InstallationDate | 151534 | WarrantyGuarantorLabor |  |  |  | Features | TagNumber |  | BarCode | Sanitary |  |  | Constituents |  |  | SerialNumber | WarrantyStartDate | AssetIdentifier |  | 0.000000 | 105 | ReplacementCost |  |  | Finish | Grade | Plastic | ModelReference | NominalHeight | NominalLength | NominalWidth | ProductionYear | Shape | SustainabilityPerformance | WarrantyDescription | WarrantyDurationLabor | WarrantyDurationParts | ModelLabel | Manufacturer | [22 empty] | 0.190381 | [47 empty] | 0.131234 | [8 empty] | M_Tee - Generic: Tee - Generic | Level 2 |  | 0.134167 | 2.909619 | [6 empty] | -0.190381 |  |  | 8 | 0.023924 | 0.158333 | 0 | 0 | 0.000000 |  | 0.002540 | Threaded | M_Cross - Generic: Cross - Generic | Schedule 40 | Pipes for General Use | 23-60 30 11 11 | M_Elbow - Generic: Elbow - Generic | 1 | M_Transition - Generic: Transition - Generic | M_Coupling - Generic: Coupling - Generic | [5 empty] | 2.000000
151764 | Level 2 | ExpectedLife |  | 582992 | New Construction | AccessibilityPerformance | WarrantyGuarantorParts |  | FIXED | Unit B Sanitary | CodePerformance | 310502 |  |  |  | 151573 | 0.000000 | 151763 | Reference | Pipe Types:Waste | 40 mm | 151791,151793,151795,151797,151799,151801,310767,311118,311119,311120,311121 | 08K0x7KyT9yw3T_wxwfYy6 | Color | 33 | Pipe Types:Waste:582992 |  | InstallationDate | 151764 | WarrantyGuarantorLabor |  |  |  | Features | TagNumber |  | BarCode | Sanitary |  |  | Constituents |  |  | SerialNumber | WarrantyStartDate | AssetIdentifier |  | -0.217368 | 106 | ReplacementCost |  |  | Finish | Grade | Plastic | ModelReference | NominalHeight | NominalLength | NominalWidth | ProductionYear | Shape | SustainabilityPerformance | WarrantyDescription | WarrantyDurationLabor | WarrantyDurationParts | ModelLabel | Manufacturer | [22 empty] | 0.183159 | [47 empty] | 0.131234 | [8 empty] | M_Tee - Generic: Tee - Generic | Level 2 |  | 0.134167 | 2.862162 | [6 empty] | -0.217391 |  |  | 8 | 0.023016 | 0.158333 | 0 | 0 | -0.217368 | 0.000000 | 0.002540 | Threaded | M_Cross - Generic: Cross - Generic | Schedule 40 | Pipes for General Use | 23-60 30 11 11 | M_Elbow - Generic: Elbow - Generic | 1 | M_Transition - Generic: Transition - Generic | M_Coupling - Generic: Coupling - Generic | [5 empty] | 2.000000
159344 | Level 2 | ExpectedLife |  | 583033 | New Construction | AccessibilityPerformance | WarrantyGuarantorParts |  | FIXED | Unit A Sanitary | CodePerformance | 310502 |  |  |  | 159183 | 0.000000 | 159343 | Reference | Pipe Types:Waste | 40 mm | 159371,159373,159375,159377,159379,159381,310781,311118,311119,311120,311121 | 336ajHRPXDE8$eoXtNDAE2 | Color | 33 | Pipe Types:Waste:583033 |  | InstallationDate | 159344 | WarrantyGuarantorLabor |  |  |  | Features | TagNumber |  | BarCode | Sanitary |  |  | Constituents |  |  | SerialNumber | WarrantyStartDate | AssetIdentifier |  | -0.369061 | 132 | ReplacementCost |  |  | Finish | Grade | Plastic | ModelReference | NominalHeight | NominalLength | NominalWidth | ProductionYear | Shape | SustainabilityPerformance | WarrantyDescription | WarrantyDurationLabor | WarrantyDurationParts | ModelLabel | Manufacturer | [22 empty] | 0.816872 | [47 empty] | 0.131234 | [8 empty] | M_Tee - Generic: Tee - Generic | Level 2 |  | 0.134167 | 2.710492 | [6 empty] | -0.364994 |  |  | 12 | 0.102651 | 0.158333 | 0 | 0 | -0.369061 | 0.004979 | 0.002540 | Threaded | M_Cross - Generic: Cross - Generic | Schedule 40 | Pipes for General Use | 23-60 30 11 11 | M_Elbow - Generic: Elbow - Generic | 1 | M_Transition - Generic: Transition - Generic | M_Coupling - Generic: Coupling - Generic | [5 empty] | 0.000000
159816 | Level 2 | ExpectedLife |  | 583036 | New Construction | AccessibilityPerformance | WarrantyGuarantorParts |  | FIXED | Unit A Sanitary | CodePerformance | 310502 |  |  |  | 159655 | 0.000000 | 159815 | Reference | Pipe Types:Waste | 40 mm | 159843,159845,159847,159849,159851,159853,310783,311118,311119,311120,311121 | 1bF3JYdJ13BA_bNkmerM4P | Color | 33 | Pipe Types:Waste:583036 |  | InstallationDate | 159816 | WarrantyGuarantorLabor |  |  |  | Features | TagNumber |  | BarCode | Sanitary |  |  | Constituents |  |  | SerialNumber | WarrantyStartDate | AssetIdentifier |  | -0.229771 | 134 | ReplacementCost |  |  | Finish | Grade | Plastic | ModelReference | NominalHeight | NominalLength | NominalWidth | ProductionYear | Shape | SustainabilityPerformance | WarrantyDescription | WarrantyDurationLabor | WarrantyDurationParts | ModelLabel | Manufacturer | [22 empty] | 0.352310 | [47 empty] | 0.131234 | [8 empty] | M_Tee - Generic: Tee - Generic | Level 2 |  | 0.134167 | 2.849782 | [6 empty] | -0.228009 |  |  | 7 | 0.044273 | 0.158333 | 0 | 0 | -0.229771 | 0.005000 | 0.002540 | Threaded | M_Cross - Generic: Cross - Generic | Schedule 40 | Pipes for General Use | 23-60 30 11 11 | M_Elbow - Generic: Elbow - Generic | 1 | M_Transition - Generic: Transition - Generic | M_Coupling - Generic: Coupling - Generic | [5 empty] | 2.000000
160239 | Level 2 | ExpectedLife |  | 583038 | New Construction | AccessibilityPerformance | WarrantyGuarantorParts |  | FIXED | Unit A Sanitary | CodePerformance | 310502 |  |  |  | 160078 | 0.000000 | 160238 | Reference | Pipe Types:Waste | 40 mm | 160263,160265,160267,160269,160271,160273,310785,311118,311119,311120,311121 | 2pc9B6lHv8cecVUCalIrxk | Color | 33 | Pipe Types:Waste:583038 |  | InstallationDate | 160239 | WarrantyGuarantorLabor |  |  |  | Features | TagNumber |  | BarCode | Sanitary |  |  | Constituents |  |  | SerialNumber | WarrantyStartDate | AssetIdentifier |  | 0.000000 | 136 | ReplacementCost |  |  | Finish | Grade | Plastic | ModelReference | NominalHeight | NominalLength | NominalWidth | ProductionYear | Shape | SustainabilityPerformance | WarrantyDescription | WarrantyDurationLabor | WarrantyDurationParts | ModelLabel | Manufacturer | [22 empty] | 0.200887 | [47 empty] | 0.131234 | [8 empty] | M_Tee - Generic: Tee - Generic | Level 2 |  | 0.134167 | 2.899113 | [6 empty] | -0.200887 |  |  | 7 | 0.025244 | 0.158333 | 0 | 0 | 0.000000 |  | 0.002540 | Threaded | M_Cross - Generic: Cross - Generic | Schedule 40 | Pipes for General Use | 23-60 30 11 11 | M_Elbow - Generic: Elbow - Generic | 1 | M_Transition - Generic: Transition - Generic | M_Coupling - Generic: Coupling - Generic | [5 empty] | 2.000000
160415 | Level 2 | ExpectedLife |  | 583039 | New Construction | AccessibilityPerformance | WarrantyGuarantorParts |  | FIXED | Unit A Sanitary | CodePerformance | 310502 |  |  |  | 160278 | 0.000000 | 160414 | Reference | Pipe Types:Waste | 40 mm | 160442,160444,160446,160448,160450,160452,310786,311118,311119,311120,311121 | 1aJsVWmH54i9k72wRq_6ka | Color | 33 | Pipe Types:Waste:583039 |  | InstallationDate | 160415 | WarrantyGuarantorLabor |  |  |  | Features | TagNumber |  | BarCode | Sanitary |  |  | Constituents |  |  | SerialNumber | WarrantyStartDate | AssetIdentifier |  | -0.227874 | 137 | ReplacementCost |  |  | Finish | Grade | Plastic | ModelReference | NominalHeight | NominalLength | NominalWidth | ProductionYear | Shape | SustainabilityPerformance | WarrantyDescription | WarrantyDurationLabor | WarrantyDurationParts | ModelLabel | Manufacturer | [22 empty] | 0.184991 | [47 empty] | 0.131234 | [8 empty] | M_Tee - Generic: Tee - Generic | Level 2 |  | 0.134167 | 2.851679 | [6 empty] | -0.227874 |  |  | 7 | 0.023247 | 0.158333 | 0 | 0 | -0.227874 | 0.000000 | 0.002540 | Threaded | M_Cross - Generic: Cross - Generic | Schedule 40 | Pipes for General Use | 23-60 30 11 11 | M_Elbow - Generic: Elbow - Generic | 1 | M_Transition - Generic: Transition - Generic | M_Coupling - Generic: Coupling - Generic | [5 empty] | 2.000000
160696 | Level 2 | ExpectedLife |  | 583041 | New Construction | AccessibilityPerformance | WarrantyGuarantorParts |  | FIXED | Unit A Sanitary | CodePerformance | 310502 |  |  |  | 160505 | 0.000000 | 160695 | Reference | Pipe Types:Waste | 40 mm | 160720,160722,160724,160726,160728,160730,310787,311118,311119,311120,311121 | 3mR31R5pz3Qw$gjC2sQBj2 | Color | 33 | Pipe Types:Waste:583041 |  | InstallationDate | 160696 | WarrantyGuarantorLabor |  |  |  | Features | TagNumber |  | BarCode | Sanitary |  |  | Constituents |  |  | SerialNumber | WarrantyStartDate | AssetIdentifier |  | 0.000000 | 138 | ReplacementCost |  |  | Finish | Grade | Plastic | ModelReference | NominalHeight | NominalLength | NominalWidth | ProductionYear | Shape | SustainabilityPerformance | WarrantyDescription | WarrantyDurationLabor | WarrantyDurationParts | ModelLabel | Manufacturer | [22 empty] | 0.330764 | [47 empty] | 0.131234 | [8 empty] | M_Tee - Generic: Tee - Generic | Level 2 |  | 0.134167 | 2.769236 | [6 empty] | -0.330764 |  |  | 8 | 0.041565 | 0.158333 | 0 | 0 | 0.000000 |  | 0.002540 | Threaded | M_Cross - Generic: Cross - Generic | Schedule 40 | Pipes for General Use | 23-60 30 11 11 | M_Elbow - Generic: Elbow - Generic | 1 | M_Transition - Generic: Transition - Generic | M_Coupling - Generic: Coupling - Generic | [5 empty] | 3.000000
160872 | Level 2 | ExpectedLife |  | 583042 | New Construction | AccessibilityPerformance | WarrantyGuarantorParts |  | FIXED | Unit A Sanitary | CodePerformance | 310502 |  |  |  | 160735 | 0.000000 | 160871 | Reference | Pipe Types:Waste | 40 mm | 160899,160901,160903,160905,160907,160909,310788,311118,311119,311120,311121 | 1uJpO2SfX2pg64mSimnBXT | Color | 33 | Pipe Types:Waste:583042 |  | InstallationDate | 160872 | WarrantyGuarantorLabor |  |  |  | Features | TagNumber |  | BarCode | Sanitary |  |  | Constituents |  |  | SerialNumber | WarrantyStartDate | AssetIdentifier |  | -0.376801 | 139 | ReplacementCost |  |  | Finish | Grade | Plastic | ModelReference | NominalHeight | NominalLength | NominalWidth | ProductionYear | Shape | SustainabilityPerformance | WarrantyDescription | WarrantyDurationLabor | WarrantyDurationParts | ModelLabel | Manufacturer | [22 empty] | 0.351282 | [47 empty] | 0.131234 | [8 empty] | M_Tee - Generic: Tee - Generic | Level 2 |  | 0.134167 | 2.702752 | [6 empty] | -0.376801 |  |  | 8 | 0.044143 | 0.158333 | 0 | 0 | -0.376801 | 0.000000 | 0.002540 | Threaded | M_Cross - Generic: Cross - Generic | Schedule 40 | Pipes for General Use | 23-60 30 11 11 | M_Elbow - Generic: Elbow - Generic | 1 | M_Transition - Generic: Transition - Generic | M_Coupling - Generic: Coupling - Generic | [5 empty] | 3.000000
161216 | Level 2 | ExpectedLife |  | 583045 | New Construction | AccessibilityPerformance | WarrantyGuarantorParts |  | FIXED | Unit A Sanitary | CodePerformance | 310502 |  |  |  | 161013 | 0.000000 | 161215 | Reference | Pipe Types:Waste | 40 mm | 161243,161245,161247,161249,161251,161253,310789,311118,311119,311120,311121 | 0Cuj5gcEX9KviI6$ll$8$j | Color | 33 | Pipe Types:Waste:583045 |  | InstallationDate | 161216 | WarrantyGuarantorLabor |  |  |  | Features | TagNumber |  | BarCode | Sanitary |  |  | Constituents |  |  | SerialNumber | WarrantyStartDate | AssetIdentifier |  | -0.379014 | 141 | ReplacementCost |  |  | Finish | Grade | Plastic | ModelReference | NominalHeight | NominalLength | NominalWidth | ProductionYear | Shape | SustainabilityPerformance | WarrantyDescription | WarrantyDurationLabor | WarrantyDurationParts | ModelLabel | Manufacturer | [22 empty] | 0.390131 | [47 empty] | 0.131234 | [8 empty] | M_Tee - Generic: Tee - Generic | Level 2 |  | 0.134167 | 2.700540 | [6 empty] | -0.377063 |  |  | 16 | 0.049025 | 0.158333 | 0 | 0 | -0.379014 | 0.005000 | 0.002540 | Threaded | M_Cross - Generic: Cross - Generic | Schedule 40 | Pipes for General Use | 23-60 30 11 11 | M_Elbow - Generic: Elbow - Generic | 1 | M_Transition - Generic: Transition - Generic | M_Coupling - Generic: Coupling - Generic | [5 empty] | 0.000000
161395 | Level 2 | ExpectedLife |  | 583046 | New Construction | AccessibilityPerformance | WarrantyGuarantorParts |  | FIXED | Unit A Sanitary | CodePerformance | 310502 |  |  |  | 161258 | 0.000000 | 161394 | Reference | Pipe Types:Waste | 40 mm | 161421,161423,161425,161427,161429,161431,310790,311118,311119,311120,311121 | 1HYydAUW55lQIF6TQNDUVy | Color | 33 | Pipe Types:Waste:583046 |  | InstallationDate | 161395 | WarrantyGuarantorLabor |  |  |  | Features | TagNumber |  | BarCode | Sanitary |  |  | Constituents |  |  | SerialNumber | WarrantyStartDate | AssetIdentifier |  | 0.713000 | 142 | ReplacementCost |  |  | Finish | Grade | Plastic | ModelReference | NominalHeight | NominalLength | NominalWidth | ProductionYear | Shape | SustainabilityPerformance | WarrantyDescription | WarrantyDurationLabor | WarrantyDurationParts | ModelLabel | Manufacturer | [22 empty] | 1.061760 | [47 empty] | 0.131234 | [8 empty] | M_Tee - Generic: Tee - Generic | Level 2 |  | 0.134167 | 2.751240 | [6 empty] | -0.348760 |  |  | 9 | 0.133425 | 0.158333 | 0 | 0 | 0.713000 |  | 0.002540 | Threaded | M_Cross - Generic: Cross - Generic | Schedule 40 | Pipes for General Use | 23-60 30 11 11 | M_Elbow - Generic: Elbow - Generic | 1 | M_Transition - Generic: Transition - Generic | M_Coupling - Generic: Coupling - Generic | [5 empty] | 1.000000
161573 | Level 2 | ExpectedLife |  | 583047 | New Construction | AccessibilityPerformance | WarrantyGuarantorParts |  | FIXED | Unit A Sanitary | CodePerformance | 310502 |  |  |  | 161436 | 0.000000 | 161572 | Reference | Pipe Types:Waste | 40 mm | 161600,161602,161604,161606,161608,161610,310791,311118,311119,311120,311121 | 0WmmZdfRTDOB6MqWWFJR5M | Color | 33 | Pipe Types:Waste:583047 |  | InstallationDate | 161573 | WarrantyGuarantorLabor |  |  |  | Features | TagNumber |  | BarCode | Sanitary |  |  | Constituents |  |  | SerialNumber | WarrantyStartDate | AssetIdentifier |  | -0.372573 | 365 | ReplacementCost |  |  | Finish | Grade | Plastic | ModelReference | NominalHeight | NominalLength | NominalWidth | ProductionYear | Shape | SustainabilityPerformance | WarrantyDescription | WarrantyDurationLabor | WarrantyDurationParts | ModelLabel | Manufacturer | [22 empty] | 0.164266 | [47 empty] | 0.131234 | [8 empty] | M_Tee - Generic: Tee - Generic | Level 2 |  | 0.134167 | 2.706980 | [6 empty] | -0.372573 |  |  | 9 | 0.020642 | 0.158333 | 0 | 0 | -0.372573 | 0.000000 | 0.002540 | Threaded | M_Cross - Generic: Cross - Generic | Schedule 40 | Pipes for General Use | 23-60 30 11 11 | M_Elbow - Generic: Elbow - Generic | 1 | M_Transition - Generic: Transition - Generic | M_Coupling - Generic: Coupling - Generic | [5 empty] | 1.000000
161869 | Level 2 | ExpectedLife |  | 583050 | New Construction | AccessibilityPerformance | WarrantyGuarantorParts |  | FIXED | Unit A Sanitary | CodePerformance | 310502 |  |  |  | 161714 | 0.000000 | 161868 | Reference | Pipe Types:Waste | 40 mm | 161896,161898,161900,161902,161904,161906,310792,311118,311119,311120,311121 | 3gDsPJQIP7HOn$wh2K4DS8 | Color | 33 | Pipe Types:Waste:583050 |  | InstallationDate | 161869 | WarrantyGuarantorLabor |  |  |  | Features | TagNumber |  | BarCode | Sanitary |  |  | Constituents |  |  | SerialNumber | WarrantyStartDate | AssetIdentifier |  | -0.376539 | 145 | ReplacementCost |  |  | Finish | Grade | Plastic | ModelReference | NominalHeight | NominalLength | NominalWidth | ProductionYear | Shape | SustainabilityPerformance | WarrantyDescription | WarrantyDurationLabor | WarrantyDurationParts | ModelLabel | Manufacturer | [22 empty] | 0.740852 | [47 empty] | 0.131234 | [8 empty] | M_Tee - Generic: Tee - Generic | Level 2 |  | 0.134167 | 2.703014 | [6 empty] | -0.372835 |  |  | 17 | 0.093098 | 0.158333 | 0 | 0 | -0.376539 | 0.005000 | 0.002540 | Threaded | M_Cross - Generic: Cross - Generic | Schedule 40 | Pipes for General Use | 23-60 30 11 11 | M_Elbow - Generic: Elbow - Generic | 1 | M_Transition - Generic: Transition - Generic | M_Coupling - Generic: Coupling - Generic | [5 empty] | 0.000000
162060 | Level 2 | ExpectedLife |  | 583052 | New Construction | AccessibilityPerformance | WarrantyGuarantorParts |  | FIXED | Unit A Sanitary | CodePerformance | 310502 |  |  |  | 161911 | 0.000000 | 162059 | Reference | Pipe Types:Waste | 40 mm | 162086,162088,162090,162092,162094,162096,310793,311118,311119,311120,311121 | 1mtb34kP5FWAXHJrWUAkDc | Color | 33 | Pipe Types:Waste:583052 |  | InstallationDate | 162060 | WarrantyGuarantorLabor |  |  |  | Features | TagNumber |  | BarCode | Sanitary |  |  | Constituents |  |  | SerialNumber | WarrantyStartDate | AssetIdentifier |  | 0.713000 | 366 | ReplacementCost |  |  | Finish | Grade | Plastic | ModelReference | NominalHeight | NominalLength | NominalWidth | ProductionYear | Shape | SustainabilityPerformance | WarrantyDescription | WarrantyDurationLabor | WarrantyDurationParts | ModelLabel | Manufacturer | [22 empty] | 1.058223 | [47 empty] | 0.131234 | [8 empty] | M_Tee - Generic: Tee - Generic | Level 2 |  | 0.134167 | 2.754777 | [6 empty] | -0.345223 |  |  | 10 | 0.132980 | 0.158333 | 0 | 0 | 0.713000 |  | 0.002540 | Threaded | M_Cross - Generic: Cross - Generic | Schedule 40 | Pipes for General Use | 23-60 30 11 11 | M_Elbow - Generic: Elbow - Generic | 1 | M_Transition - Generic: Transition - Generic | M_Coupling - Generic: Coupling - Generic | [5 empty] | 1.000000
162304 | Level 2 | ExpectedLife |  | 583053 | New Construction | AccessibilityPerformance | WarrantyGuarantorParts |  | FIXED | Unit A Sanitary | CodePerformance | 310502 |  |  |  | 162101 | 0.000000 | 162303 | Reference | Pipe Types:Waste | 40 mm | 162331,162333,162335,162337,162339,162341,310794,311118,311119,311120,311121 | 14P5tYm2r0Dw3JAA_w383A | Color | 33 | Pipe Types:Waste:583053 |  | InstallationDate | 162304 | WarrantyGuarantorLabor |  |  |  | Features | TagNumber |  | BarCode | Sanitary |  |  | Constituents |  |  | SerialNumber | WarrantyStartDate | AssetIdentifier |  | -0.369035 | 367 | ReplacementCost |  |  | Finish | Grade | Plastic | ModelReference | NominalHeight | NominalLength | NominalWidth | ProductionYear | Shape | SustainabilityPerformance | WarrantyDescription | WarrantyDurationLabor | WarrantyDurationParts | ModelLabel | Manufacturer | [22 empty] | 0.164266 | [47 empty] | 0.131234 | [8 empty] | M_Tee - Generic: Tee - Generic | Level 2 |  | 0.134167 | 2.710230 | [6 empty] | -0.369323 |  |  | 10 | 0.020642 | 0.158333 | 0 | 0 | -0.369035 | 0.001751 | 0.002540 | Threaded | M_Cross - Generic: Cross - Generic | Schedule 40 | Pipes for General Use | 23-60 30 11 11 | M_Elbow - Generic: Elbow - Generic | 1 | M_Transition - Generic: Transition - Generic | M_Coupling - Generic: Coupling - Generic | [5 empty] | 1.000000
167492 | Level 2 | ExpectedLife |  | 583082 | New Construction | AccessibilityPerformance | WarrantyGuarantorParts |  | FIXED | Unit B Domestic Cold Water | CodePerformance | 310502 |  |  |  | 167355 | 0.000000 | 167491 | Reference | Pipe Types:Cold Water | 25 mm | 167528,167530,167532,167534,167536,167538,310811,311126,311127,311128,311129 | 2mAcKs5Fj7NwAeOcUWniDf | Color | 33 | Pipe Types:Cold Water:583082 |  | InstallationDate | 167492 | WarrantyGuarantorLabor |  |  |  | Features | TagNumber |  | BarCode | Domestic Cold Water |  |  | Constituents |  |  | SerialNumber | WarrantyStartDate | AssetIdentifier |  | -0.100000 | 176 | ReplacementCost |  |  | Finish | Grade | Copper | ModelReference | NominalHeight | NominalLength | NominalWidth | ProductionYear | Shape | SustainabilityPerformance | WarrantyDescription | WarrantyDurationLabor | WarrantyDurationParts | ModelLabel | Manufacturer | [22 empty] | 0.383872 | [47 empty] | 0.082021 | [8 empty] | M_Tee - Generic: Tee - Generic | Level 2 | 0.000000 | 0.074016 | 2.988720 | 0.033420 | 47589.723693 | 29.140058 | 697.516955 | 2 | 0.060506 | -0.100000 | 7.767301 | 878.467534 | 16 | 0.030149 | 0.083333 | 0 | 0 | -0.100000 | 0.000000 | 0.002540 | Soldered | M_Cross - Generic: Cross - Generic | A | Pipes for General Use | 23-60 30 11 11 | M_Elbow - Generic: Elbow - Generic | 1 | M_Transition - Generic: Transition - Generic | M_Coupling - Generic: Coupling - Generic | [5 empty] | 1.000000
167680 | Level 2 | ExpectedLife |  | 583083 | New Construction | AccessibilityPerformance | WarrantyGuarantorParts |  | FIXED | Unit B Domestic Cold Water | CodePerformance | 310502 |  |  |  | 167543 | 0.000000 | 167679 | Reference | Pipe Types:Cold Water | 15 mm | 167716,167718,167720,167722,167724,167726,310812,311126,311127,311128,311129 | 0UXjgAgML1Ou1115qS8AcU | Color | 33 | Pipe Types:Cold Water:583083 |  | InstallationDate | 167680 | WarrantyGuarantorLabor |  |  |  | Features | TagNumber |  | BarCode | Domestic Cold Water |  |  | Constituents |  |  | SerialNumber | WarrantyStartDate | AssetIdentifier |  | 0.469943 | 383 | ReplacementCost |  |  | Finish | Grade | Copper | ModelReference | NominalHeight | NominalLength | NominalWidth | ProductionYear | Shape | SustainabilityPerformance | WarrantyDescription | WarrantyDurationLabor | WarrantyDurationParts | ModelLabel | Manufacturer | [22 empty] | 0.123472 | [47 empty] | 0.049213 | [8 empty] | M_Tee - Generic: Tee - Generic | Level 2 | 0.000000 | 0.034974 | 3.564613 | 0.033420 | 100715.212618 | 13.769194 | 41984.046846 | 2 | 0.085786 | 0.469943 | 34.788356 | 17007.332226 | 13 | 0.005818 | 0.041667 | 0 | 0 | 0.469943 | 0.000000 | 0.002540 | Soldered | M_Cross - Generic: Cross - Generic | A | Pipes for General Use | 23-60 30 11 11 | M_Elbow - Generic: Elbow - Generic | 1 | M_Transition - Generic: Transition - Generic | M_Coupling - Generic: Coupling - Generic | [5 empty] | 2.200000
167868 | Level 2 | ExpectedLife |  | 583084 | New Construction | AccessibilityPerformance | WarrantyGuarantorParts |  | FIXED | Unit B Domestic Cold Water | CodePerformance | 310502 |  |  |  | 167731 | 0.000000 | 167867 | Reference | Pipe Types:Cold Water | 15 mm | 167903,167905,167907,167909,167911,167913,310813,311126,311127,311128,311129 | 0M4$H6OqL328l0plxSr09b | Color | 33 | Pipe Types:Cold Water:583084 |  | InstallationDate | 167868 | WarrantyGuarantorLabor |  |  |  | Features | TagNumber |  | BarCode | Domestic Cold Water |  |  | Constituents |  |  | SerialNumber | WarrantyStartDate | AssetIdentifier |  | 0.455656 | 384 | ReplacementCost |  |  | Finish | Grade | Copper | ModelReference | NominalHeight | NominalLength | NominalWidth | ProductionYear | Shape | SustainabilityPerformance | WarrantyDescription | WarrantyDurationLabor | WarrantyDurationParts | ModelLabel | Manufacturer | [22 empty] | 0.521524 | [47 empty] | 0.049213 | [8 empty] | M_Tee - Generic: Tee - Generic | Level 2 | 0.000000 | 0.034974 | 3.034131 | 0.033420 | 100715.212618 | 13.769194 | 41984.046846 | 2 | 0.085786 | -0.065869 | 34.788356 | 71836.309983 | 13 | 0.024576 | 0.041667 | 0 | 0 | 0.455656 |  | 0.002540 | Soldered | M_Cross - Generic: Cross - Generic | A | Pipes for General Use | 23-60 30 11 11 | M_Elbow - Generic: Elbow - Generic | 1 | M_Transition - Generic: Transition - Generic | M_Coupling - Generic: Coupling - Generic | [5 empty] | 2.200000
168152 | Level 2 | ExpectedLife |  | 583087 | New Construction | AccessibilityPerformance | WarrantyGuarantorParts |  | FIXED | Unit B Domestic Cold Water | CodePerformance | 310502 |  |  |  | 168015 | 0.000000 | 168151 | Reference | Pipe Types:Cold Water | 25 mm | 168187,168189,168191,168193,168195,168197,310814,311126,311127,311128,311129 | 3x345hEjD5Fwqx3XS5FoX6 | Color | 33 | Pipe Types:Cold Water:583087 |  | InstallationDate | 168152 | WarrantyGuarantorLabor |  |  |  | Features | TagNumber |  | BarCode | Domestic Cold Water |  |  | Constituents |  |  | SerialNumber | WarrantyStartDate | AssetIdentifier |  | -0.100000 | 385 | ReplacementCost |  |  | Finish | Grade | Copper | ModelReference | NominalHeight | NominalLength | NominalWidth | ProductionYear | Shape | SustainabilityPerformance | WarrantyDescription | WarrantyDurationLabor | WarrantyDurationParts | ModelLabel | Manufacturer | [22 empty] | 0.184172 | [47 empty] | 0.082021 | [8 empty] | M_Tee - Generic: Tee - Generic | Level 2 | 0.000000 | 0.074016 | 2.988720 | 0.000000 | 0.000000 | 29.140058 | 0.000000 | 0 | 0.000000 | -0.100000 | 0.000000 | 0.000000 | 22 | 0.014465 | 0.083333 | 0 | 0 | -0.100000 | 0.000000 | 0.002540 | Soldered | M_Cross - Generic: Cross - Generic | A | Pipes for General Use | 23-60 30 11 11 | M_Elbow - Generic: Elbow - Generic | 1 | M_Transition - Generic: Transition - Generic | M_Coupling - Generic: Coupling - Generic | [5 empty] | 0.000000
168396 | Level 2 | ExpectedLife |  | 583089 | New Construction | AccessibilityPerformance | WarrantyGuarantorParts |  | FIXED | Unit B Domestic Cold Water | CodePerformance | 310502 |  |  |  | 168259 | 0.000000 | 168395 | Reference | Pipe Types:Cold Water | 15 mm | 168431,168433,168435,168437,168439,168441,310815,311126,311127,311128,311129 | 3aAgj4w_P2Ne$smzggfnTl | Color | 33 | Pipe Types:Cold Water:583089 |  | InstallationDate | 168396 | WarrantyGuarantorLabor |  |  |  | Features | TagNumber |  | BarCode | Domestic Cold Water |  |  | Constituents |  |  | SerialNumber | WarrantyStartDate | AssetIdentifier |  | 0.845950 | 386 | ReplacementCost |  |  | Finish | Grade | Copper | ModelReference | NominalHeight | NominalLength | NominalWidth | ProductionYear | Shape | SustainabilityPerformance | WarrantyDescription | WarrantyDurationLabor | WarrantyDurationParts | ModelLabel | Manufacturer | [22 empty] | 0.931662 | [47 empty] | 0.049213 | [8 empty] | M_Tee - Generic: Tee - Generic | Level 2 | 0.000000 | 0.034974 | 3.014287 | 0.033420 | 100715.212618 | 13.769194 | 41984.046846 | 2 | 0.085786 | -0.085712 | 34.788356 | 128329.927967 | 11 | 0.043904 | 0.041667 | 0 | 0 | 0.845950 |  | 0.002540 | Soldered | M_Cross - Generic: Cross - Generic | A | Pipes for General Use | 23-60 30 11 11 | M_Elbow - Generic: Elbow - Generic | 1 | M_Transition - Generic: Transition - Generic | M_Coupling - Generic: Coupling - Generic | [5 empty] | 0.500000
168583 | Level 2 | ExpectedLife |  | 583090 | New Construction | AccessibilityPerformance | WarrantyGuarantorParts |  | FIXED | Unit B Domestic Cold Water | CodePerformance | 310502 |  |  |  | 168446 | 0.000000 | 168582 | Reference | Pipe Types:Cold Water | 15 mm | 168619,168621,168623,168625,168627,168629,310816,311126,311127,311128,311129 | 2ieBG4Gh1DIQa7ZXb2oi8o | Color | 33 | Pipe Types:Cold Water:583090 |  | InstallationDate | 168583 | WarrantyGuarantorLabor |  |  |  | Features | TagNumber |  | BarCode | Domestic Cold Water |  |  | Constituents |  |  | SerialNumber | WarrantyStartDate | AssetIdentifier |  | -0.100000 | 185 | ReplacementCost |  |  | Finish | Grade | Copper | ModelReference | NominalHeight | NominalLength | NominalWidth | ProductionYear | Shape | SustainabilityPerformance | WarrantyDescription | WarrantyDurationLabor | WarrantyDurationParts | ModelLabel | Manufacturer | [22 empty] | 0.111565 | [47 empty] | 0.049213 | [8 empty] | M_Tee - Generic: Tee - Generic | Level 2 | 0.000000 | 0.034974 | 2.994670 | 0.033420 | 100715.212618 | 13.769194 | 41984.046846 | 2 | 0.085786 | -0.100000 | 34.788356 | 15367.330396 | 11 | 0.005257 | 0.041667 | 0 | 0 | -0.100000 | 0.000000 | 0.002540 | Soldered | M_Cross - Generic: Cross - Generic | A | Pipes for General Use | 23-60 30 11 11 | M_Elbow - Generic: Elbow - Generic | 1 | M_Transition - Generic: Transition - Generic | M_Coupling - Generic: Coupling - Generic | [5 empty] | 0.500000
168868 | Level 2 | ExpectedLife |  | 583093 | New Construction | AccessibilityPerformance | WarrantyGuarantorParts |  | FIXED | Unit B Domestic Cold Water | CodePerformance | 310502 |  |  |  | 168731 | 0.000000 | 168867 | Reference | Pipe Types:Cold Water | 25 mm | 168903,168905,168907,168909,168911,168913,310817,311126,311127,311128,311129 | 0XPS3KWmHC7OC$i1ctlY9O | Color | 33 | Pipe Types:Cold Water:583093 |  | InstallationDate | 168868 | WarrantyGuarantorLabor |  |  |  | Features | TagNumber |  | BarCode | Domestic Cold Water |  |  | Constituents |  |  | SerialNumber | WarrantyStartDate | AssetIdentifier |  | -0.100000 | 187 | ReplacementCost |  |  | Finish | Grade | Copper | ModelReference | NominalHeight | NominalLength | NominalWidth | ProductionYear | Shape | SustainabilityPerformance | WarrantyDescription | WarrantyDurationLabor | WarrantyDurationParts | ModelLabel | Manufacturer | [22 empty] | 0.841929 | [47 empty] | 0.082021 | [8 empty] | M_Tee - Generic: Tee - Generic | Level 2 | 0.000000 | 0.074016 | 2.988720 | 0.000000 | 0.000000 | 29.140058 | 0.000000 | 0 | 0.000000 | -0.100000 | 0.000000 | 0.000000 | 23 | 0.066125 | 0.083333 | 0 | 0 | -0.100000 | 0.000000 | 0.002540 | Soldered | M_Cross - Generic: Cross - Generic | A | Pipes for General Use | 23-60 30 11 11 | M_Elbow - Generic: Elbow - Generic | 1 | M_Transition - Generic: Transition - Generic | M_Coupling - Generic: Coupling - Generic | [5 empty] | 0.000000
169112 | Level 2 | ExpectedLife |  | 583095 | New Construction | AccessibilityPerformance | WarrantyGuarantorParts |  | FIXED | Unit B Domestic Cold Water | CodePerformance | 310502 |  |  |  | 168975 | 0.000000 | 169111 | Reference | Pipe Types:Cold Water | 15 mm | 169147,169149,169151,169153,169155,169157,310818,311126,311127,311128,311129 | 1SRq3HuE13pwZnBXRGgeGt | Color | 33 | Pipe Types:Cold Water:583095 |  | InstallationDate | 169112 | WarrantyGuarantorLabor |  |  |  | Features | TagNumber |  | BarCode | Domestic Cold Water |  |  | Constituents |  |  | SerialNumber | WarrantyStartDate | AssetIdentifier |  | 0.845950 | 188 | ReplacementCost |  |  | Finish | Grade | Copper | ModelReference | NominalHeight | NominalLength | NominalWidth | ProductionYear | Shape | SustainabilityPerformance | WarrantyDescription | WarrantyDurationLabor | WarrantyDurationParts | ModelLabel | Manufacturer | [22 empty] | 0.931662 | [47 empty] | 0.049213 | [8 empty] | M_Tee - Generic: Tee - Generic | Level 2 | 0.000000 | 0.034974 | 3.014287 | 0.033420 | 100715.212618 | 13.769194 | 41984.046846 | 2 | 0.085786 | -0.085712 | 34.788356 | 128329.927967 | 9 | 0.043904 | 0.041667 | 0 | 0 | 0.845950 |  | 0.002540 | Soldered | M_Cross - Generic: Cross - Generic | A | Pipes for General Use | 23-60 30 11 11 | M_Elbow - Generic: Elbow - Generic | 1 | M_Transition - Generic: Transition - Generic | M_Coupling - Generic: Coupling - Generic | [5 empty] | 0.500000
169299 | Level 2 | ExpectedLife |  | 583096 | New Construction | AccessibilityPerformance | WarrantyGuarantorParts |  | FIXED | Unit B Domestic Cold Water | CodePerformance | 310502 |  |  |  | 169162 | 0.000000 | 169298 | Reference | Pipe Types:Cold Water | 15 mm | 169335,169337,169339,169341,169343,169345,310819,311126,311127,311128,311129 | 1UVmT7BTf8QheAEp5dDVTa | Color | 33 | Pipe Types:Cold Water:583096 |  | InstallationDate | 169299 | WarrantyGuarantorLabor |  |  |  | Features | TagNumber |  | BarCode | Domestic Cold Water |  |  | Constituents |  |  | SerialNumber | WarrantyStartDate | AssetIdentifier |  | -0.100000 | 189 | ReplacementCost |  |  | Finish | Grade | Copper | ModelReference | NominalHeight | NominalLength | NominalWidth | ProductionYear | Shape | SustainabilityPerformance | WarrantyDescription | WarrantyDurationLabor | WarrantyDurationParts | ModelLabel | Manufacturer | [22 empty] | 0.111565 | [47 empty] | 0.049213 | [8 empty] | M_Tee - Generic: Tee - Generic | Level 2 | 0.000000 | 0.034974 | 2.994670 | 0.033420 | 100715.212618 | 13.769194 | 41984.046846 | 2 | 0.085786 | -0.100000 | 34.788356 | 15367.330396 | 9 | 0.005257 | 0.041667 | 0 | 0 | -0.100000 | 0.000000 | 0.002540 | Soldered | M_Cross - Generic: Cross - Generic | A | Pipes for General Use | 23-60 30 11 11 | M_Elbow - Generic: Elbow - Generic | 1 | M_Transition - Generic: Transition - Generic | M_Coupling - Generic: Coupling - Generic | [5 empty] | 0.500000
171873 | Level 2 | ExpectedLife |  | 583126 | New Construction | AccessibilityPerformance | WarrantyGuarantorParts |  | FIXED | Unit A Domestic Cold Water | CodePerformance | 310502 |  |  |  | 171736 | 0.000000 | 171872 | Reference | Pipe Types:Cold Water | 25 mm | 171907,171909,171911,171913,171915,171917,310830,311126,311127,311128,311129 | 0NtcwyHBzBVA6ASoO0BEYM | Color | 33 | Pipe Types:Cold Water:583126 |  | InstallationDate | 171873 | WarrantyGuarantorLabor |  |  |  | Features | TagNumber |  | BarCode | Domestic Cold Water |  |  | Constituents |  |  | SerialNumber | WarrantyStartDate | AssetIdentifier |  | -3.533013 | 213 | ReplacementCost |  |  | Finish | Grade | Copper | ModelReference | NominalHeight | NominalLength | NominalWidth | ProductionYear | Shape | SustainabilityPerformance | WarrantyDescription | WarrantyDurationLabor | WarrantyDurationParts | ModelLabel | Manufacturer | [22 empty] | 3.406025 | [47 empty] | 0.082021 | [8 empty] | M_Tee - Generic: Tee - Generic | Level 2 | 0.000000 | 0.074016 | -0.433013 | 0.000000 | 0.000000 | 29.140058 | 0.000000 | 0 | 0.000000 | -0.126988 | 0.000000 | 0.000000 | 23 | 0.267509 | 0.083333 | 0 | 0 | -3.533013 |  | 0.002540 | Soldered | M_Cross - Generic: Cross - Generic | A | Pipes for General Use | 23-60 30 11 11 | M_Elbow - Generic: Elbow - Generic | 1 | M_Transition - Generic: Transition - Generic | M_Coupling - Generic: Coupling - Generic | [5 empty] | 0.000000
172059 | Level 2 | ExpectedLife |  | 583127 | New Construction | AccessibilityPerformance | WarrantyGuarantorParts |  | FIXED | Unit A Domestic Cold Water | CodePerformance | 310502 |  |  |  | 171922 | 0.000000 | 172058 | Reference | Pipe Types:Cold Water | 25 mm | 172094,172096,172098,172100,172102,172104,310831,311126,311127,311128,311129 | 334F$_1ATFcOEnhkHXpF8H | Color | 33 | Pipe Types:Cold Water:583127 |  | InstallationDate | 172059 | WarrantyGuarantorLabor |  |  |  | Features | TagNumber |  | BarCode | Domestic Cold Water |  |  | Constituents |  |  | SerialNumber | WarrantyStartDate | AssetIdentifier |  | -0.100000 | 394 | ReplacementCost |  |  | Finish | Grade | Copper | ModelReference | NominalHeight | NominalLength | NominalWidth | ProductionYear | Shape | SustainabilityPerformance | WarrantyDescription | WarrantyDurationLabor | WarrantyDurationParts | ModelLabel | Manufacturer | [22 empty] | 0.428749 | [47 empty] | 0.082021 | [8 empty] | M_Tee - Generic: Tee - Generic | Level 2 | 0.000000 | 0.074016 | 2.988720 | 0.000000 | 0.000000 | 29.140058 | 0.000000 | 0 | 0.000000 | -0.100000 | 0.000000 | 0.000000 | 19 | 0.033674 | 0.083333 | 0 | 0 | -0.100000 | 0.000000 | 0.002540 | Soldered | M_Cross - Generic: Cross - Generic | A | Pipes for General Use | 23-60 30 11 11 | M_Elbow - Generic: Elbow - Generic | 1 | M_Transition - Generic: Transition - Generic | M_Coupling - Generic: Coupling - Generic | [5 empty] | 0.000000
172531 | Level 2 | ExpectedLife |  | 583131 | New Construction | AccessibilityPerformance | WarrantyGuarantorParts |  | FIXED | Unit A Domestic Cold Water | CodePerformance | 310502 |  |  |  | 172394 | 0.000000 | 172530 | Reference | Pipe Types:Cold Water | 25 mm | 172567,172569,172571,172573,172575,172577,310833,311126,311127,311128,311129 | 3jkeV3AD1BMx8x7G7zTl1H | Color | 33 | Pipe Types:Cold Water:583131 |  | InstallationDate | 172531 | WarrantyGuarantorLabor |  |  |  | Features | TagNumber |  | BarCode | Domestic Cold Water |  |  | Constituents |  |  | SerialNumber | WarrantyStartDate | AssetIdentifier |  | -0.100000 | 396 | ReplacementCost |  |  | Finish | Grade | Copper | ModelReference | NominalHeight | NominalLength | NominalWidth | ProductionYear | Shape | SustainabilityPerformance | WarrantyDescription | WarrantyDurationLabor | WarrantyDurationParts | ModelLabel | Manufacturer | [22 empty] | 0.455457 | [47 empty] | 0.082021 | [8 empty] | M_Tee - Generic: Tee - Generic | Level 2 | 0.000000 | 0.074016 | 2.988720 | 0.033420 | 47589.723693 | 29.140058 | 697.516955 | 2 | 0.060506 | -0.100000 | 7.767301 | 1042.286518 | 12 | 0.035772 | 0.083333 | 0 | 0 | -0.100000 | 0.000000 | 0.002540 | Soldered | M_Cross - Generic: Cross - Generic | A | Pipes for General Use | 23-60 30 11 11 | M_Elbow - Generic: Elbow - Generic | 1 | M_Transition - Generic: Transition - Generic | M_Coupling - Generic: Coupling - Generic | [5 empty] | 1.000000
172719 | Level 2 | ExpectedLife |  | 583132 | New Construction | AccessibilityPerformance | WarrantyGuarantorParts |  | FIXED | Unit A Domestic Cold Water | CodePerformance | 310502 |  |  |  | 172582 | 0.000000 | 172718 | Reference | Pipe Types:Cold Water | 15 mm | 172754,172756,172758,172760,172762,172764,310834,311126,311127,311128,311129 | 3_Z$pynDvE9R1ReSaOKaWp | Color | 33 | Pipe Types:Cold Water:583132 |  | InstallationDate | 172719 | WarrantyGuarantorLabor |  |  |  | Features | TagNumber |  | BarCode | Domestic Cold Water |  |  | Constituents |  |  | SerialNumber | WarrantyStartDate | AssetIdentifier |  | 0.845950 | 397 | ReplacementCost |  |  | Finish | Grade | Copper | ModelReference | NominalHeight | NominalLength | NominalWidth | ProductionYear | Shape | SustainabilityPerformance | WarrantyDescription | WarrantyDurationLabor | WarrantyDurationParts | ModelLabel | Manufacturer | [22 empty] | 0.931662 | [47 empty] | 0.049213 | [8 empty] | M_Tee - Generic: Tee - Generic | Level 2 | 0.000000 | 0.034974 | 3.014287 | 0.033420 | 100715.212618 | 13.769194 | 41984.046846 | 2 | 0.085786 | -0.085712 | 34.788356 | 128329.927967 | 15 | 0.043904 | 0.041667 | 0 | 0 | 0.845950 |  | 0.002540 | Soldered | M_Cross - Generic: Cross - Generic | A | Pipes for General Use | 23-60 30 11 11 | M_Elbow - Generic: Elbow - Generic | 1 | M_Transition - Generic: Transition - Generic | M_Coupling - Generic: Coupling - Generic | [5 empty] | 0.500000
172906 | Level 2 | ExpectedLife |  | 583133 | New Construction | AccessibilityPerformance | WarrantyGuarantorParts |  | FIXED | Unit A Domestic Cold Water | CodePerformance | 310502 |  |  |  | 172769 | 0.000000 | 172905 | Reference | Pipe Types:Cold Water | 15 mm | 172942,172944,172946,172948,172950,172952,310835,311126,311127,311128,311129 | 29A8gevCH65fKb8h6P5mf7 | Color | 33 | Pipe Types:Cold Water:583133 |  | InstallationDate | 172906 | WarrantyGuarantorLabor |  |  |  | Features | TagNumber |  | BarCode | Domestic Cold Water |  |  | Constituents |  |  | SerialNumber | WarrantyStartDate | AssetIdentifier |  | -0.100000 | 398 | ReplacementCost |  |  | Finish | Grade | Copper | ModelReference | NominalHeight | NominalLength | NominalWidth | ProductionYear | Shape | SustainabilityPerformance | WarrantyDescription | WarrantyDurationLabor | WarrantyDurationParts | ModelLabel | Manufacturer | [22 empty] | 0.112139 | [47 empty] | 0.049213 | [8 empty] | M_Tee - Generic: Tee - Generic | Level 2 | 0.000000 | 0.034974 | 2.994670 | 0.033420 | 100715.212618 | 13.769194 | 41984.046846 | 2 | 0.085786 | -0.100000 | 34.788356 | 15446.310145 | 15 | 0.005284 | 0.041667 | 0 | 0 | -0.100000 | 0.000000 | 0.002540 | Soldered | M_Cross - Generic: Cross - Generic | A | Pipes for General Use | 23-60 30 11 11 | M_Elbow - Generic: Elbow - Generic | 1 | M_Transition - Generic: Transition - Generic | M_Coupling - Generic: Coupling - Generic | [5 empty] | 0.500000
173191 | Level 2 | ExpectedLife |  | 583136 | New Construction | AccessibilityPerformance | WarrantyGuarantorParts |  | FIXED | Unit A Domestic Cold Water | CodePerformance | 310502 |  |  |  | 173054 | 0.000000 | 173190 | Reference | Pipe Types:Cold Water | 25 mm | 173226,173228,173230,173232,173234,173236,310836,311126,311127,311128,311129 | 1OEyTFSO5C2eJSasvNDPGj | Color | 33 | Pipe Types:Cold Water:583136 |  | InstallationDate | 173191 | WarrantyGuarantorLabor |  |  |  | Features | TagNumber |  | BarCode | Domestic Cold Water |  |  | Constituents |  |  | SerialNumber | WarrantyStartDate | AssetIdentifier |  | -0.100000 | 222 | ReplacementCost |  |  | Finish | Grade | Copper | ModelReference | NominalHeight | NominalLength | NominalWidth | ProductionYear | Shape | SustainabilityPerformance | WarrantyDescription | WarrantyDurationLabor | WarrantyDurationParts | ModelLabel | Manufacturer | [22 empty] | 0.842494 | [47 empty] | 0.082021 | [8 empty] | M_Tee - Generic: Tee - Generic | Level 2 | 0.000000 | 0.074016 | 2.988720 | 0.000000 | 0.000000 | 29.140058 | 0.000000 | 0 | 0.000000 | -0.100000 | 0.000000 | 0.000000 | 21 | 0.066169 | 0.083333 | 0 | 0 | -0.100000 | 0.000000 | 0.002540 | Soldered | M_Cross - Generic: Cross - Generic | A | Pipes for General Use | 23-60 30 11 11 | M_Elbow - Generic: Elbow - Generic | 1 | M_Transition - Generic: Transition - Generic | M_Coupling - Generic: Coupling - Generic | [5 empty] | 0.000000
173435 | Level 2 | ExpectedLife |  | 583138 | New Construction | AccessibilityPerformance | WarrantyGuarantorParts |  | FIXED | Unit A Domestic Cold Water | CodePerformance | 310502 |  |  |  | 173298 | 0.000000 | 173434 | Reference | Pipe Types:Cold Water | 15 mm | 173470,173472,173474,173476,173478,173480,310837,311126,311127,311128,311129 | 2YDJEXMqn31fFl22fTcFt2 | Color | 33 | Pipe Types:Cold Water:583138 |  | InstallationDate | 173435 | WarrantyGuarantorLabor |  |  |  | Features | TagNumber |  | BarCode | Domestic Cold Water |  |  | Constituents |  |  | SerialNumber | WarrantyStartDate | AssetIdentifier |  | 0.845950 | 223 | ReplacementCost |  |  | Finish | Grade | Copper | ModelReference | NominalHeight | NominalLength | NominalWidth | ProductionYear | Shape | SustainabilityPerformance | WarrantyDescription | WarrantyDurationLabor | WarrantyDurationParts | ModelLabel | Manufacturer | [22 empty] | 0.931662 | [47 empty] | 0.049213 | [8 empty] | M_Tee - Generic: Tee - Generic | Level 2 | 0.000000 | 0.034974 | 3.014287 | 0.033420 | 100715.212618 | 13.769194 | 41984.046846 | 2 | 0.085786 | -0.085712 | 34.788356 | 128329.927967 | 17 | 0.043904 | 0.041667 | 0 | 0 | 0.845950 |  | 0.002540 | Soldered | M_Cross - Generic: Cross - Generic | A | Pipes for General Use | 23-60 30 11 11 | M_Elbow - Generic: Elbow - Generic | 1 | M_Transition - Generic: Transition - Generic | M_Coupling - Generic: Coupling - Generic | [5 empty] | 0.500000
173622 | Level 2 | ExpectedLife |  | 583139 | New Construction | AccessibilityPerformance | WarrantyGuarantorParts |  | FIXED | Unit A Domestic Cold Water | CodePerformance | 310502 |  |  |  | 173485 | 0.000000 | 173621 | Reference | Pipe Types:Cold Water | 15 mm | 173658,173660,173662,173664,173666,173668,310838,311126,311127,311128,311129 | 2qY7ewS_f2yO5fwTEJS58Q | Color | 33 | Pipe Types:Cold Water:583139 |  | InstallationDate | 173622 | WarrantyGuarantorLabor |  |  |  | Features | TagNumber |  | BarCode | Domestic Cold Water |  |  | Constituents |  |  | SerialNumber | WarrantyStartDate | AssetIdentifier |  | -0.100000 | 224 | ReplacementCost |  |  | Finish | Grade | Copper | ModelReference | NominalHeight | NominalLength | NominalWidth | ProductionYear | Shape | SustainabilityPerformance | WarrantyDescription | WarrantyDurationLabor | WarrantyDurationParts | ModelLabel | Manufacturer | [22 empty] | 0.112139 | [47 empty] | 0.049213 | [8 empty] | M_Tee - Generic: Tee - Generic | Level 2 | 0.000000 | 0.034974 | 2.994670 | 0.033420 | 100715.212618 | 13.769194 | 41984.046846 | 2 | 0.085786 | -0.100000 | 34.788356 | 15446.310145 | 17 | 0.005284 | 0.041667 | 0 | 0 | -0.100000 | 0.000000 | 0.002540 | Soldered | M_Cross - Generic: Cross - Generic | A | Pipes for General Use | 23-60 30 11 11 | M_Elbow - Generic: Elbow - Generic | 1 | M_Transition - Generic: Transition - Generic | M_Coupling - Generic: Coupling - Generic | [5 empty] | 0.500000
174045 | Level 2 | ExpectedLife |  | 583142 | New Construction | AccessibilityPerformance | WarrantyGuarantorParts |  | FIXED | Unit B Domestic Cold Water | CodePerformance | 310502 |  |  |  | 173908 | 0.000000 | 174044 | Reference | Pipe Types:Cold Water | 25 mm | 174080,174082,174084,174086,174088,174090,310840,311126,311127,311128,311129 | 0IamzRD8T2oA1LsIMfP1fJ | Color | 33 | Pipe Types:Cold Water:583142 |  | InstallationDate | 174045 | WarrantyGuarantorLabor |  |  |  | Features | TagNumber |  | BarCode | Domestic Cold Water |  |  | Constituents |  |  | SerialNumber | WarrantyStartDate | AssetIdentifier |  | -0.100000 | 226 | ReplacementCost |  |  | Finish | Grade | Copper | ModelReference | NominalHeight | NominalLength | NominalWidth | ProductionYear | Shape | SustainabilityPerformance | WarrantyDescription | WarrantyDurationLabor | WarrantyDurationParts | ModelLabel | Manufacturer | [22 empty] | 0.279725 | [47 empty] | 0.082021 | [8 empty] | M_Tee - Generic: Tee - Generic | Level 2 | 0.000000 | 0.074016 | 2.988720 | 0.000000 | 0.000000 | 29.140058 | 0.000000 | 0 | 0.000000 | -0.100000 | 0.000000 | 0.000000 | 17 | 0.021970 | 0.083333 | 0 | 0 | -0.100000 | 0.000000 | 0.002540 | Soldered | M_Cross - Generic: Cross - Generic | A | Pipes for General Use | 23-60 30 11 11 | M_Elbow - Generic: Elbow - Generic | 1 | M_Transition - Generic: Transition - Generic | M_Coupling - Generic: Coupling - Generic | [5 empty] | 0.000000
174232 | Level 2 | ExpectedLife |  | 583143 | New Construction | AccessibilityPerformance | WarrantyGuarantorParts |  | FIXED | Unit B Domestic Cold Water | CodePerformance | 310502 |  |  |  | 174095 | 0.000000 | 174231 | Reference | Pipe Types:Cold Water | 25 mm | 174267,174269,174271,174273,174275,174277,310841,311126,311127,311128,311129 | 2H$8dpDQb3D9SaQ0b8sxE8 | Color | 33 | Pipe Types:Cold Water:583143 |  | InstallationDate | 174232 | WarrantyGuarantorLabor |  |  |  | Features | TagNumber |  | BarCode | Domestic Cold Water |  |  | Constituents |  |  | SerialNumber | WarrantyStartDate | AssetIdentifier |  | -0.100000 | 399 | ReplacementCost |  |  | Finish | Grade | Copper | ModelReference | NominalHeight | NominalLength | NominalWidth | ProductionYear | Shape | SustainabilityPerformance | WarrantyDescription | WarrantyDurationLabor | WarrantyDurationParts | ModelLabel | Manufacturer | [22 empty] | 0.793445 | [47 empty] | 0.082021 | [8 empty] | M_Tee - Generic: Tee - Generic | Level 2 | 0.000000 | 0.074016 | 2.988720 | 0.000000 | 0.000000 | 29.140058 | 0.000000 | 0 | 0.000000 | -0.100000 | 0.000000 | 0.000000 | 17 | 0.062317 | 0.083333 | 0 | 0 | -0.100000 | 0.000000 | 0.002540 | Soldered | M_Cross - Generic: Cross - Generic | A | Pipes for General Use | 23-60 30 11 11 | M_Elbow - Generic: Elbow - Generic | 1 | M_Transition - Generic: Transition - Generic | M_Coupling - Generic: Coupling - Generic | [5 empty] | 0.000000
174564 | Level 2 | ExpectedLife |  | 583147 | New Construction | AccessibilityPerformance | WarrantyGuarantorParts |  | FIXED | Unit B Domestic Cold Water | CodePerformance | 310502 |  |  |  | 174427 | 0.000000 | 174563 | Reference | Pipe Types:Cold Water | 25 mm | 174599,174601,174603,174605,174607,174609,310842,311126,311127,311128,311129 | 3PJiYqXsT02Oi0kQwwGOhc | Color | 33 | Pipe Types:Cold Water:583147 |  | InstallationDate | 174564 | WarrantyGuarantorLabor |  |  |  | Features | TagNumber |  | BarCode | Domestic Cold Water |  |  | Constituents |  |  | SerialNumber | WarrantyStartDate | AssetIdentifier |  | -0.100000 | 400 | ReplacementCost |  |  | Finish | Grade | Copper | ModelReference | NominalHeight | NominalLength | NominalWidth | ProductionYear | Shape | SustainabilityPerformance | WarrantyDescription | WarrantyDurationLabor | WarrantyDurationParts | ModelLabel | Manufacturer | [22 empty] | 0.596025 | [47 empty] | 0.082021 | [8 empty] | M_Tee - Generic: Tee - Generic | Level 2 | 0.000000 | 0.074016 | 2.988720 | 0.000000 | 0.000000 | 29.140058 | 0.000000 | 0 | 0.000000 | -0.100000 | 0.000000 | 0.000000 | 24 | 0.046812 | 0.083333 | 0 | 0 | -0.100000 | 0.000000 | 0.002540 | Soldered | M_Cross - Generic: Cross - Generic | A | Pipes for General Use | 23-60 30 11 11 | M_Elbow - Generic: Elbow - Generic | 1 | M_Transition - Generic: Transition - Generic | M_Coupling - Generic: Coupling - Generic | [5 empty] | 0.000000
174808 | Level 2 | ExpectedLife |  | 583151 | New Construction | AccessibilityPerformance | WarrantyGuarantorParts |  | FIXED | Unit B Domestic Hot Water | CodePerformance | 310502 |  |  |  | 174671 | 0.000000 | 174807 | Reference | Pipe Types:Hot Water | 25 mm | 174884,174886,174888,174890,174892,174894,310843,311122,311123,311124,311125 | 0I8PbhOvv2HRuGyQC86cre | Color | 33 | Pipe Types:Hot Water:583151 |  | InstallationDate | 174808 | WarrantyGuarantorLabor |  |  |  | Features | TagNumber |  | BarCode | Domestic Hot Water |  |  | Constituents |  |  | SerialNumber | WarrantyStartDate | AssetIdentifier |  | -0.229363 | 402 | ReplacementCost |  |  | Finish | Grade | Copper | ModelReference | NominalHeight | NominalLength | NominalWidth | ProductionYear | Shape | SustainabilityPerformance | WarrantyDescription | WarrantyDurationLabor | WarrantyDurationParts | ModelLabel | Manufacturer | [22 empty] | 0.202375 | [47 empty] | 0.082021 | [8 empty] | M_Tee - Generic: Tee - Generic | Level 2 | 0.000000 | 0.074016 | 2.870637 | 0.012811 | 43170.902922 | 29.140058 | 100.885492 | 2 | 0.060506 | -0.026988 | 2.977465 | 66.983929 | 4 | 0.015894 | 0.083333 | 0 | 0 | -0.229363 |  | 0.002540 | Soldered | M_Cross - Generic: Cross - Generic | A | Pipes for General Use | 23-60 30 11 11 | M_Elbow - Generic: Elbow - Generic | 1 | M_Transition - Generic: Transition - Generic | M_Coupling - Generic: Coupling - Generic | [5 empty] | 2.500000
175040 | Level 2 | ExpectedLife |  | 583152 | New Construction | AccessibilityPerformance | WarrantyGuarantorParts |  | FIXED | Unit B Domestic Hot Water | CodePerformance | 310502 |  |  |  | 174903 | 0.000000 | 175039 | Reference | Pipe Types:Hot Water | 15 mm | 175075,175077,175079,175081,175083,175085,310844,311122,311123,311124,311125 | 0l$q_Q7p10DxHIVAvJHlH0 | Color | 33 | Pipe Types:Hot Water:583152 |  | InstallationDate | 175040 | WarrantyGuarantorLabor |  |  |  | Features | TagNumber |  | BarCode | Domestic Hot Water |  |  | Constituents |  |  | SerialNumber | WarrantyStartDate | AssetIdentifier |  | 0.845950 | 403 | ReplacementCost |  |  | Finish | Grade | Copper | ModelReference | NominalHeight | NominalLength | NominalWidth | ProductionYear | Shape | SustainabilityPerformance | WarrantyDescription | WarrantyDurationLabor | WarrantyDurationParts | ModelLabel | Manufacturer | [22 empty] | 0.831662 | [47 empty] | 0.049213 | [8 empty] | M_Tee - Generic: Tee - Generic | Level 2 | 0.000000 | 0.034974 | 3.114287 | 0.006684 | 47667.945342 | 13.769194 | 1652.970363 | 2 | 0.085786 | 0.014288 | 6.957671 | 4510.214778 | 14 | 0.039191 | 0.041667 | 0 | 0 | 0.845950 |  | 0.002540 | Soldered | M_Cross - Generic: Cross - Generic | A | Pipes for General Use | 23-60 30 11 11 | M_Elbow - Generic: Elbow - Generic | 1 | M_Transition - Generic: Transition - Generic | M_Coupling - Generic: Coupling - Generic | [5 empty] | 0.500000
175227 | Level 2 | ExpectedLife |  | 583153 | New Construction | AccessibilityPerformance | WarrantyGuarantorParts |  | FIXED | Unit B Domestic Hot Water | CodePerformance | 310502 |  |  |  | 175090 | 0.000000 | 175226 | Reference | Pipe Types:Hot Water | 15 mm | 175261,175263,175265,175267,175269,175271,310845,311122,311123,311124,311125 | 2Y0g0bCIvFP9HX$f5qUZmD | Color | 33 | Pipe Types:Hot Water:583153 |  | InstallationDate | 175227 | WarrantyGuarantorLabor |  |  |  | Features | TagNumber |  | BarCode | Domestic Hot Water |  |  | Constituents |  |  | SerialNumber | WarrantyStartDate | AssetIdentifier |  | 0.000000 | 404 | ReplacementCost |  |  | Finish | Grade | Copper | ModelReference | NominalHeight | NominalLength | NominalWidth | ProductionYear | Shape | SustainabilityPerformance | WarrantyDescription | WarrantyDurationLabor | WarrantyDurationParts | ModelLabel | Manufacturer | [22 empty] | 0.050015 | [47 empty] | 0.049213 | [8 empty] | M_Tee - Generic: Tee - Generic | Level 2 | 0.000000 | 0.034974 | 3.094670 | 0.006684 | 47667.945342 | 13.769194 | 1652.970363 | 2 | 0.085786 | 0.000000 | 6.957671 | 271.237474 | 14 | 0.002357 | 0.041667 | 0 | 0 | 0.000000 | 0.000000 | 0.002540 | Soldered | M_Cross - Generic: Cross - Generic | A | Pipes for General Use | 23-60 30 11 11 | M_Elbow - Generic: Elbow - Generic | 1 | M_Transition - Generic: Transition - Generic | M_Coupling - Generic: Coupling - Generic | [5 empty] | 0.500000
175413 | Level 2 | ExpectedLife |  | 583154 | New Construction | AccessibilityPerformance | WarrantyGuarantorParts |  | FIXED | Unit B Domestic Hot Water | CodePerformance | 310502 |  |  |  | 175276 | 0.000000 | 175412 | Reference | Pipe Types:Hot Water | 25 mm | 175446,175448,175450,175452,175454,175456,310846,311122,311123,311124,311125 | 02N2wL9krBovm5M3KwOR4A | Color | 33 | Pipe Types:Hot Water:583154 |  | InstallationDate | 175413 | WarrantyGuarantorLabor |  |  |  | Features | TagNumber |  | BarCode | Domestic Hot Water |  |  | Constituents |  |  | SerialNumber | WarrantyStartDate | AssetIdentifier |  | 0.000000 | 236 | ReplacementCost |  |  | Finish | Grade | Copper | ModelReference | NominalHeight | NominalLength | NominalWidth | ProductionYear | Shape | SustainabilityPerformance | WarrantyDescription | WarrantyDurationLabor | WarrantyDurationParts | ModelLabel | Manufacturer | [22 empty] | 0.410579 | [47 empty] | 0.082021 | [8 empty] | M_Tee - Generic: Tee - Generic | Level 2 | 0.000000 | 0.074016 | 3.088720 | 0.006684 | 22523.949350 | 29.140058 | 27.462213 | 2 | 0.060506 | 0.000000 | 1.553460 | 36.992796 | 17 | 0.032247 | 0.083333 | 0 | 0 | 0.000000 | 0.000000 | 0.002540 | Soldered | M_Cross - Generic: Cross - Generic | A | Pipes for General Use | 23-60 30 11 11 | M_Elbow - Generic: Elbow - Generic | 1 | M_Transition - Generic: Transition - Generic | M_Coupling - Generic: Coupling - Generic | [5 empty] | 1.000000
175749 | Level 2 | ExpectedLife |  | 583158 | New Construction | AccessibilityPerformance | WarrantyGuarantorParts |  | FIXED | Unit B Domestic Hot Water | CodePerformance | 310502 |  |  |  | 175612 | 0.000000 | 175748 | Reference | Pipe Types:Hot Water | 15 mm | 175784,175786,175788,175790,175792,175794,310847,311122,311123,311124,311125 | 1RvOZVitDEYBVRCEmMn7V3 | Color | 33 | Pipe Types:Hot Water:583158 |  | InstallationDate | 175749 | WarrantyGuarantorLabor |  |  |  | Features | TagNumber |  | BarCode | Domestic Hot Water |  |  | Constituents |  |  | SerialNumber | WarrantyStartDate | AssetIdentifier |  | 0.845950 | 238 | ReplacementCost |  |  | Finish | Grade | Copper | ModelReference | NominalHeight | NominalLength | NominalWidth | ProductionYear | Shape | SustainabilityPerformance | WarrantyDescription | WarrantyDurationLabor | WarrantyDurationParts | ModelLabel | Manufacturer | [22 empty] | 0.831662 | [47 empty] | 0.049213 | [8 empty] | M_Tee - Generic: Tee - Generic | Level 2 | 0.000000 | 0.034974 | 3.114287 | 0.006684 | 47667.945342 | 13.769194 | 1652.970363 | 2 | 0.085786 | 0.014288 | 6.957671 | 4510.214778 | 12 | 0.039191 | 0.041667 | 0 | 0 | 0.845950 |  | 0.002540 | Soldered | M_Cross - Generic: Cross - Generic | A | Pipes for General Use | 23-60 30 11 11 | M_Elbow - Generic: Elbow - Generic | 1 | M_Transition - Generic: Transition - Generic | M_Coupling - Generic: Coupling - Generic | [5 empty] | 0.500000
175936 | Level 2 | ExpectedLife |  | 583159 | New Construction | AccessibilityPerformance | WarrantyGuarantorParts |  | FIXED | Unit B Domestic Hot Water | CodePerformance | 310502 |  |  |  | 175799 | 0.000000 | 175935 | Reference | Pipe Types:Hot Water | 15 mm | 175969,175971,175973,175975,175977,175979,310848,311122,311123,311124,311125 | 0gzYXUxDHFqP7b5JH$mCUh | Color | 33 | Pipe Types:Hot Water:583159 |  | InstallationDate | 175936 | WarrantyGuarantorLabor |  |  |  | Features | TagNumber |  | BarCode | Domestic Hot Water |  |  | Constituents |  |  | SerialNumber | WarrantyStartDate | AssetIdentifier |  | 0.000000 | 239 | ReplacementCost |  |  | Finish | Grade | Copper | ModelReference | NominalHeight | NominalLength | NominalWidth | ProductionYear | Shape | SustainabilityPerformance | WarrantyDescription | WarrantyDurationLabor | WarrantyDurationParts | ModelLabel | Manufacturer | [22 empty] | 0.050015 | [47 empty] | 0.049213 | [8 empty] | M_Tee - Generic: Tee - Generic | Level 2 | 0.000000 | 0.034974 | 3.094670 | 0.006684 | 47667.945342 | 13.769194 | 1652.970363 | 2 | 0.085786 | 0.000000 | 6.957671 | 271.237474 | 12 | 0.002357 | 0.041667 | 0 | 0 | 0.000000 | 0.000000 | 0.002540 | Soldered | M_Cross - Generic: Cross - Generic | A | Pipes for General Use | 23-60 30 11 11 | M_Elbow - Generic: Elbow - Generic | 1 | M_Transition - Generic: Transition - Generic | M_Coupling - Generic: Coupling - Generic | [5 empty] | 0.500000
176121 | Level 2 | ExpectedLife |  | 583160 | New Construction | AccessibilityPerformance | WarrantyGuarantorParts |  | FIXED | Unit B Domestic Hot Water | CodePerformance | 310502 |  |  |  | 175984 | 0.000000 | 176120 | Reference | Pipe Types:Hot Water | 25 mm | 176154,176156,176158,176160,176162,176164,310849,311122,311123,311124,311125 | 1bWBnyQc59uvKcINVKH5wW | Color | 33 | Pipe Types:Hot Water:583160 |  | InstallationDate | 176121 | WarrantyGuarantorLabor |  |  |  | Features | TagNumber |  | BarCode | Domestic Hot Water |  |  | Constituents |  |  | SerialNumber | WarrantyStartDate | AssetIdentifier |  | 0.000000 | 240 | ReplacementCost |  |  | Finish | Grade | Copper | ModelReference | NominalHeight | NominalLength | NominalWidth | ProductionYear | Shape | SustainabilityPerformance | WarrantyDescription | WarrantyDurationLabor | WarrantyDurationParts | ModelLabel | Manufacturer | [22 empty] | 0.596025 | [47 empty] | 0.082021 | [8 empty] | M_Tee - Generic: Tee - Generic | Level 2 | 0.000000 | 0.074016 | 3.088720 | 0.017824 | 60063.864934 | 29.140058 | 195.286851 | 2 | 0.060506 | 0.000000 | 4.142560 | 381.876133 | 6 | 0.046812 | 0.083333 | 0 | 0 | 0.000000 | 0.000000 | 0.002540 | Soldered | M_Cross - Generic: Cross - Generic | A | Pipes for General Use | 23-60 30 11 11 | M_Elbow - Generic: Elbow - Generic | 1 | M_Transition - Generic: Transition - Generic | M_Coupling - Generic: Coupling - Generic | [5 empty] | 4.000000
176401 | Level 2 | ExpectedLife |  | 583163 | New Construction | AccessibilityPerformance | WarrantyGuarantorParts |  | FIXED | Unit B Domestic Hot Water | CodePerformance | 310502 |  |  |  | 176264 | 0.000000 | 176400 | Reference | Pipe Types:Hot Water | 25 mm | 176434,176436,176438,176440,176442,176444,310850,311122,311123,311124,311125 | 1VJ$xWvaDCyPV7JxB0awL4 | Color | 33 | Pipe Types:Hot Water:583163 |  | InstallationDate | 176401 | WarrantyGuarantorLabor |  |  |  | Features | TagNumber |  | BarCode | Domestic Hot Water |  |  | Constituents |  |  | SerialNumber | WarrantyStartDate | AssetIdentifier |  | 0.000000 | 241 | ReplacementCost |  |  | Finish | Grade | Copper | ModelReference | NominalHeight | NominalLength | NominalWidth | ProductionYear | Shape | SustainabilityPerformance | WarrantyDescription | WarrantyDurationLabor | WarrantyDurationParts | ModelLabel | Manufacturer | [22 empty] | 0.708214 | [47 empty] | 0.082021 | [8 empty] | M_Tee - Generic: Tee - Generic | Level 2 | 0.000000 | 0.074016 | 3.088720 | 0.019384 | 65319.453116 | 29.140058 | 230.957215 | 2 | 0.060506 | 0.000000 | 4.505035 | 536.637437 | 7 | 0.055623 | 0.083333 | 0 | 0 | 0.000000 | 0.000000 | 0.002540 | Soldered | M_Cross - Generic: Cross - Generic | A | Pipes for General Use | 23-60 30 11 11 | M_Elbow - Generic: Elbow - Generic | 1 | M_Transition - Generic: Transition - Generic | M_Coupling - Generic: Coupling - Generic | [5 empty] | 4.500000
176739 | Level 2 | ExpectedLife |  | 583167 | New Construction | AccessibilityPerformance | WarrantyGuarantorParts |  | FIXED | Unit A Domestic Cold Water | CodePerformance | 310502 |  |  |  | 176602 | 0.000000 | 176738 | Reference | Pipe Types:Cold Water | 25 mm | 176774,176776,176778,176780,176782,176784,310851,311126,311127,311128,311129 | 1jxYYryxX4Fuq2XyYJ40FG | Color | 33 | Pipe Types:Cold Water:583167 |  | InstallationDate | 176739 | WarrantyGuarantorLabor |  |  |  | Features | TagNumber |  | BarCode | Domestic Cold Water |  |  | Constituents |  |  | SerialNumber | WarrantyStartDate | AssetIdentifier |  | -0.100000 | 243 | ReplacementCost |  |  | Finish | Grade | Copper | ModelReference | NominalHeight | NominalLength | NominalWidth | ProductionYear | Shape | SustainabilityPerformance | WarrantyDescription | WarrantyDurationLabor | WarrantyDurationParts | ModelLabel | Manufacturer | [22 empty] | 0.596025 | [47 empty] | 0.082021 | [8 empty] | M_Tee - Generic: Tee - Generic | Level 2 | 0.000000 | 0.074016 | 2.988720 | 0.000000 | 0.000000 | 29.140058 | 0.000000 | 0 | 0.000000 | -0.100000 | 0.000000 | 0.000000 | 20 | 0.046812 | 0.083333 | 0 | 0 | -0.100000 | 0.000000 | 0.002540 | Soldered | M_Cross - Generic: Cross - Generic | A | Pipes for General Use | 23-60 30 11 11 | M_Elbow - Generic: Elbow - Generic | 1 | M_Transition - Generic: Transition - Generic | M_Coupling - Generic: Coupling - Generic | [5 empty] | 0.000000
176983 | Level 2 | ExpectedLife |  | 583169 | New Construction | AccessibilityPerformance | WarrantyGuarantorParts |  | FIXED | Unit A Domestic Cold Water | CodePerformance | 310502 |  |  |  | 176846 | 0.000000 | 176982 | Reference | Pipe Types:Cold Water | 25 mm | 177018,177020,177022,177024,177026,177028,310852,311126,311127,311128,311129 | 2umlh9lKHAwBNvLxxvJyxO | Color | 33 | Pipe Types:Cold Water:583169 |  | InstallationDate | 176983 | WarrantyGuarantorLabor |  |  |  | Features | TagNumber |  | BarCode | Domestic Cold Water |  |  | Constituents |  |  | SerialNumber | WarrantyStartDate | AssetIdentifier |  | -0.100000 | 244 | ReplacementCost |  |  | Finish | Grade | Copper | ModelReference | NominalHeight | NominalLength | NominalWidth | ProductionYear | Shape | SustainabilityPerformance | WarrantyDescription | WarrantyDurationLabor | WarrantyDurationParts | ModelLabel | Manufacturer | [22 empty] | 0.793725 | [47 empty] | 0.082021 | [8 empty] | M_Tee - Generic: Tee - Generic | Level 2 | 0.000000 | 0.074016 | 2.988720 | 0.000000 | 0.000000 | 29.140058 | 0.000000 | 0 | 0.000000 | -0.100000 | 0.000000 | 0.000000 | 19 | 0.062339 | 0.083333 | 0 | 0 | -0.100000 | 0.000000 | 0.002540 | Soldered | M_Cross - Generic: Cross - Generic | A | Pipes for General Use | 23-60 30 11 11 | M_Elbow - Generic: Elbow - Generic | 1 | M_Transition - Generic: Transition - Generic | M_Coupling - Generic: Coupling - Generic | [5 empty] | 0.000000
177218 | Level 2 | ExpectedLife |  | 583171 | New Construction | AccessibilityPerformance | WarrantyGuarantorParts |  | FIXED | Unit A Domestic Hot Water | CodePerformance | 310502 |  |  |  | 177081 | 0.000000 | 177217 | Reference | Pipe Types:Hot Water | 25 mm | 177251,177253,177255,177257,177259,177261,310853,311122,311123,311124,311125 | 0CrVss1BzB4POjRRWkdj3Q | Color | 33 | Pipe Types:Hot Water:583171 |  | InstallationDate | 177218 | WarrantyGuarantorLabor |  |  |  | Features | TagNumber |  | BarCode | Domestic Hot Water |  |  | Constituents |  |  | SerialNumber | WarrantyStartDate | AssetIdentifier |  | 0.000000 | 245 | ReplacementCost |  |  | Finish | Grade | Copper | ModelReference | NominalHeight | NominalLength | NominalWidth | ProductionYear | Shape | SustainabilityPerformance | WarrantyDescription | WarrantyDurationLabor | WarrantyDurationParts | ModelLabel | Manufacturer | [22 empty] | 0.679865 | [47 empty] | 0.082021 | [8 empty] | M_Tee - Generic: Tee - Generic | Level 2 | 0.000000 | 0.074016 | 3.088720 | 0.019384 | 65319.453116 | 29.140058 | 230.957215 | 2 | 0.060506 | 0.000000 | 4.505035 | 515.156353 | 7 | 0.053396 | 0.083333 | 0 | 0 | 0.000000 | 0.000000 | 0.002540 | Soldered | M_Cross - Generic: Cross - Generic | A | Pipes for General Use | 23-60 30 11 11 | M_Elbow - Generic: Elbow - Generic | 1 | M_Transition - Generic: Transition - Generic | M_Coupling - Generic: Coupling - Generic | [5 empty] | 4.500000
177450 | Level 2 | ExpectedLife |  | 583173 | New Construction | AccessibilityPerformance | WarrantyGuarantorParts |  | FIXED | Unit A Domestic Hot Water | CodePerformance | 310502 |  |  |  | 177313 | 0.000000 | 177449 | Reference | Pipe Types:Hot Water | 25 mm | 177486,177488,177490,177492,177494,177496,310854,311122,311123,311124,311125 | 2c2qQiAPX9qP3KOI2fPxwl | Color | 33 | Pipe Types:Hot Water:583173 |  | InstallationDate | 177450 | WarrantyGuarantorLabor |  |  |  | Features | TagNumber |  | BarCode | Domestic Hot Water |  |  | Constituents |  |  | SerialNumber | WarrantyStartDate | AssetIdentifier |  | -0.250000 | 247 | ReplacementCost |  |  | Finish | Grade | Copper | ModelReference | NominalHeight | NominalLength | NominalWidth | ProductionYear | Shape | SustainabilityPerformance | WarrantyDescription | WarrantyDurationLabor | WarrantyDurationParts | ModelLabel | Manufacturer | [22 empty] | 0.020018 | [47 empty] | 0.082021 | [8 empty] | M_Tee - Generic: Tee - Generic | Level 2 | 0.000000 | 0.074016 | 2.838720 | 0.012811 | 43170.902922 | 29.140058 | 100.885492 | 2 | 0.060506 | -0.250000 | 2.977465 | 6.625666 | 4 | 0.001572 | 0.083333 | 0 | 0 | -0.250000 | 0.000000 | 0.002540 | Soldered | M_Cross - Generic: Cross - Generic | A | Pipes for General Use | 23-60 30 11 11 | M_Elbow - Generic: Elbow - Generic | 1 | M_Transition - Generic: Transition - Generic | M_Coupling - Generic: Coupling - Generic | [5 empty] | 2.500000
177638 | Level 2 | ExpectedLife |  | 583174 | New Construction | AccessibilityPerformance | WarrantyGuarantorParts |  | FIXED | Unit A Domestic Hot Water | CodePerformance | 310502 |  |  |  | 177501 | 0.000000 | 177637 | Reference | Pipe Types:Hot Water | 25 mm | 177673,177675,177677,177679,177681,177683,310855,311122,311123,311124,311125 | 0$pISesULANgmZSER6w8NA | Color | 33 | Pipe Types:Hot Water:583174 |  | InstallationDate | 177638 | WarrantyGuarantorLabor |  |  |  | Features | TagNumber |  | BarCode | Domestic Hot Water |  |  | Constituents |  |  | SerialNumber | WarrantyStartDate | AssetIdentifier |  | -0.229363 | 405 | ReplacementCost |  |  | Finish | Grade | Copper | ModelReference | NominalHeight | NominalLength | NominalWidth | ProductionYear | Shape | SustainabilityPerformance | WarrantyDescription | WarrantyDurationLabor | WarrantyDurationParts | ModelLabel | Manufacturer | [22 empty] | 0.202375 | [47 empty] | 0.082021 | [8 empty] | M_Tee - Generic: Tee - Generic | Level 2 | 0.000000 | 0.074016 | 2.870638 | 0.012811 | 43170.902922 | 29.140058 | 100.885492 | 2 | 0.060506 | -0.026988 | 2.977465 | 66.983929 | 4 | 0.015894 | 0.083333 | 0 | 0 | -0.229363 |  | 0.002540 | Soldered | M_Cross - Generic: Cross - Generic | A | Pipes for General Use | 23-60 30 11 11 | M_Elbow - Generic: Elbow - Generic | 1 | M_Transition - Generic: Transition - Generic | M_Coupling - Generic: Coupling - Generic | [5 empty] | 2.500000
177825 | Level 2 | ExpectedLife |  | 583175 | New Construction | AccessibilityPerformance | WarrantyGuarantorParts |  | FIXED | Unit B Domestic Hot Water | CodePerformance | 310502 |  |  |  | 177688 | 0.000000 | 177824 | Reference | Pipe Types:Hot Water | 25 mm | 177861,177863,177865,177867,177869,177871,310856,311122,311123,311124,311125 | 0kjLzEw29FmhXtTK5sjrgr | Color | 33 | Pipe Types:Hot Water:583175 |  | InstallationDate | 177825 | WarrantyGuarantorLabor |  |  |  | Features | TagNumber |  | BarCode | Domestic Hot Water |  |  | Constituents |  |  | SerialNumber | WarrantyStartDate | AssetIdentifier |  | -0.250000 | 406 | ReplacementCost |  |  | Finish | Grade | Copper | ModelReference | NominalHeight | NominalLength | NominalWidth | ProductionYear | Shape | SustainabilityPerformance | WarrantyDescription | WarrantyDurationLabor | WarrantyDurationParts | ModelLabel | Manufacturer | [22 empty] | 0.020970 | [47 empty] | 0.082021 | [8 empty] | M_Tee - Generic: Tee - Generic | Level 2 | 0.000000 | 0.074016 | 2.838720 | 0.012811 | 43170.902922 | 29.140058 | 100.885492 | 2 | 0.060506 | -0.250000 | 2.977465 | 6.940976 | 4 | 0.001647 | 0.083333 | 0 | 0 | -0.250000 | 0.000000 | 0.002540 | Soldered | M_Cross - Generic: Cross - Generic | A | Pipes for General Use | 23-60 30 11 11 | M_Elbow - Generic: Elbow - Generic | 1 | M_Transition - Generic: Transition - Generic | M_Coupling - Generic: Coupling - Generic | [5 empty] | 2.500000
178013 | Level 2 | ExpectedLife |  | 583176 | New Construction | AccessibilityPerformance | WarrantyGuarantorParts |  | FIXED | Unit A Domestic Hot Water | CodePerformance | 310502 |  |  |  | 177876 | 0.000000 | 178012 | Reference | Pipe Types:Hot Water | 15 mm | 178048,178050,178052,178054,178056,178058,310857,311122,311123,311124,311125 | 0A4u4G9Ef3ORVLMRMVjs02 | Color | 33 | Pipe Types:Hot Water:583176 |  | InstallationDate | 178013 | WarrantyGuarantorLabor |  |  |  | Features | TagNumber |  | BarCode | Domestic Hot Water |  |  | Constituents |  |  | SerialNumber | WarrantyStartDate | AssetIdentifier |  | 0.845950 | 407 | ReplacementCost |  |  | Finish | Grade | Copper | ModelReference | NominalHeight | NominalLength | NominalWidth | ProductionYear | Shape | SustainabilityPerformance | WarrantyDescription | WarrantyDurationLabor | WarrantyDurationParts | ModelLabel | Manufacturer | [22 empty] | 0.831662 | [47 empty] | 0.049213 | [8 empty] | M_Tee - Generic: Tee - Generic | Level 2 | 0.000000 | 0.034974 | 3.114287 | 0.006684 | 47667.945342 | 13.769194 | 1652.970363 | 2 | 0.085786 | 0.014288 | 6.957671 | 4510.214778 | 16 | 0.039191 | 0.041667 | 0 | 0 | 0.845950 |  | 0.002540 | Soldered | M_Cross - Generic: Cross - Generic | A | Pipes for General Use | 23-60 30 11 11 | M_Elbow - Generic: Elbow - Generic | 1 | M_Transition - Generic: Transition - Generic | M_Coupling - Generic: Coupling - Generic | [5 empty] | 0.500000
178200 | Level 2 | ExpectedLife |  | 583177 | New Construction | AccessibilityPerformance | WarrantyGuarantorParts |  | FIXED | Unit A Domestic Hot Water | CodePerformance | 310502 |  |  |  | 178063 | 0.000000 | 178199 | Reference | Pipe Types:Hot Water | 15 mm | 178233,178235,178237,178239,178241,178243,310858,311122,311123,311124,311125 | 3KC8GoNgD7Fwxg2bXu7reP | Color | 33 | Pipe Types:Hot Water:583177 |  | InstallationDate | 178200 | WarrantyGuarantorLabor |  |  |  | Features | TagNumber |  | BarCode | Domestic Hot Water |  |  | Constituents |  |  | SerialNumber | WarrantyStartDate | AssetIdentifier |  | 0.000000 | 408 | ReplacementCost |  |  | Finish | Grade | Copper | ModelReference | NominalHeight | NominalLength | NominalWidth | ProductionYear | Shape | SustainabilityPerformance | WarrantyDescription | WarrantyDurationLabor | WarrantyDurationParts | ModelLabel | Manufacturer | [22 empty] | 0.052347 | [47 empty] | 0.049213 | [8 empty] | M_Tee - Generic: Tee - Generic | Level 2 | 0.000000 | 0.034974 | 3.094670 | 0.006684 | 47667.945342 | 13.769194 | 1652.970363 | 2 | 0.085786 | 0.000000 | 6.957671 | 283.886605 | 16 | 0.002467 | 0.041667 | 0 | 0 | 0.000000 | 0.000000 | 0.002540 | Soldered | M_Cross - Generic: Cross - Generic | A | Pipes for General Use | 23-60 30 11 11 | M_Elbow - Generic: Elbow - Generic | 1 | M_Transition - Generic: Transition - Generic | M_Coupling - Generic: Coupling - Generic | [5 empty] | 0.500000
178480 | Level 2 | ExpectedLife |  | 583180 | New Construction | AccessibilityPerformance | WarrantyGuarantorParts |  | FIXED | Unit A Domestic Hot Water | CodePerformance | 310502 |  |  |  | 178343 | 0.000000 | 178479 | Reference | Pipe Types:Hot Water | 25 mm | 178513,178515,178517,178519,178521,178523,310859,311122,311123,311124,311125 | 1gDZrw9Nn4GxLJcoro8gId | Color | 33 | Pipe Types:Hot Water:583180 |  | InstallationDate | 178480 | WarrantyGuarantorLabor |  |  |  | Features | TagNumber |  | BarCode | Domestic Hot Water |  |  | Constituents |  |  | SerialNumber | WarrantyStartDate | AssetIdentifier |  | 0.000000 | 409 | ReplacementCost |  |  | Finish | Grade | Copper | ModelReference | NominalHeight | NominalLength | NominalWidth | ProductionYear | Shape | SustainabilityPerformance | WarrantyDescription | WarrantyDurationLabor | WarrantyDurationParts | ModelLabel | Manufacturer | [22 empty] | 1.369438 | [47 empty] | 0.082021 | [8 empty] | M_Tee - Generic: Tee - Generic | Level 2 | 0.000000 | 0.074016 | 3.088720 | 0.019384 | 65319.453116 | 29.140058 | 230.957215 | 2 | 0.060506 | 0.000000 | 4.505035 | 1037.669109 | 7 | 0.107555 | 0.083333 | 0 | 0 | 0.000000 | 0.000000 | 0.002540 | Soldered | M_Cross - Generic: Cross - Generic | A | Pipes for General Use | 23-60 30 11 11 | M_Elbow - Generic: Elbow - Generic | 1 | M_Transition - Generic: Transition - Generic | M_Coupling - Generic: Coupling - Generic | [5 empty] | 4.500000
178721 | Level 2 | ExpectedLife |  | 583182 | New Construction | AccessibilityPerformance | WarrantyGuarantorParts |  | FIXED | Unit A Domestic Hot Water | CodePerformance | 310502 |  |  |  | 178584 | 0.000000 | 178720 | Reference | Pipe Types:Hot Water | 15 mm | 178756,178758,178760,178762,178764,178766,310860,311122,311123,311124,311125 | 0FWWM4w3b0LBoFb2Ao1juD | Color | 33 | Pipe Types:Hot Water:583182 |  | InstallationDate | 178721 | WarrantyGuarantorLabor |  |  |  | Features | TagNumber |  | BarCode | Domestic Hot Water |  |  | Constituents |  |  | SerialNumber | WarrantyStartDate | AssetIdentifier |  | 0.845950 | 410 | ReplacementCost |  |  | Finish | Grade | Copper | ModelReference | NominalHeight | NominalLength | NominalWidth | ProductionYear | Shape | SustainabilityPerformance | WarrantyDescription | WarrantyDurationLabor | WarrantyDurationParts | ModelLabel | Manufacturer | [22 empty] | 0.831662 | [47 empty] | 0.049213 | [8 empty] | M_Tee - Generic: Tee - Generic | Level 2 | 0.000000 | 0.034974 | 3.114287 | 0.006684 | 47667.945342 | 13.769194 | 1652.970363 | 2 | 0.085786 | 0.014288 | 6.957671 | 4510.214778 | 14 | 0.039191 | 0.041667 | 0 | 0 | 0.845950 |  | 0.002540 | Soldered | M_Cross - Generic: Cross - Generic | A | Pipes for General Use | 23-60 30 11 11 | M_Elbow - Generic: Elbow - Generic | 1 | M_Transition - Generic: Transition - Generic | M_Coupling - Generic: Coupling - Generic | [5 empty] | 0.500000
178908 | Level 2 | ExpectedLife |  | 583183 | New Construction | AccessibilityPerformance | WarrantyGuarantorParts |  | FIXED | Unit A Domestic Hot Water | CodePerformance | 310502 |  |  |  | 178771 | 0.000000 | 178907 | Reference | Pipe Types:Hot Water | 15 mm | 178941,178943,178945,178947,178949,178951,310861,311122,311123,311124,311125 | 3$DOuaWIHDVOLLBabXA$Bh | Color | 33 | Pipe Types:Hot Water:583183 |  | InstallationDate | 178908 | WarrantyGuarantorLabor |  |  |  | Features | TagNumber |  | BarCode | Domestic Hot Water |  |  | Constituents |  |  | SerialNumber | WarrantyStartDate | AssetIdentifier |  | 0.000000 | 255 | ReplacementCost |  |  | Finish | Grade | Copper | ModelReference | NominalHeight | NominalLength | NominalWidth | ProductionYear | Shape | SustainabilityPerformance | WarrantyDescription | WarrantyDurationLabor | WarrantyDurationParts | ModelLabel | Manufacturer | [22 empty] | 0.052347 | [47 empty] | 0.049213 | [8 empty] | M_Tee - Generic: Tee - Generic | Level 2 | 0.000000 | 0.034974 | 3.094670 | 0.006684 | 47667.945342 | 13.769194 | 1652.970363 | 2 | 0.085786 | 0.000000 | 6.957671 | 283.886605 | 14 | 0.002467 | 0.041667 | 0 | 0 | 0.000000 | 0.000000 | 0.002540 | Soldered | M_Cross - Generic: Cross - Generic | A | Pipes for General Use | 23-60 30 11 11 | M_Elbow - Generic: Elbow - Generic | 1 | M_Transition - Generic: Transition - Generic | M_Coupling - Generic: Coupling - Generic | [5 empty] | 0.500000
179093 | Level 2 | ExpectedLife |  | 583184 | New Construction | AccessibilityPerformance | WarrantyGuarantorParts |  | FIXED | Unit A Domestic Hot Water | CodePerformance | 310502 |  |  |  | 178956 | 0.000000 | 179092 | Reference | Pipe Types:Hot Water | 25 mm | 179126,179128,179130,179132,179134,179136,310862,311122,311123,311124,311125 | 0SLx5vyQn038d$CEUBbn2J | Color | 33 | Pipe Types:Hot Water:583184 |  | InstallationDate | 179093 | WarrantyGuarantorLabor |  |  |  | Features | TagNumber |  | BarCode | Domestic Hot Water |  |  | Constituents |  |  | SerialNumber | WarrantyStartDate | AssetIdentifier |  | 0.000000 | 256 | ReplacementCost |  |  | Finish | Grade | Copper | ModelReference | NominalHeight | NominalLength | NominalWidth | ProductionYear | Shape | SustainabilityPerformance | WarrantyDescription | WarrantyDurationLabor | WarrantyDurationParts | ModelLabel | Manufacturer | [22 empty] | 0.567310 | [47 empty] | 0.082021 | [8 empty] | M_Tee - Generic: Tee - Generic | Level 2 | 0.000000 | 0.074016 | 3.088720 | 0.006684 | 22523.949350 | 29.140058 | 27.462213 | 2 | 0.060506 | 0.000000 | 1.553460 | 51.114133 | 13 | 0.044556 | 0.083333 | 0 | 0 | 0.000000 | 0.000000 | 0.002540 | Soldered | M_Cross - Generic: Cross - Generic | A | Pipes for General Use | 23-60 30 11 11 | M_Elbow - Generic: Elbow - Generic | 1 | M_Transition - Generic: Transition - Generic | M_Coupling - Generic: Coupling - Generic | [5 empty] | 1.000000
179373 | Level 2 | ExpectedLife |  | 583187 | New Construction | AccessibilityPerformance | WarrantyGuarantorParts |  | FIXED | Unit A Domestic Hot Water | CodePerformance | 310502 |  |  |  | 179236 | 0.000000 | 179372 | Reference | Pipe Types:Hot Water | 25 mm | 179406,179408,179410,179412,179414,179416,310863,311122,311123,311124,311125 | 2tmq6WQ3rAthTqrGKhtTpX | Color | 33 | Pipe Types:Hot Water:583187 |  | InstallationDate | 179373 | WarrantyGuarantorLabor |  |  |  | Features | TagNumber |  | BarCode | Domestic Hot Water |  |  | Constituents |  |  | SerialNumber | WarrantyStartDate | AssetIdentifier |  | 0.000000 | 257 | ReplacementCost |  |  | Finish | Grade | Copper | ModelReference | NominalHeight | NominalLength | NominalWidth | ProductionYear | Shape | SustainabilityPerformance | WarrantyDescription | WarrantyDurationLabor | WarrantyDurationParts | ModelLabel | Manufacturer | [22 empty] | 0.596025 | [47 empty] | 0.082021 | [8 empty] | M_Tee - Generic: Tee - Generic | Level 2 | 0.000000 | 0.074016 | 3.088720 | 0.017824 | 60063.864934 | 29.140058 | 195.286851 | 2 | 0.060506 | 0.000000 | 4.142560 | 381.876133 | 6 | 0.046812 | 0.083333 | 0 | 0 | 0.000000 | 0.000000 | 0.002540 | Soldered | M_Cross - Generic: Cross - Generic | A | Pipes for General Use | 23-60 30 11 11 | M_Elbow - Generic: Elbow - Generic | 1 | M_Transition - Generic: Transition - Generic | M_Coupling - Generic: Coupling - Generic | [5 empty] | 4.000000
179614 | Level 2 | ExpectedLife |  | 583189 | New Construction | AccessibilityPerformance | WarrantyGuarantorParts |  | FIXED | Unit A Domestic Hot Water | CodePerformance | 310502 |  |  |  | 179477 | 0.000000 | 179613 | Reference | Pipe Types:Hot Water | 25 mm | 179647,179649,179651,179653,179655,179657,310864,311122,311123,311124,311125 | 2MNce606nCzQA7ApC1a9BN | Color | 33 | Pipe Types:Hot Water:583189 |  | InstallationDate | 179614 | WarrantyGuarantorLabor |  |  |  | Features | TagNumber |  | BarCode | Domestic Hot Water |  |  | Constituents |  |  | SerialNumber | WarrantyStartDate | AssetIdentifier |  | 0.000000 | 264 | ReplacementCost |  |  | Finish | Grade | Copper | ModelReference | NominalHeight | NominalLength | NominalWidth | ProductionYear | Shape | SustainabilityPerformance | WarrantyDescription | WarrantyDurationLabor | WarrantyDurationParts | ModelLabel | Manufacturer | [22 empty] | 0.018725 | [47 empty] | 0.082021 | [8 empty] | M_Tee - Generic: Tee - Generic | Level 2 | 0.000000 | 0.074016 | 3.088720 | 0.006684 | 22523.949350 | 29.140058 | 27.462213 | 2 | 0.060506 | 0.000000 | 1.553460 | 1.687106 | 13 | 0.001471 | 0.083333 | 0 | 0 | 0.000000 | 0.000000 | 0.002540 | Soldered | M_Cross - Generic: Cross - Generic | A | Pipes for General Use | 23-60 30 11 11 | M_Elbow - Generic: Elbow - Generic | 1 | M_Transition - Generic: Transition - Generic | M_Coupling - Generic: Coupling - Generic | [5 empty] | 1.000000
179799 | Level 2 | ExpectedLife |  | 583190 | New Construction | AccessibilityPerformance | WarrantyGuarantorParts |  | FIXED | Unit A Domestic Hot Water | CodePerformance | 310502 |  |  |  | 179662 | 0.000000 | 179798 | Reference | Pipe Types:Hot Water | 25 mm | 179832,179834,179836,179838,179840,179842,310865,311122,311123,311124,311125 | 2eeC3YALXF0g8DTx8tHuXy | Color | 33 | Pipe Types:Hot Water:583190 |  | InstallationDate | 179799 | WarrantyGuarantorLabor |  |  |  | Features | TagNumber |  | BarCode | Domestic Hot Water |  |  | Constituents |  |  | SerialNumber | WarrantyStartDate | AssetIdentifier |  | 0.000000 | 265 | ReplacementCost |  |  | Finish | Grade | Copper | ModelReference | NominalHeight | NominalLength | NominalWidth | ProductionYear | Shape | SustainabilityPerformance | WarrantyDescription | WarrantyDurationLabor | WarrantyDurationParts | ModelLabel | Manufacturer | [22 empty] | 0.689043 | [47 empty] | 0.082021 | [8 empty] | M_Tee - Generic: Tee - Generic | Level 2 | 0.000000 | 0.074016 | 3.088720 | 0.006684 | 22523.949350 | 29.140058 | 27.462213 | 2 | 0.060506 | 0.000000 | 1.553460 | 62.082152 | 13 | 0.054117 | 0.083333 | 0 | 0 | 0.000000 | 0.000000 | 0.002540 | Soldered | M_Cross - Generic: Cross - Generic | A | Pipes for General Use | 23-60 30 11 11 | M_Elbow - Generic: Elbow - Generic | 1 | M_Transition - Generic: Transition - Generic | M_Coupling - Generic: Coupling - Generic | [5 empty] | 1.000000
180031 | Level 2 | ExpectedLife |  | 583192 | New Construction | AccessibilityPerformance | WarrantyGuarantorParts |  | FIXED | Unit A Domestic Cold Water | CodePerformance | 310502 |  |  |  | 179894 | 0.000000 | 180030 | Reference | Pipe Types:Cold Water | 25 mm | 180067,180069,180071,180073,180075,180077,310866,311126,311127,311128,311129 | 0PXULpczX64PIKCoo0SraV | Color | 33 | Pipe Types:Cold Water:583192 |  | InstallationDate | 180031 | WarrantyGuarantorLabor |  |  |  | Features | TagNumber |  | BarCode | Domestic Cold Water |  |  | Constituents |  |  | SerialNumber | WarrantyStartDate | AssetIdentifier |  | -0.100000 | 266 | ReplacementCost |  |  | Finish | Grade | Copper | ModelReference | NominalHeight | NominalLength | NominalWidth | ProductionYear | Shape | SustainabilityPerformance | WarrantyDescription | WarrantyDurationLabor | WarrantyDurationParts | ModelLabel | Manufacturer | [22 empty] | 0.018725 | [47 empty] | 0.082021 | [8 empty] | M_Tee - Generic: Tee - Generic | Level 2 | 0.000000 | 0.074016 | 2.988720 | 0.033420 | 47589.723693 | 29.140058 | 697.516955 | 2 | 0.060506 | -0.100000 | 7.767301 | 42.851066 | 12 | 0.001471 | 0.083333 | 0 | 0 | -0.100000 | 0.000000 | 0.002540 | Soldered | M_Cross - Generic: Cross - Generic | A | Pipes for General Use | 23-60 30 11 11 | M_Elbow - Generic: Elbow - Generic | 1 | M_Transition - Generic: Transition - Generic | M_Coupling - Generic: Coupling - Generic | [5 empty] | 1.000000
180267 | Level 2 | ExpectedLife |  | 583194 | New Construction | AccessibilityPerformance | WarrantyGuarantorParts |  | FIXED | Unit A Domestic Cold Water | CodePerformance | 310502 |  |  |  | 180130 | 0.000000 | 180266 | Reference | Pipe Types:Cold Water | 25 mm | 180303,180305,180307,180309,180311,180313,310867,311126,311127,311128,311129 | 2ENiXkHcfFlv4go_J8fjOL | Color | 33 | Pipe Types:Cold Water:583194 |  | InstallationDate | 180267 | WarrantyGuarantorLabor |  |  |  | Features | TagNumber |  | BarCode | Domestic Cold Water |  |  | Constituents |  |  | SerialNumber | WarrantyStartDate | AssetIdentifier |  | -0.100000 | 267 | ReplacementCost |  |  | Finish | Grade | Copper | ModelReference | NominalHeight | NominalLength | NominalWidth | ProductionYear | Shape | SustainabilityPerformance | WarrantyDescription | WarrantyDurationLabor | WarrantyDurationParts | ModelLabel | Manufacturer | [22 empty] | 0.049744 | [47 empty] | 0.082021 | [8 empty] | M_Tee - Generic: Tee - Generic | Level 2 | 0.000000 | 0.074016 | 2.988720 | 0.033420 | 47589.723693 | 29.140058 | 697.516955 | 2 | 0.060506 | -0.100000 | 7.767301 | 113.835927 | 12 | 0.003907 | 0.083333 | 0 | 0 | -0.100000 | 0.000000 | 0.002540 | Soldered | M_Cross - Generic: Cross - Generic | A | Pipes for General Use | 23-60 30 11 11 | M_Elbow - Generic: Elbow - Generic | 1 | M_Transition - Generic: Transition - Generic | M_Coupling - Generic: Coupling - Generic | [5 empty] | 1.000000
180503 | Level 2 | ExpectedLife |  | 583196 | New Construction | AccessibilityPerformance | WarrantyGuarantorParts |  | FIXED | Unit A Domestic Cold Water | CodePerformance | 310502 |  |  |  | 180366 | 0.000000 | 180502 | Reference | Pipe Types:Cold Water | 6 mm | 180539,180541,180543,180545,180547,180549,310868,311126,311127,311128,311129 | 2ESy7Y9wzBB9$344X35PG4 | Color | 33 | Pipe Types:Cold Water:583196 |  | InstallationDate | 180503 | WarrantyGuarantorLabor |  |  |  | Features | TagNumber |  | BarCode | Domestic Cold Water |  |  | Constituents |  |  | SerialNumber | WarrantyStartDate | AssetIdentifier |  | 0.254000 | 271 | ReplacementCost |  |  | Finish | Grade | Copper | ModelReference | NominalHeight | NominalLength | NominalWidth | ProductionYear | Shape | SustainabilityPerformance | WarrantyDescription | WarrantyDurationLabor | WarrantyDurationParts | ModelLabel | Manufacturer | [22 empty] | 0.051432 | [47 empty] | 0.019685 | [8 empty] | M_Tee - Generic: Tee - Generic | Level 2 | 0.000000 | 0.014862 | 3.351735 | 0.033420 | 237003.127265 | 5.851262 | 4950469.341448 | 2 | 0.140179 | 0.254000 | 192.642416 | 835349.858821 | 11 | 0.000969 | 0.020833 | 0 | 0 | 0.254000 | 0.000000 | 0.002540 | Soldered | M_Cross - Generic: Cross - Generic | A | Pipes for General Use | 23-60 30 11 11 | M_Elbow - Generic: Elbow - Generic | 1 | M_Transition - Generic: Transition - Generic | M_Coupling - Generic: Coupling - Generic | [5 empty] | 1.000000
180691 | Level 2 | ExpectedLife |  | 583197 | New Construction | AccessibilityPerformance | WarrantyGuarantorParts |  | FIXED | Unit A Domestic Cold Water | CodePerformance | 310502 |  |  |  | 180554 | 0.000000 | 180690 | Reference | Pipe Types:Cold Water | 6 mm | 180726,180728,180730,180732,180734,180736,310869,311126,311127,311128,311129 | 3Vq1KlUuj7HuLAJ5WqQ1mo | Color | 33 | Pipe Types:Cold Water:583197 |  | InstallationDate | 180691 | WarrantyGuarantorLabor |  |  |  | Features | TagNumber |  | BarCode | Domestic Cold Water |  |  | Constituents |  |  | SerialNumber | WarrantyStartDate | AssetIdentifier |  | -0.090475 | 272 | ReplacementCost |  |  | Finish | Grade | Copper | ModelReference | NominalHeight | NominalLength | NominalWidth | ProductionYear | Shape | SustainabilityPerformance | WarrantyDescription | WarrantyDurationLabor | WarrantyDurationParts | ModelLabel | Manufacturer | [22 empty] | 0.334950 | [47 empty] | 0.019685 | [8 empty] | M_Tee - Generic: Tee - Generic | Level 2 | 0.000000 | 0.014862 | 3.009525 | 0.033420 | 237003.127265 | 5.851262 | 4950469.341448 | 2 | 0.140179 | 0.244475 | 192.642416 | 5440156.515478 | 11 | 0.006314 | 0.020833 | 0 | 0 | -0.090475 |  | 0.002540 | Soldered | M_Cross - Generic: Cross - Generic | A | Pipes for General Use | 23-60 30 11 11 | M_Elbow - Generic: Elbow - Generic | 1 | M_Transition - Generic: Transition - Generic | M_Coupling - Generic: Coupling - Generic | [5 empty] | 1.000000
181704 | Level 2 | ExpectedLife |  | 583201 | New Construction | AccessibilityPerformance | WarrantyGuarantorParts |  | FIXED | Unit A Domestic Hot Water | CodePerformance | 310502 |  |  |  | 181567 | 0.000000 | 181703 | Reference | Pipe Types:Hot Water | 6 mm | 181740,181742,181744,181746,181748,181750,310872,311122,311123,311124,311125 | 2uvbtoNsfBCQXSSATcKQRq | Color | 33 | Pipe Types:Hot Water:583201 |  | InstallationDate | 181704 | WarrantyGuarantorLabor |  |  |  | Features | TagNumber |  | BarCode | Domestic Hot Water |  |  | Constituents |  |  | SerialNumber | WarrantyStartDate | AssetIdentifier |  | 0.254000 | 273 | ReplacementCost |  |  | Finish | Grade | Copper | ModelReference | NominalHeight | NominalLength | NominalWidth | ProductionYear | Shape | SustainabilityPerformance | WarrantyDescription | WarrantyDurationLabor | WarrantyDurationParts | ModelLabel | Manufacturer | [22 empty] | 0.111641 | [47 empty] | 0.019685 | [8 empty] | M_Tee - Generic: Tee - Generic | Level 2 | 0.000000 | 0.014862 | 3.351735 | 0.006684 | 112172.251070 | 5.851262 | 194906.868620 | 2 | 0.140179 | 0.254000 | 38.528483 | 71389.827629 | 12 | 0.002104 | 0.020833 | 0 | 0 | 0.254000 | 0.000000 | 0.002540 | Soldered | M_Cross - Generic: Cross - Generic | A | Pipes for General Use | 23-60 30 11 11 | M_Elbow - Generic: Elbow - Generic | 1 | M_Transition - Generic: Transition - Generic | M_Coupling - Generic: Coupling - Generic | [5 empty] | 1.000000
181892 | Level 2 | ExpectedLife |  | 583202 | New Construction | AccessibilityPerformance | WarrantyGuarantorParts |  | FIXED | Unit A Domestic Hot Water | CodePerformance | 310502 |  |  |  | 181755 | 0.000000 | 181891 | Reference | Pipe Types:Hot Water | 6 mm | 181927,181929,181931,181933,181935,181937,310873,311122,311123,311124,311125 | 39mjb7pdb5oRud77XyTXvK | Color | 33 | Pipe Types:Hot Water:583202 |  | InstallationDate | 181892 | WarrantyGuarantorLabor |  |  |  | Features | TagNumber |  | BarCode | Domestic Hot Water |  |  | Constituents |  |  | SerialNumber | WarrantyStartDate | AssetIdentifier |  | 0.009525 | 274 | ReplacementCost |  |  | Finish | Grade | Copper | ModelReference | NominalHeight | NominalLength | NominalWidth | ProductionYear | Shape | SustainabilityPerformance | WarrantyDescription | WarrantyDurationLabor | WarrantyDurationParts | ModelLabel | Manufacturer | [22 empty] | 0.234950 | [47 empty] | 0.019685 | [8 empty] | M_Tee - Generic: Tee - Generic | Level 2 | 0.000000 | 0.014862 | 3.109525 | 0.006684 | 112172.251070 | 5.851262 | 194906.868620 | 2 | 0.140179 | 0.244475 | 38.528483 | 150240.711228 | 12 | 0.004429 | 0.020833 | 0 | 0 | 0.009525 |  | 0.002540 | Soldered | M_Cross - Generic: Cross - Generic | A | Pipes for General Use | 23-60 30 11 11 | M_Elbow - Generic: Elbow - Generic | 1 | M_Transition - Generic: Transition - Generic | M_Coupling - Generic: Coupling - Generic | [5 empty] | 1.000000
182230 | Level 2 | ExpectedLife |  | 583206 | New Construction | AccessibilityPerformance | WarrantyGuarantorParts |  | FIXED | Unit A Domestic Cold Water | CodePerformance | 310502 |  |  |  | 182093 | 0.000000 | 182229 | Reference | Pipe Types:Cold Water | 15 mm | 182266,182268,182270,182272,182274,182276,310874,311126,311127,311128,311129 | 3Q0Lq9XfP6IBr_jflKsK4x | Color | 33 | Pipe Types:Cold Water:583206 |  | InstallationDate | 182230 | WarrantyGuarantorLabor |  |  |  | Features | TagNumber |  | BarCode | Domestic Cold Water |  |  | Constituents |  |  | SerialNumber | WarrantyStartDate | AssetIdentifier |  | 0.469943 | 275 | ReplacementCost |  |  | Finish | Grade | Copper | ModelReference | NominalHeight | NominalLength | NominalWidth | ProductionYear | Shape | SustainabilityPerformance | WarrantyDescription | WarrantyDurationLabor | WarrantyDurationParts | ModelLabel | Manufacturer | [22 empty] | 0.122545 | [47 empty] | 0.049213 | [8 empty] | M_Tee - Generic: Tee - Generic | Level 2 | 0.000000 | 0.034974 | 3.564613 | 0.033420 | 100715.212618 | 13.769194 | 41984.046846 | 2 | 0.085786 | 0.469943 | 34.788356 | 16879.697571 | 13 | 0.005775 | 0.041667 | 0 | 0 | 0.469943 | 0.000000 | 0.002540 | Soldered | M_Cross - Generic: Cross - Generic | A | Pipes for General Use | 23-60 30 11 11 | M_Elbow - Generic: Elbow - Generic | 1 | M_Transition - Generic: Transition - Generic | M_Coupling - Generic: Coupling - Generic | [5 empty] | 2.200000
182418 | Level 2 | ExpectedLife |  | 583207 | New Construction | AccessibilityPerformance | WarrantyGuarantorParts |  | FIXED | Unit A Domestic Cold Water | CodePerformance | 310502 |  |  |  | 182281 | 0.000000 | 182417 | Reference | Pipe Types:Cold Water | 15 mm | 182453,182455,182457,182459,182461,182463,310875,311126,311127,311128,311129 | 1kMaLwobf4HhndwKS2Ki$E | Color | 33 | Pipe Types:Cold Water:583207 |  | InstallationDate | 182418 | WarrantyGuarantorLabor |  |  |  | Features | TagNumber |  | BarCode | Domestic Cold Water |  |  | Constituents |  |  | SerialNumber | WarrantyStartDate | AssetIdentifier |  | 0.455656 | 276 | ReplacementCost |  |  | Finish | Grade | Copper | ModelReference | NominalHeight | NominalLength | NominalWidth | ProductionYear | Shape | SustainabilityPerformance | WarrantyDescription | WarrantyDurationLabor | WarrantyDurationParts | ModelLabel | Manufacturer | [22 empty] | 0.521524 | [47 empty] | 0.049213 | [8 empty] | M_Tee - Generic: Tee - Generic | Level 2 | 0.000000 | 0.034974 | 3.034131 | 0.033420 | 100715.212618 | 13.769194 | 41984.046846 | 2 | 0.085786 | -0.065869 | 34.788356 | 71836.309983 | 13 | 0.024576 | 0.041667 | 0 | 0 | 0.455656 |  | 0.002540 | Soldered | M_Cross - Generic: Cross - Generic | A | Pipes for General Use | 23-60 30 11 11 | M_Elbow - Generic: Elbow - Generic | 1 | M_Transition - Generic: Transition - Generic | M_Coupling - Generic: Coupling - Generic | [5 empty] | 2.200000
182702 | Level 2 | ExpectedLife |  | 583210 | New Construction | AccessibilityPerformance | WarrantyGuarantorParts |  | FIXED | Unit A Domestic Cold Water | CodePerformance | 310502 |  |  |  | 182565 | 0.000000 | 182701 | Reference | Pipe Types:Cold Water | 25 mm | 182737,182739,182741,182743,182745,182747,310876,311126,311127,311128,311129 | 3xeF1Tm_D1CAw4QIY7PCUj | Color | 33 | Pipe Types:Cold Water:583210 |  | InstallationDate | 182702 | WarrantyGuarantorLabor |  |  |  | Features | TagNumber |  | BarCode | Domestic Cold Water |  |  | Constituents |  |  | SerialNumber | WarrantyStartDate | AssetIdentifier |  | -0.100000 | 278 | ReplacementCost |  |  | Finish | Grade | Copper | ModelReference | NominalHeight | NominalLength | NominalWidth | ProductionYear | Shape | SustainabilityPerformance | WarrantyDescription | WarrantyDurationLabor | WarrantyDurationParts | ModelLabel | Manufacturer | [22 empty] | 0.174240 | [47 empty] | 0.082021 | [8 empty] | M_Tee - Generic: Tee - Generic | Level 2 | 0.000000 | 0.074016 | 2.988720 | 0.000000 | 0.000000 | 29.140058 | 0.000000 | 0 | 0.000000 | -0.100000 | 0.000000 | 0.000000 | 22 | 0.013685 | 0.083333 | 0 | 0 | -0.100000 | 0.000000 | 0.002540 | Soldered | M_Cross - Generic: Cross - Generic | A | Pipes for General Use | 23-60 30 11 11 | M_Elbow - Generic: Elbow - Generic | 1 | M_Transition - Generic: Transition - Generic | M_Coupling - Generic: Coupling - Generic | [5 empty] | 0.000000
183042 | Level 2 | ExpectedLife |  | 583214 | New Construction | AccessibilityPerformance | WarrantyGuarantorParts |  | FIXED | Unit B Domestic Hot Water | CodePerformance | 310502 |  |  |  | 182905 | 0.000000 | 183041 | Reference | Pipe Types:Hot Water | 25 mm | 183075,183077,183079,183081,183083,183085,310877,311122,311123,311124,311125 | 0LI9E9W69F6AsjSiFfBneB | Color | 33 | Pipe Types:Hot Water:583214 |  | InstallationDate | 183042 | WarrantyGuarantorLabor |  |  |  | Features | TagNumber |  | BarCode | Domestic Hot Water |  |  | Constituents |  |  | SerialNumber | WarrantyStartDate | AssetIdentifier |  | 0.000000 | 280 | ReplacementCost |  |  | Finish | Grade | Copper | ModelReference | NominalHeight | NominalLength | NominalWidth | ProductionYear | Shape | SustainabilityPerformance | WarrantyDescription | WarrantyDurationLabor | WarrantyDurationParts | ModelLabel | Manufacturer | [22 empty] | 0.448970 | [47 empty] | 0.082021 | [8 empty] | M_Tee - Generic: Tee - Generic | Level 2 | 0.000000 | 0.074016 | 3.088720 | 0.016153 | 54432.877597 | 29.140058 | 160.386955 | 2 | 0.060506 | 0.000000 | 3.754195 | 236.249682 | 5 | 0.035262 | 0.083333 | 0 | 0 | 0.000000 | 0.000000 | 0.002540 | Soldered | M_Cross - Generic: Cross - Generic | A | Pipes for General Use | 23-60 30 11 11 | M_Elbow - Generic: Elbow - Generic | 1 | M_Transition - Generic: Transition - Generic | M_Coupling - Generic: Coupling - Generic | [5 empty] | 3.500000
183227 | Level 2 | ExpectedLife |  | 583215 | New Construction | AccessibilityPerformance | WarrantyGuarantorParts |  | FIXED | Unit B Domestic Hot Water | CodePerformance | 310502 |  |  |  | 183090 | 0.000000 | 183226 | Reference | Pipe Types:Hot Water | 25 mm | 183260,183262,183264,183266,183268,183270,310878,311122,311123,311124,311125 | 2g_vxJmqvDS9fa2D9cHuDj | Color | 33 | Pipe Types:Hot Water:583215 |  | InstallationDate | 183227 | WarrantyGuarantorLabor |  |  |  | Features | TagNumber |  | BarCode | Domestic Hot Water |  |  | Constituents |  |  | SerialNumber | WarrantyStartDate | AssetIdentifier |  | 0.000000 | 281 | ReplacementCost |  |  | Finish | Grade | Copper | ModelReference | NominalHeight | NominalLength | NominalWidth | ProductionYear | Shape | SustainabilityPerformance | WarrantyDescription | WarrantyDurationLabor | WarrantyDurationParts | ModelLabel | Manufacturer | [22 empty] | 0.018725 | [47 empty] | 0.082021 | [8 empty] | M_Tee - Generic: Tee - Generic | Level 2 | 0.000000 | 0.074016 | 3.088720 | 0.006684 | 22523.949350 | 29.140058 | 27.462213 | 2 | 0.060506 | 0.000000 | 1.553460 | 1.687106 | 17 | 0.001471 | 0.083333 | 0 | 0 | 0.000000 | 0.000000 | 0.002540 | Soldered | M_Cross - Generic: Cross - Generic | A | Pipes for General Use | 23-60 30 11 11 | M_Elbow - Generic: Elbow - Generic | 1 | M_Transition - Generic: Transition - Generic | M_Coupling - Generic: Coupling - Generic | [5 empty] | 1.000000
183459 | Level 2 | ExpectedLife |  | 583217 | New Construction | AccessibilityPerformance | WarrantyGuarantorParts |  | FIXED | Unit B Domestic Hot Water | CodePerformance | 310502 |  |  |  | 183322 | 0.000000 | 183458 | Reference | Pipe Types:Hot Water | 25 mm | 183492,183494,183496,183498,183500,183502,310879,311122,311123,311124,311125 | 3qAFcfi2vFBPft_dJaYPki | Color | 33 | Pipe Types:Hot Water:583217 |  | InstallationDate | 183459 | WarrantyGuarantorLabor |  |  |  | Features | TagNumber |  | BarCode | Domestic Hot Water |  |  | Constituents |  |  | SerialNumber | WarrantyStartDate | AssetIdentifier |  | 0.000000 | 282 | ReplacementCost |  |  | Finish | Grade | Copper | ModelReference | NominalHeight | NominalLength | NominalWidth | ProductionYear | Shape | SustainabilityPerformance | WarrantyDescription | WarrantyDurationLabor | WarrantyDurationParts | ModelLabel | Manufacturer | [22 empty] | 0.817396 | [47 empty] | 0.082021 | [8 empty] | M_Tee - Generic: Tee - Generic | Level 2 | 0.000000 | 0.074016 | 3.088720 | 0.006684 | 22523.949350 | 29.140058 | 27.462213 | 2 | 0.060506 | 0.000000 | 1.553460 | 73.646687 | 17 | 0.064198 | 0.083333 | 0 | 0 | 0.000000 | 0.000000 | 0.002540 | Soldered | M_Cross - Generic: Cross - Generic | A | Pipes for General Use | 23-60 30 11 11 | M_Elbow - Generic: Elbow - Generic | 1 | M_Transition - Generic: Transition - Generic | M_Coupling - Generic: Coupling - Generic | [5 empty] | 1.000000
183691 | Level 2 | ExpectedLife |  | 583219 | New Construction | AccessibilityPerformance | WarrantyGuarantorParts |  | FIXED | Unit B Domestic Hot Water | CodePerformance | 310502 |  |  |  | 183554 | 0.000000 | 183690 | Reference | Pipe Types:Hot Water | 6 mm | 183727,183729,183731,183733,183735,183737,310880,311122,311123,311124,311125 | 2VSZV6Pib1TOA1hUz_bVeI | Color | 33 | Pipe Types:Hot Water:583219 |  | InstallationDate | 183691 | WarrantyGuarantorLabor |  |  |  | Features | TagNumber |  | BarCode | Domestic Hot Water |  |  | Constituents |  |  | SerialNumber | WarrantyStartDate | AssetIdentifier |  | 0.254000 | 283 | ReplacementCost |  |  | Finish | Grade | Copper | ModelReference | NominalHeight | NominalLength | NominalWidth | ProductionYear | Shape | SustainabilityPerformance | WarrantyDescription | WarrantyDurationLabor | WarrantyDurationParts | ModelLabel | Manufacturer | [22 empty] | 0.109809 | [47 empty] | 0.019685 | [8 empty] | M_Tee - Generic: Tee - Generic | Level 2 | 0.000000 | 0.014862 | 3.351735 | 0.006684 | 112172.251070 | 5.851262 | 194906.868620 | 2 | 0.140179 | 0.254000 | 38.528483 | 70218.058427 | 16 | 0.002070 | 0.020833 | 0 | 0 | 0.254000 | 0.000000 | 0.002540 | Soldered | M_Cross - Generic: Cross - Generic | A | Pipes for General Use | 23-60 30 11 11 | M_Elbow - Generic: Elbow - Generic | 1 | M_Transition - Generic: Transition - Generic | M_Coupling - Generic: Coupling - Generic | [5 empty] | 1.000000
183879 | Level 2 | ExpectedLife |  | 583220 | New Construction | AccessibilityPerformance | WarrantyGuarantorParts |  | FIXED | Unit B Domestic Hot Water | CodePerformance | 310502 |  |  |  | 183742 | 0.000000 | 183878 | Reference | Pipe Types:Hot Water | 6 mm | 183914,183916,183918,183920,183922,183924,310881,311122,311123,311124,311125 | 0ARvFE$bLBcuhuNPJ$uK9D | Color | 33 | Pipe Types:Hot Water:583220 |  | InstallationDate | 183879 | WarrantyGuarantorLabor |  |  |  | Features | TagNumber |  | BarCode | Domestic Hot Water |  |  | Constituents |  |  | SerialNumber | WarrantyStartDate | AssetIdentifier |  | 0.009525 | 284 | ReplacementCost |  |  | Finish | Grade | Copper | ModelReference | NominalHeight | NominalLength | NominalWidth | ProductionYear | Shape | SustainabilityPerformance | WarrantyDescription | WarrantyDurationLabor | WarrantyDurationParts | ModelLabel | Manufacturer | [22 empty] | 0.234950 | [47 empty] | 0.019685 | [8 empty] | M_Tee - Generic: Tee - Generic | Level 2 | 0.000000 | 0.014862 | 3.109525 | 0.006684 | 112172.251070 | 5.851262 | 194906.868620 | 2 | 0.140179 | 0.244475 | 38.528483 | 150240.711228 | 16 | 0.004429 | 0.020833 | 0 | 0 | 0.009525 |  | 0.002540 | Soldered | M_Cross - Generic: Cross - Generic | A | Pipes for General Use | 23-60 30 11 11 | M_Elbow - Generic: Elbow - Generic | 1 | M_Transition - Generic: Transition - Generic | M_Coupling - Generic: Coupling - Generic | [5 empty] | 1.000000
184217 | Level 2 | ExpectedLife |  | 583224 | New Construction | AccessibilityPerformance | WarrantyGuarantorParts |  | FIXED | Unit B Domestic Cold Water | CodePerformance | 310502 |  |  |  | 184080 | 0.000000 | 184216 | Reference | Pipe Types:Cold Water | 25 mm | 184253,184255,184257,184259,184261,184263,310882,311126,311127,311128,311129 | 0rX2FMEGD9bQax1$5lHJEw | Color | 33 | Pipe Types:Cold Water:583224 |  | InstallationDate | 184217 | WarrantyGuarantorLabor |  |  |  | Features | TagNumber |  | BarCode | Domestic Cold Water |  |  | Constituents |  |  | SerialNumber | WarrantyStartDate | AssetIdentifier |  | -0.100000 | 285 | ReplacementCost |  |  | Finish | Grade | Copper | ModelReference | NominalHeight | NominalLength | NominalWidth | ProductionYear | Shape | SustainabilityPerformance | WarrantyDescription | WarrantyDurationLabor | WarrantyDurationParts | ModelLabel | Manufacturer | [22 empty] | 0.033725 | [47 empty] | 0.082021 | [8 empty] | M_Tee - Generic: Tee - Generic | Level 2 | 0.000000 | 0.074016 | 2.988720 | 0.033420 | 47589.723693 | 29.140058 | 697.516955 | 2 | 0.060506 | -0.100000 | 7.767301 | 77.177688 | 16 | 0.002649 | 0.083333 | 0 | 0 | -0.100000 | 0.000000 | 0.002540 | Soldered | M_Cross - Generic: Cross - Generic | A | Pipes for General Use | 23-60 30 11 11 | M_Elbow - Generic: Elbow - Generic | 1 | M_Transition - Generic: Transition - Generic | M_Coupling - Generic: Coupling - Generic | [5 empty] | 1.000000
184453 | Level 2 | ExpectedLife |  | 583226 | New Construction | AccessibilityPerformance | WarrantyGuarantorParts |  | FIXED | Unit B Domestic Cold Water | CodePerformance | 310502 |  |  |  | 184316 | 0.000000 | 184452 | Reference | Pipe Types:Cold Water | 25 mm | 184489,184491,184493,184495,184497,184499,310883,311126,311127,311128,311129 | 20wTHbnKb9EA4fwB8VzeL$ | Color | 33 | Pipe Types:Cold Water:583226 |  | InstallationDate | 184453 | WarrantyGuarantorLabor |  |  |  | Features | TagNumber |  | BarCode | Domestic Cold Water |  |  | Constituents |  |  | SerialNumber | WarrantyStartDate | AssetIdentifier |  | -0.100000 | 286 | ReplacementCost |  |  | Finish | Grade | Copper | ModelReference | NominalHeight | NominalLength | NominalWidth | ProductionYear | Shape | SustainabilityPerformance | WarrantyDescription | WarrantyDurationLabor | WarrantyDurationParts | ModelLabel | Manufacturer | [22 empty] | 0.111397 | [47 empty] | 0.082021 | [8 empty] | M_Tee - Generic: Tee - Generic | Level 2 | 0.000000 | 0.074016 | 2.988720 | 0.033420 | 47589.723693 | 29.140058 | 697.516955 | 2 | 0.060506 | -0.100000 | 7.767301 | 254.926005 | 16 | 0.008749 | 0.083333 | 0 | 0 | -0.100000 | 0.000000 | 0.002540 | Soldered | M_Cross - Generic: Cross - Generic | A | Pipes for General Use | 23-60 30 11 11 | M_Elbow - Generic: Elbow - Generic | 1 | M_Transition - Generic: Transition - Generic | M_Coupling - Generic: Coupling - Generic | [5 empty] | 1.000000
184689 | Level 2 | ExpectedLife |  | 583228 | New Construction | AccessibilityPerformance | WarrantyGuarantorParts |  | FIXED | Unit B Domestic Cold Water | CodePerformance | 310502 |  |  |  | 184552 | 0.000000 | 184688 | Reference | Pipe Types:Cold Water | 6 mm | 184725,184727,184729,184731,184733,184735,310884,311126,311127,311128,311129 | 31ps69C8n1zPZRB5_DM5yf | Color | 33 | Pipe Types:Cold Water:583228 |  | InstallationDate | 184689 | WarrantyGuarantorLabor |  |  |  | Features | TagNumber |  | BarCode | Domestic Cold Water |  |  | Constituents |  |  | SerialNumber | WarrantyStartDate | AssetIdentifier |  | 0.254000 | 287 | ReplacementCost |  |  | Finish | Grade | Copper | ModelReference | NominalHeight | NominalLength | NominalWidth | ProductionYear | Shape | SustainabilityPerformance | WarrantyDescription | WarrantyDurationLabor | WarrantyDurationParts | ModelLabel | Manufacturer | [22 empty] | 0.036359 | [47 empty] | 0.019685 | [8 empty] | M_Tee - Generic: Tee - Generic | Level 2 | 0.000000 | 0.014862 | 3.351735 | 0.033420 | 237003.127265 | 5.851262 | 4950469.341448 | 2 | 0.140179 | 0.254000 | 192.642416 | 590532.500243 | 15 | 0.000685 | 0.020833 | 0 | 0 | 0.254000 | 0.000000 | 0.002540 | Soldered | M_Cross - Generic: Cross - Generic | A | Pipes for General Use | 23-60 30 11 11 | M_Elbow - Generic: Elbow - Generic | 1 | M_Transition - Generic: Transition - Generic | M_Coupling - Generic: Coupling - Generic | [5 empty] | 1.000000
184877 | Level 2 | ExpectedLife |  | 583229 | New Construction | AccessibilityPerformance | WarrantyGuarantorParts |  | FIXED | Unit B Domestic Cold Water | CodePerformance | 310502 |  |  |  | 184740 | 0.000000 | 184876 | Reference | Pipe Types:Cold Water | 6 mm | 184912,184914,184916,184918,184920,184922,310885,311126,311127,311128,311129 | 1zczzqrir4exXBJzm_Ub2n | Color | 33 | Pipe Types:Cold Water:583229 |  | InstallationDate | 184877 | WarrantyGuarantorLabor |  |  |  | Features | TagNumber |  | BarCode | Domestic Cold Water |  |  | Constituents |  |  | SerialNumber | WarrantyStartDate | AssetIdentifier |  | -0.090475 | 288 | ReplacementCost |  |  | Finish | Grade | Copper | ModelReference | NominalHeight | NominalLength | NominalWidth | ProductionYear | Shape | SustainabilityPerformance | WarrantyDescription | WarrantyDurationLabor | WarrantyDurationParts | ModelLabel | Manufacturer | [22 empty] | 0.334950 | [47 empty] | 0.019685 | [8 empty] | M_Tee - Generic: Tee - Generic | Level 2 | 0.000000 | 0.014862 | 3.009525 | 0.033420 | 237003.127265 | 5.851262 | 4950469.341448 | 2 | 0.140179 | 0.244475 | 192.642416 | 5440156.515478 | 15 | 0.006314 | 0.020833 | 0 | 0 | -0.090475 |  | 0.002540 | Soldered | M_Cross - Generic: Cross - Generic | A | Pipes for General Use | 23-60 30 11 11 | M_Elbow - Generic: Elbow - Generic | 1 | M_Transition - Generic: Transition - Generic | M_Coupling - Generic: Coupling - Generic | [5 empty] | 1.000000
185313 | Level 2 | ExpectedLife |  | 583235 | New Construction | AccessibilityPerformance | WarrantyGuarantorParts |  | FIXED | Unit A Domestic Hot Water | CodePerformance | 310502 |  |  |  | 185176 | 0.000000 | 185312 | Reference | Pipe Types:Hot Water | 25 mm | 185346,185348,185350,185352,185354,185356,310886,311122,311123,311124,311125 | 1vUeTstH91wexhDsZmvmo8 | Color | 33 | Pipe Types:Hot Water:583235 |  | InstallationDate | 185313 | WarrantyGuarantorLabor |  |  |  | Features | TagNumber |  | BarCode | Domestic Hot Water |  |  | Constituents |  |  | SerialNumber | WarrantyStartDate | AssetIdentifier |  | 0.000000 | 411 | ReplacementCost |  |  | Finish | Grade | Copper | ModelReference | NominalHeight | NominalLength | NominalWidth | ProductionYear | Shape | SustainabilityPerformance | WarrantyDescription | WarrantyDurationLabor | WarrantyDurationParts | ModelLabel | Manufacturer | [22 empty] | 0.421157 | [47 empty] | 0.082021 | [8 empty] | M_Tee - Generic: Tee - Generic | Level 2 | 0.000000 | 0.074016 | 3.088720 | 0.016153 | 54432.877597 | 29.140058 | 160.386955 | 2 | 0.060506 | 0.000000 | 3.754195 | 221.614330 | 5 | 0.033078 | 0.083333 | 0 | 0 | 0.000000 | 0.000000 | 0.002540 | Soldered | M_Cross - Generic: Cross - Generic | A | Pipes for General Use | 23-60 30 11 11 | M_Elbow - Generic: Elbow - Generic | 1 | M_Transition - Generic: Transition - Generic | M_Coupling - Generic: Coupling - Generic | [5 empty] | 3.500000
185498 | Level 2 | ExpectedLife |  | 583236 | New Construction | AccessibilityPerformance | WarrantyGuarantorParts |  | FIXED | Unit B Domestic Hot Water | CodePerformance | 310502 |  |  |  | 185361 | 0.000000 | 185497 | Reference | Pipe Types:Hot Water | 25 mm | 185534,185536,185538,185540,185542,185544,310887,311122,311123,311124,311125 | 30bD7R9311sxlOoRUzrO_L | Color | 33 | Pipe Types:Hot Water:583236 |  | InstallationDate | 185498 | WarrantyGuarantorLabor |  |  |  | Features | TagNumber |  | BarCode | Domestic Hot Water |  |  | Constituents |  |  | SerialNumber | WarrantyStartDate | AssetIdentifier |  | -2.300000 | 412 | ReplacementCost |  |  | Finish | Grade | Copper | ModelReference | NominalHeight | NominalLength | NominalWidth | ProductionYear | Shape | SustainabilityPerformance | WarrantyDescription | WarrantyDurationLabor | WarrantyDurationParts | ModelLabel | Manufacturer | [22 empty] | 0.469971 | [47 empty] | 0.082021 | [8 empty] | M_Tee - Generic: Tee - Generic | Level 2 | 0.000000 | 0.074016 | 0.788720 | 0.006684 | 22523.949350 | 29.140058 | 27.462213 | 2 | 0.060506 | -2.300000 | 1.553460 | 42.343998 | 2 | 0.036911 | 0.083333 | 0 | 0 | -2.300000 | 0.000000 | 0.002540 | Soldered | M_Cross - Generic: Cross - Generic | A | Pipes for General Use | 23-60 30 11 11 | M_Elbow - Generic: Elbow - Generic | 1 | M_Transition - Generic: Transition - Generic | M_Coupling - Generic: Coupling - Generic | [5 empty] | 1.000000
185686 | Level 2 | ExpectedLife |  | 583237 | New Construction | AccessibilityPerformance | WarrantyGuarantorParts |  | FIXED | Unit B Domestic Hot Water | CodePerformance | 310502 |  |  |  | 185549 | 0.000000 | 185685 | Reference | Pipe Types:Hot Water | 25 mm | 185721,185723,185725,185727,185729,185731,310888,311122,311123,311124,311125 | 2LJM_NvS9Bog1qxuJBGQgU | Color | 33 | Pipe Types:Hot Water:583237 |  | InstallationDate | 185686 | WarrantyGuarantorLabor |  |  |  | Features | TagNumber |  | BarCode | Domestic Hot Water |  |  | Constituents |  |  | SerialNumber | WarrantyStartDate | AssetIdentifier |  | -2.326988 | 413 | ReplacementCost |  |  | Finish | Grade | Copper | ModelReference | NominalHeight | NominalLength | NominalWidth | ProductionYear | Shape | SustainabilityPerformance | WarrantyDescription | WarrantyDurationLabor | WarrantyDurationParts | ModelLabel | Manufacturer | [22 empty] | 0.152375 | [47 empty] | 0.082021 | [8 empty] | M_Tee - Generic: Tee - Generic | Level 2 | 0.000000 | 0.074016 | 0.620637 | 0.006684 | 22523.949350 | 29.140058 | 27.462213 | 2 | 0.060506 | -2.479363 | 1.553460 | 13.728854 | 11 | 0.011968 | 0.083333 | 0 | 0 | -2.326988 |  | 0.002540 | Soldered | M_Cross - Generic: Cross - Generic | A | Pipes for General Use | 23-60 30 11 11 | M_Elbow - Generic: Elbow - Generic | 1 | M_Transition - Generic: Transition - Generic | M_Coupling - Generic: Coupling - Generic | [5 empty] | 1.000000
185873 | Level 2 | ExpectedLife |  | 583238 | New Construction | AccessibilityPerformance | WarrantyGuarantorParts |  | FIXED | Unit A Domestic Hot Water | CodePerformance | 310502 |  |  |  | 185736 | 0.000000 | 185872 | Reference | Pipe Types:Hot Water | 25 mm | 185909,185911,185913,185915,185917,185919,310889,311122,311123,311124,311125 | 2CYG4Q0Gb7IR_YPkZ96g4V | Color | 33 | Pipe Types:Hot Water:583238 |  | InstallationDate | 185873 | WarrantyGuarantorLabor |  |  |  | Features | TagNumber |  | BarCode | Domestic Hot Water |  |  | Constituents |  |  | SerialNumber | WarrantyStartDate | AssetIdentifier |  | -2.300000 | 414 | ReplacementCost |  |  | Finish | Grade | Copper | ModelReference | NominalHeight | NominalLength | NominalWidth | ProductionYear | Shape | SustainabilityPerformance | WarrantyDescription | WarrantyDurationLabor | WarrantyDurationParts | ModelLabel | Manufacturer | [22 empty] | 0.563081 | [47 empty] | 0.082021 | [8 empty] | M_Tee - Generic: Tee - Generic | Level 2 | 0.000000 | 0.074016 | 0.788720 | 0.006684 | 22523.949350 | 29.140058 | 27.462213 | 2 | 0.060506 | -2.300000 | 1.553460 | 50.733128 | 2 | 0.044224 | 0.083333 | 0 | 0 | -2.300000 | 0.000000 | 0.002540 | Soldered | M_Cross - Generic: Cross - Generic | A | Pipes for General Use | 23-60 30 11 11 | M_Elbow - Generic: Elbow - Generic | 1 | M_Transition - Generic: Transition - Generic | M_Coupling - Generic: Coupling - Generic | [5 empty] | 1.000000
186061 | Level 2 | ExpectedLife |  | 583239 | New Construction | AccessibilityPerformance | WarrantyGuarantorParts |  | FIXED | Unit A Domestic Hot Water | CodePerformance | 310502 |  |  |  | 185924 | 0.000000 | 186060 | Reference | Pipe Types:Hot Water | 25 mm | 186096,186098,186100,186102,186104,186106,310890,311122,311123,311124,311125 | 0$NxBsKq91n8kPqH4KSep1 | Color | 33 | Pipe Types:Hot Water:583239 |  | InstallationDate | 186061 | WarrantyGuarantorLabor |  |  |  | Features | TagNumber |  | BarCode | Domestic Hot Water |  |  | Constituents |  |  | SerialNumber | WarrantyStartDate | AssetIdentifier |  | -0.270638 | 294 | ReplacementCost |  |  | Finish | Grade | Copper | ModelReference | NominalHeight | NominalLength | NominalWidth | ProductionYear | Shape | SustainabilityPerformance | WarrantyDescription | WarrantyDurationLabor | WarrantyDurationParts | ModelLabel | Manufacturer | [22 empty] | 2.002375 | [47 empty] | 0.082021 | [8 empty] | M_Tee - Generic: Tee - Generic | Level 2 | 0.000000 | 0.074016 | 0.826987 | 0.012811 | 43170.902922 | 29.140058 | 100.885492 | 2 | 0.060506 | -2.273013 | 2.977465 | 662.764395 | 4 | 0.157266 | 0.083333 | 0 | 0 | -0.270638 |  | 0.002540 | Soldered | M_Cross - Generic: Cross - Generic | A | Pipes for General Use | 23-60 30 11 11 | M_Elbow - Generic: Elbow - Generic | 1 | M_Transition - Generic: Transition - Generic | M_Coupling - Generic: Coupling - Generic | [5 empty] | 2.500000
188487 | Level 2 | ExpectedLife |  | 583260 | New Construction | AccessibilityPerformance | WarrantyGuarantorParts |  | FIXED | Unit B Domestic Hot Water | CodePerformance | 310502 |  |  |  | 188350 | 0.000000 | 188486 | Reference | Pipe Types:Hot Water | 25 mm | 188523,188525,188527,188529,188531,188533,310900,311122,311123,311124,311125 | 31JVWdXP55_QPhWbr39bcg | Color | 33 | Pipe Types:Hot Water:583260 |  | InstallationDate | 188487 | WarrantyGuarantorLabor |  |  |  | Features | TagNumber |  | BarCode | Domestic Hot Water |  |  | Constituents |  |  | SerialNumber | WarrantyStartDate | AssetIdentifier |  | -2.300000 | 417 | ReplacementCost |  |  | Finish | Grade | Copper | ModelReference | NominalHeight | NominalLength | NominalWidth | ProductionYear | Shape | SustainabilityPerformance | WarrantyDescription | WarrantyDurationLabor | WarrantyDurationParts | ModelLabel | Manufacturer | [22 empty] | 0.096419 | [47 empty] | 0.082021 | [8 empty] | M_Tee - Generic: Tee - Generic | Level 2 | 0.000000 | 0.074016 | 0.788720 | 0.008912 | 30031.932467 | 29.140058 | 48.821713 | 2 | 0.060506 | -2.300000 | 2.071280 | 15.443975 | 3 | 0.007573 | 0.083333 | 0 | 0 | -2.300000 | 0.000000 | 0.002540 | Soldered | M_Cross - Generic: Cross - Generic | A | Pipes for General Use | 23-60 30 11 11 | M_Elbow - Generic: Elbow - Generic | 1 | M_Transition - Generic: Transition - Generic | M_Coupling - Generic: Coupling - Generic | [5 empty] | 1.500000
189735 | Level 2 | ExpectedLife |  | 583271 | New Construction | AccessibilityPerformance | WarrantyGuarantorParts |  | FIXED | Unit A Domestic Hot Water | CodePerformance | 310502 |  |  |  | 189598 | 0.000000 | 189734 | Reference | Pipe Types:Hot Water | 25 mm | 189771,189773,189775,189777,189779,189781,310905,311122,311123,311124,311125 | 3R7niF3uX3JvDDRguizdLG | Color | 33 | Pipe Types:Hot Water:583271 |  | InstallationDate | 189735 | WarrantyGuarantorLabor |  |  |  | Features | TagNumber |  | BarCode | Domestic Hot Water |  |  | Constituents |  |  | SerialNumber | WarrantyStartDate | AssetIdentifier |  | -2.300000 | 420 | ReplacementCost |  |  | Finish | Grade | Copper | ModelReference | NominalHeight | NominalLength | NominalWidth | ProductionYear | Shape | SustainabilityPerformance | WarrantyDescription | WarrantyDurationLabor | WarrantyDurationParts | ModelLabel | Manufacturer | [22 empty] | 0.236347 | [47 empty] | 0.082021 | [8 empty] | M_Tee - Generic: Tee - Generic | Level 2 | 0.000000 | 0.074016 | 0.788720 | 0.006684 | 22523.949350 | 29.140058 | 27.462213 | 2 | 0.060506 | -2.300000 | 1.553460 | 21.294615 | 11 | 0.018563 | 0.083333 | 0 | 0 | -2.300000 | 0.000000 | 0.002540 | Soldered | M_Cross - Generic: Cross - Generic | A | Pipes for General Use | 23-60 30 11 11 | M_Elbow - Generic: Elbow - Generic | 1 | M_Transition - Generic: Transition - Generic | M_Coupling - Generic: Coupling - Generic | [5 empty] | 1.000000
190077 | Level 2 | ExpectedLife |  | 583275 | New Construction | AccessibilityPerformance | WarrantyGuarantorParts |  | FIXED | Unit B Domestic Hot Water | CodePerformance | 310502 |  |  |  | 189940 | 0.000000 | 190076 | Reference | Pipe Types:Hot Water | 25 mm | 190112,190114,190116,190118,190120,190122,310906,311122,311123,311124,311125 | 0IWYz6Nx91YhGoaGRcM9Mo | Color | 33 | Pipe Types:Hot Water:583275 |  | InstallationDate | 190077 | WarrantyGuarantorLabor |  |  |  | Features | TagNumber |  | BarCode | Domestic Hot Water |  |  | Constituents |  |  | SerialNumber | WarrantyStartDate | AssetIdentifier |  | -0.270638 | 421 | ReplacementCost |  |  | Finish | Grade | Copper | ModelReference | NominalHeight | NominalLength | NominalWidth | ProductionYear | Shape | SustainabilityPerformance | WarrantyDescription | WarrantyDurationLabor | WarrantyDurationParts | ModelLabel | Manufacturer | [22 empty] | 2.002375 | [47 empty] | 0.082021 | [8 empty] | M_Tee - Generic: Tee - Generic | Level 2 | 0.000000 | 0.074016 | 0.826987 | 0.012811 | 43170.902922 | 29.140058 | 100.885492 | 2 | 0.060506 | -2.273013 | 2.977465 | 662.764395 | 4 | 0.157266 | 0.083333 | 0 | 0 | -0.270638 |  | 0.002540 | Soldered | M_Cross - Generic: Cross - Generic | A | Pipes for General Use | 23-60 30 11 11 | M_Elbow - Generic: Elbow - Generic | 1 | M_Transition - Generic: Transition - Generic | M_Coupling - Generic: Coupling - Generic | [5 empty] | 2.500000
191777 | Level 2 | ExpectedLife |  | 583295 | New Construction | AccessibilityPerformance | WarrantyGuarantorParts |  | FIXED | Unit A Domestic Hot Water | CodePerformance | 310502 |  |  |  | 191640 | 0.000000 | 191776 | Reference | Pipe Types:Hot Water | 25 mm | 191813,191815,191817,191819,191821,191823,310913,311122,311123,311124,311125 | 0wUNSm2pv6Kht8HNjOuY2m | Color | 33 | Pipe Types:Hot Water:583295 |  | InstallationDate | 191777 | WarrantyGuarantorLabor |  |  |  | Features | TagNumber |  | BarCode | Domestic Hot Water |  |  | Constituents |  |  | SerialNumber | WarrantyStartDate | AssetIdentifier |  | -2.300000 | 323 | ReplacementCost |  |  | Finish | Grade | Copper | ModelReference | NominalHeight | NominalLength | NominalWidth | ProductionYear | Shape | SustainabilityPerformance | WarrantyDescription | WarrantyDurationLabor | WarrantyDurationParts | ModelLabel | Manufacturer | [22 empty] | 0.084041 | [47 empty] | 0.082021 | [8 empty] | M_Tee - Generic: Tee - Generic | Level 2 | 0.000000 | 0.074016 | 0.788720 | 0.008912 | 30031.932467 | 29.140058 | 48.821713 | 2 | 0.060506 | -2.300000 | 2.071280 | 13.461367 | 3 | 0.006601 | 0.083333 | 0 | 0 | -2.300000 | 0.000000 | 0.002540 | Soldered | M_Cross - Generic: Cross - Generic | A | Pipes for General Use | 23-60 30 11 11 | M_Elbow - Generic: Elbow - Generic | 1 | M_Transition - Generic: Transition - Generic | M_Coupling - Generic: Coupling - Generic | [5 empty] | 1.500000
193095 | Level 2 | ExpectedLife |  | 583310 | New Construction | AccessibilityPerformance | WarrantyGuarantorParts |  | FIXED | Unit A Domestic Hot Water | CodePerformance | 310502 |  |  |  | 192958 | 0.000000 | 193094 | Reference | Pipe Types:Hot Water | 25 mm | 193131,193133,193135,193137,193139,193141,310919,311122,311123,311124,311125 | 2qXGXPmQL9D8lj59cp7uxz | Color | 33 | Pipe Types:Hot Water:583310 |  | InstallationDate | 193095 | WarrantyGuarantorLabor |  |  |  | Features | TagNumber |  | BarCode | Domestic Hot Water |  |  | Constituents |  |  | SerialNumber | WarrantyStartDate | AssetIdentifier |  | -2.500000 | 436 | ReplacementCost |  |  | Finish | Grade | Copper | ModelReference | NominalHeight | NominalLength | NominalWidth | ProductionYear | Shape | SustainabilityPerformance | WarrantyDescription | WarrantyDurationLabor | WarrantyDurationParts | ModelLabel | Manufacturer | [22 empty] | 0.020281 | [47 empty] | 0.082021 | [8 empty] | M_Tee - Generic: Tee - Generic | Level 2 | 0.000000 | 0.074016 | 0.588720 | 0.006684 | 22523.949350 | 29.140058 | 27.462213 | 2 | 0.060506 | -2.500000 | 1.553460 | 1.827323 | 11 | 0.001593 | 0.083333 | 0 | 0 | -2.500000 | 0.000000 | 0.002540 | Soldered | M_Cross - Generic: Cross - Generic | A | Pipes for General Use | 23-60 30 11 11 | M_Elbow - Generic: Elbow - Generic | 1 | M_Transition - Generic: Transition - Generic | M_Coupling - Generic: Coupling - Generic | [5 empty] | 1.000000
195970 | Level 2 | ExpectedLife |  | 583316 | New Construction | AccessibilityPerformance | WarrantyGuarantorParts |  | FIXED | Unit B Sanitary | CodePerformance | 310502 |  |  |  | 195803 | 0.000000 | 195969 | Reference | Pipe Types:Waste | 40 mm | 195997,195999,196001,196003,196005,196007,310921,311118,311119,311120,311121 | 2$kWvGjlnF5ee4F23d4sPx | Color | 33 | Pipe Types:Waste:583316 |  | InstallationDate | 195970 | WarrantyGuarantorLabor |  |  |  | Features | TagNumber |  | BarCode | Sanitary |  |  | Constituents |  |  | SerialNumber | WarrantyStartDate | AssetIdentifier |  | -0.366246 | 437 | ReplacementCost |  |  | Finish | Grade | Plastic | ModelReference | NominalHeight | NominalLength | NominalWidth | ProductionYear | Shape | SustainabilityPerformance | WarrantyDescription | WarrantyDurationLabor | WarrantyDurationParts | ModelLabel | Manufacturer | [22 empty] | 0.545219 | [47 empty] | 0.131234 | [8 empty] | M_Tee - Generic: Tee - Generic | Level 2 |  | 0.134167 | 2.713307 | [6 empty] | -0.363520 |  |  | 15 | 0.068514 | 0.158333 | 0 | 0 | -0.366246 | 0.005000 | 0.002540 | Threaded | M_Cross - Generic: Cross - Generic | Schedule 40 | Pipes for General Use | 23-60 30 11 11 | M_Elbow - Generic: Elbow - Generic | 1 | M_Transition - Generic: Transition - Generic | M_Coupling - Generic: Coupling - Generic | [5 empty] | 0.000000
196185 | Level 2 | ExpectedLife |  | 583318 | New Construction | AccessibilityPerformance | WarrantyGuarantorParts |  | FIXED | Unit B Sanitary | CodePerformance | 310502 |  |  |  | 196012 | 0.000000 | 196184 | Reference | Pipe Types:Waste | 40 mm | 196212,196214,196216,196218,196220,196222,310922,311118,311119,311120,311121 | 1SEEl_3N1649G1FNumeBoq | Color | 33 | Pipe Types:Waste:583318 |  | InstallationDate | 196185 | WarrantyGuarantorLabor |  |  |  | Features | TagNumber |  | BarCode | Sanitary |  |  | Constituents |  |  | SerialNumber | WarrantyStartDate | AssetIdentifier |  | -0.363501 | 438 | ReplacementCost |  |  | Finish | Grade | Plastic | ModelReference | NominalHeight | NominalLength | NominalWidth | ProductionYear | Shape | SustainabilityPerformance | WarrantyDescription | WarrantyDurationLabor | WarrantyDurationParts | ModelLabel | Manufacturer | [22 empty] | 0.870513 | [47 empty] | 0.131234 | [8 empty] | M_Tee - Generic: Tee - Generic | Level 2 |  | 0.134167 | 2.716033 | [6 empty] | -0.363520 |  |  | 16 | 0.109392 | 0.158333 | 0 | 0 | -0.363501 | 0.000000 | 0.002540 | Threaded | M_Cross - Generic: Cross - Generic | Schedule 40 | Pipes for General Use | 23-60 30 11 11 | M_Elbow - Generic: Elbow - Generic | 1 | M_Transition - Generic: Transition - Generic | M_Coupling - Generic: Coupling - Generic | [5 empty] | 0.000000
196364 | Level 2 | ExpectedLife |  | 583319 | New Construction | AccessibilityPerformance | WarrantyGuarantorParts |  | FIXED | Unit B Sanitary | CodePerformance | 310502 |  |  |  | 196227 | 0.000000 | 196363 | Reference | Pipe Types:Waste | 40 mm | 196390,196392,196394,196396,196398,196400,310923,311118,311119,311120,311121 | 0tdBYZ_1n4Hwqj0yrnFuz$ | Color | 33 | Pipe Types:Waste:583319 |  | InstallationDate | 196364 | WarrantyGuarantorLabor |  |  |  | Features | TagNumber |  | BarCode | Sanitary |  |  | Constituents |  |  | SerialNumber | WarrantyStartDate | AssetIdentifier |  | -0.336513 | 355 | ReplacementCost |  |  | Finish | Grade | Plastic | ModelReference | NominalHeight | NominalLength | NominalWidth | ProductionYear | Shape | SustainabilityPerformance | WarrantyDescription | WarrantyDurationLabor | WarrantyDurationParts | ModelLabel | Manufacturer | [22 empty] | 3.795203 | [47 empty] | 0.131234 | [8 empty] | M_Tee - Generic: Tee - Generic | Level 2 |  | 0.134167 | 2.763487 | [6 empty] | 3.458690 |  |  | 16 | 0.476919 | 0.158333 | 0 | 0 | -0.336513 |  | 0.002540 | Threaded | M_Cross - Generic: Cross - Generic | Schedule 40 | Pipes for General Use | 23-60 30 11 11 | M_Elbow - Generic: Elbow - Generic | 1 | M_Transition - Generic: Transition - Generic | M_Coupling - Generic: Coupling - Generic | [5 empty] | 0.000000
200574 | Level 2 | ExpectedLife |  | 583328 | New Construction | AccessibilityPerformance | WarrantyGuarantorParts |  | FIXED | Unit A Sanitary | CodePerformance | 310502 |  |  |  | 200395 | 0.000000 | 200573 | Reference | Pipe Types:Waste | 40 mm | 200601,200603,200605,200607,200609,200611,310926,311118,311119,311120,311121 | 3dGHknFZr6jx2fputwRzpC | Color | 33 | Pipe Types:Waste:583328 |  | InstallationDate | 200574 | WarrantyGuarantorLabor |  |  |  | Features | TagNumber |  | BarCode | Sanitary |  |  | Constituents |  |  | SerialNumber | WarrantyStartDate | AssetIdentifier |  | -0.372311 | 360 | ReplacementCost |  |  | Finish | Grade | Plastic | ModelReference | NominalHeight | NominalLength | NominalWidth | ProductionYear | Shape | SustainabilityPerformance | WarrantyDescription | WarrantyDurationLabor | WarrantyDurationParts | ModelLabel | Manufacturer | [22 empty] | 0.545232 | [47 empty] | 0.131234 | [8 empty] | M_Tee - Generic: Tee - Generic | Level 2 |  | 0.134167 | 2.707242 | [6 empty] | -0.369585 |  |  | 15 | 0.068516 | 0.158333 | 0 | 0 | -0.372311 | 0.005000 | 0.002540 | Threaded | M_Cross - Generic: Cross - Generic | Schedule 40 | Pipes for General Use | 23-60 30 11 11 | M_Elbow - Generic: Elbow - Generic | 1 | M_Transition - Generic: Transition - Generic | M_Coupling - Generic: Coupling - Generic | [5 empty] | 0.000000
200795 | Level 2 | ExpectedLife |  | 583332 | New Construction | AccessibilityPerformance | WarrantyGuarantorParts |  | FIXED | Unit A Sanitary | CodePerformance | 310502 |  |  |  | 200616 | 0.000000 | 200794 | Reference | Pipe Types:Waste | 40 mm | 200822,200824,200826,200828,200830,200832,310927,311118,311119,311120,311121 | 0_dkc9hC11lA4ntVXLyrTT | Color | 33 | Pipe Types:Waste:583332 |  | InstallationDate | 200795 | WarrantyGuarantorLabor |  |  |  | Features | TagNumber |  | BarCode | Sanitary |  |  | Constituents |  |  | SerialNumber | WarrantyStartDate | AssetIdentifier |  | -0.344356 | 440 | ReplacementCost |  |  | Finish | Grade | Plastic | ModelReference | NominalHeight | NominalLength | NominalWidth | ProductionYear | Shape | SustainabilityPerformance | WarrantyDescription | WarrantyDurationLabor | WarrantyDurationParts | ModelLabel | Manufacturer | [22 empty] | 3.802956 | [47 empty] | 0.131234 | [8 empty] | M_Tee - Generic: Tee - Generic | Level 2 |  | 0.134167 | 2.755643 | [6 empty] | 3.458600 |  |  | 12 | 0.477894 | 0.158333 | 0 | 0 | -0.344356 | 37661.892370 | 0.002540 | Threaded | M_Cross - Generic: Cross - Generic | Schedule 40 | Pipes for General Use | 23-60 30 11 11 | M_Elbow - Generic: Elbow - Generic | 1 | M_Transition - Generic: Transition - Generic | M_Coupling - Generic: Coupling - Generic | [5 empty] | 0.000000
201021 | Level 2 | ExpectedLife |  | 583544 | New Construction | AccessibilityPerformance | WarrantyGuarantorParts |  | FIXED | Unit B Domestic Hot Water | CodePerformance | 310502 |  |  |  | 200884 | 0.000000 | 201020 | Reference | Pipe Types:Hot Water | 25 mm | 201054,201056,201058,201060,201062,201064,310928,311122,311123,311124,311125 | 26v8LPLIj65uwlGFWXmFen | Color | 33 | Pipe Types:Hot Water:583544 |  | InstallationDate | 201021 | WarrantyGuarantorLabor |  |  |  | Features | TagNumber |  | BarCode | Domestic Hot Water |  |  | Constituents |  |  | SerialNumber | WarrantyStartDate | AssetIdentifier |  | 0.000000 | 441 | ReplacementCost |  |  | Finish | Grade | Copper | ModelReference | NominalHeight | NominalLength | NominalWidth | ProductionYear | Shape | SustainabilityPerformance | WarrantyDescription | WarrantyDurationLabor | WarrantyDurationParts | ModelLabel | Manufacturer | [22 empty] | 0.020291 | [47 empty] | 0.082021 | [8 empty] | M_Tee - Generic: Tee - Generic | Level 2 | 0.000000 | 0.074016 | 3.088720 | 0.019384 | 65319.453116 | 29.140058 | 230.957215 | 2 | 0.060506 | 0.000000 | 4.505035 | 15.375423 | 7 | 0.001594 | 0.083333 | 0 | 0 | 0.000000 | 0.000000 | 0.002540 | Soldered | M_Cross - Generic: Cross - Generic | A | Pipes for General Use | 23-60 30 11 11 | M_Elbow - Generic: Elbow - Generic | 1 | M_Transition - Generic: Transition - Generic | M_Coupling - Generic: Coupling - Generic | [5 empty] | 4.500000
201206 | Level 2 | ExpectedLife |  | 583550 | New Construction | AccessibilityPerformance | WarrantyGuarantorParts |  | FIXED | Unit B Domestic Hot Water | CodePerformance | 310502 |  |  |  | 201069 | 0.000000 | 201205 | Reference | Pipe Types:Hot Water | 25 mm | 201239,201241,201243,201245,201247,201249,310929,311122,311123,311124,311125 | 1RJe5jpWPALRg1$IKf$Uxg | Color | 33 | Pipe Types:Hot Water:583550 |  | InstallationDate | 201206 | WarrantyGuarantorLabor |  |  |  | Features | TagNumber |  | BarCode | Domestic Hot Water |  |  | Constituents |  |  | SerialNumber | WarrantyStartDate | AssetIdentifier |  | 0.000000 | 442 | ReplacementCost |  |  | Finish | Grade | Copper | ModelReference | NominalHeight | NominalLength | NominalWidth | ProductionYear | Shape | SustainabilityPerformance | WarrantyDescription | WarrantyDurationLabor | WarrantyDurationParts | ModelLabel | Manufacturer | [22 empty] | 0.582584 | [47 empty] | 0.082021 | [8 empty] | M_Tee - Generic: Tee - Generic | Level 2 | 0.000000 | 0.074016 | 3.088720 | 0.019384 | 65319.453116 | 29.140058 | 230.957215 | 2 | 0.060506 | 0.000000 | 4.505035 | 441.443608 | 7 | 0.045756 | 0.083333 | 0 | 0 | 0.000000 | 0.000000 | 0.002540 | Soldered | M_Cross - Generic: Cross - Generic | A | Pipes for General Use | 23-60 30 11 11 | M_Elbow - Generic: Elbow - Generic | 1 | M_Transition - Generic: Transition - Generic | M_Coupling - Generic: Coupling - Generic | [5 empty] | 4.500000
201438 | Level 2 | ExpectedLife |  | 583557 | New Construction | AccessibilityPerformance | WarrantyGuarantorParts |  | FIXED | Unit B Domestic Hot Water | CodePerformance | 310502 |  |  |  | 201301 | 0.000000 | 201437 | Reference | Pipe Types:Hot Water | 25 mm | 201471,201473,201475,201477,201479,201481,310930,311122,311123,311124,311125 | 24OMkR39L9Zw3MH3ZMFXF_ | Color | 33 | Pipe Types:Hot Water:583557 |  | InstallationDate | 201438 | WarrantyGuarantorLabor |  |  |  | Features | TagNumber |  | BarCode | Domestic Hot Water |  |  | Constituents |  |  | SerialNumber | WarrantyStartDate | AssetIdentifier |  | 0.000000 | 443 | ReplacementCost |  |  | Finish | Grade | Copper | ModelReference | NominalHeight | NominalLength | NominalWidth | ProductionYear | Shape | SustainabilityPerformance | WarrantyDescription | WarrantyDurationLabor | WarrantyDurationParts | ModelLabel | Manufacturer | [22 empty] | 0.739099 | [47 empty] | 0.082021 | [8 empty] | M_Tee - Generic: Tee - Generic | Level 2 | 0.000000 | 0.074016 | 3.088720 | 0.019384 | 65319.453116 | 29.140058 | 230.957215 | 2 | 0.060506 | 0.000000 | 4.505035 | 560.039864 | 7 | 0.058049 | 0.083333 | 0 | 0 | 0.000000 | 0.000000 | 0.002540 | Soldered | M_Cross - Generic: Cross - Generic | A | Pipes for General Use | 23-60 30 11 11 | M_Elbow - Generic: Elbow - Generic | 1 | M_Transition - Generic: Transition - Generic | M_Coupling - Generic: Coupling - Generic | [5 empty] | 4.500000
201670 | Level 2 | ExpectedLife |  | 583610 | New Construction | AccessibilityPerformance | WarrantyGuarantorParts |  | FIXED | Unit B Hydronic Supply In | CodePerformance | 310502 |  |  |  | 201533 | 0.000000 | 201669 | Reference | Pipe Types:Hot Water | 25 mm | 201704,201706,201708,201710,201712,201714,310931,311122,311123,311124,311125 | 3zr$u_m2n0jxBYbV00XNqy | Color | 33 | Pipe Types:Hot Water:583610 |  | InstallationDate | 201670 | WarrantyGuarantorLabor |  |  |  | Features | TagNumber |  | BarCode | Hydronic Supply |  |  | Constituents |  |  | SerialNumber | WarrantyStartDate | AssetIdentifier |  | 0.548504 | 444 | ReplacementCost |  |  | Finish | Grade | Copper | ModelReference | NominalHeight | NominalLength | NominalWidth | ProductionYear | Shape | SustainabilityPerformance | WarrantyDescription | WarrantyDurationLabor | WarrantyDurationParts | ModelLabel | Manufacturer | [22 empty] | 0.028712 | [47 empty] | 0.082021 | [8 empty] | M_Tee - Generic: Tee - Generic | Level 2 | 0.000000 | 0.074016 | 3.637224 | 0.000000 | 0.000000 | 29.140058 | 0.000000 | 0 | 0.000000 | 0.548504 | 0.000000 | 0.000000 | 22 | 0.002255 | 0.083333 | 0 | 0 | 0.548504 | 0.000000 | 0.002540 | Soldered | M_Cross - Generic: Cross - Generic | A | Pipes for General Use | 23-60 30 11 11 | M_Elbow - Generic: Elbow - Generic | 1 | M_Transition - Generic: Transition - Generic | M_Coupling - Generic: Coupling - Generic
201856 | Level 2 | ExpectedLife |  | 583745 | New Construction | AccessibilityPerformance | WarrantyGuarantorParts |  | FIXED | Unit B Hydronic Supply In | CodePerformance | 310502 |  |  |  | 201719 | 0.000000 | 201855 | Reference | Pipe Types:Mechanical Pipe | 25 mm | 201889,201891,201893,201895,201897,201899,310932,311093,311094,311095,311096 | 0QFgPCxTb72Q4HC6mNIsLy | Color | 33 | Pipe Types:Mechanical Pipe:583745 |  | InstallationDate | 201856 | WarrantyGuarantorLabor |  |  |  | Features | TagNumber |  | BarCode | Hydronic Supply |  |  | Constituents |  |  | SerialNumber | WarrantyStartDate | AssetIdentifier |  | 0.575492 | 447 | ReplacementCost |  |  | Finish | Grade | Carbon Steel | ModelReference | NominalHeight | NominalLength | NominalWidth | ProductionYear | Shape | SustainabilityPerformance | WarrantyDescription | WarrantyDurationLabor | WarrantyDurationParts | ModelLabel | Manufacturer | [22 empty] | 0.057871 | [47 empty] | 0.082021 | [8 empty] | M_Tee - Generic: Tee - Generic | Level 2 | 0.000000 | 0.087417 | 3.675492 | 0.000000 | 0.000000 | 1.912001 | 0.000000 | 0 | 0.000000 | 0.633363 | 0.000000 | 0.000000 | 2 | 0.004545 | 0.109583 | 0 | 0 | 0.575492 |  | 0.045720 | Threaded | M_Cross - Generic: Cross - Generic | Schedule 40 | Pipes for General Use | 23-60 30 11 11 | M_Elbow - Generic: Elbow - Generic | 1 | M_Transition - Generic: Transition - Generic | M_Coupling - Generic: Coupling - Generic
202041 | Level 2 | ExpectedLife |  | 583768 | New Construction | AccessibilityPerformance | WarrantyGuarantorParts |  | FIXED | Unit B Hydronic Supply In | CodePerformance | 310502 |  |  |  | 201904 | 0.000000 | 202040 | Reference | Pipe Types:Hot Water | 25 mm | 202074,202076,202078,202080,202082,202084,310933,311122,311123,311124,311125 | 3QSoqSDyr33uVQw6Mv4VdG | Color | 33 | Pipe Types:Hot Water:583768 |  | InstallationDate | 202041 | WarrantyGuarantorLabor |  |  |  | Features | TagNumber |  | BarCode | Hydronic Supply |  |  | Constituents |  |  | SerialNumber | WarrantyStartDate | AssetIdentifier |  | 0.527867 | 448 | ReplacementCost |  |  | Finish | Grade | Copper | ModelReference | NominalHeight | NominalLength | NominalWidth | ProductionYear | Shape | SustainabilityPerformance | WarrantyDescription | WarrantyDurationLabor | WarrantyDurationParts | ModelLabel | Manufacturer | [22 empty] | 0.074860 | [47 empty] | 0.082021 | [8 empty] | M_Tee - Generic: Tee - Generic | Level 2 | 0.000000 | 0.074016 | 3.553006 | 0.000000 | 0.000000 | 29.140058 | 0.000000 | 0 | 0.000000 | 0.453006 | 0.000000 | 0.000000 | 22 | 0.005880 | 0.083333 | 0 | 0 | 0.527867 |  | 0.002540 | Soldered | M_Cross - Generic: Cross - Generic | A | Pipes for General Use | 23-60 30 11 11 | M_Elbow - Generic: Elbow - Generic | 1 | M_Transition - Generic: Transition - Generic | M_Coupling - Generic: Coupling - Generic
202226 | Level 2 | ExpectedLife |  | 584025 | New Construction | AccessibilityPerformance | WarrantyGuarantorParts |  | FIXED | Unit B Domestic Cold Water | CodePerformance | 310502 |  |  |  | 202089 | 0.000000 | 202225 | Reference | Pipe Types:Cold Water | 25 mm | 202261,202263,202265,202267,202269,202271,310934,311126,311127,311128,311129 | 3xpTxwXl1BHfneBXVqZ5Rl | Color | 33 | Pipe Types:Cold Water:584025 |  | InstallationDate | 202226 | WarrantyGuarantorLabor |  |  |  | Features | TagNumber |  | BarCode | Domestic Cold Water |  |  | Constituents |  |  | SerialNumber | WarrantyStartDate | AssetIdentifier |  | -0.100000 | 449 | ReplacementCost |  |  | Finish | Grade | Copper | ModelReference | NominalHeight | NominalLength | NominalWidth | ProductionYear | Shape | SustainabilityPerformance | WarrantyDescription | WarrantyDurationLabor | WarrantyDurationParts | ModelLabel | Manufacturer | [22 empty] | 0.019912 | [47 empty] | 0.082021 | [8 empty] | M_Tee - Generic: Tee - Generic | Level 2 | 0.000000 | 0.074016 | 2.988720 | 0.000000 | 0.000000 | 29.140058 | 0.000000 | 0 | 0.000000 | -0.100000 | 0.000000 | 0.000000 | 17 | 0.001564 | 0.083333 | 0 | 0 | -0.100000 | 0.000000 | 0.002540 | Soldered | M_Cross - Generic: Cross - Generic | A | Pipes for General Use | 23-60 30 11 11 | M_Elbow - Generic: Elbow - Generic | 1 | M_Transition - Generic: Transition - Generic | M_Coupling - Generic: Coupling - Generic | [5 empty] | 0.000000
202461 | Level 2 | ExpectedLife |  | 584048 | New Construction | AccessibilityPerformance | WarrantyGuarantorParts |  | FIXED | Unit B Domestic Cold Water | CodePerformance | 310502 |  |  |  | 202324 | 0.000000 | 202460 | Reference | Pipe Types:Cold Water | 25 mm | 202495,202497,202499,202501,202503,202505,310935,311126,311127,311128,311129 | 0EK93A_kr8ju8dLI2XD2lp | Color | 33 | Pipe Types:Cold Water:584048 |  | InstallationDate | 202461 | WarrantyGuarantorLabor |  |  |  | Features | TagNumber |  | BarCode | Domestic Cold Water |  |  | Constituents |  |  | SerialNumber | WarrantyStartDate | AssetIdentifier |  | -0.079362 | 451 | ReplacementCost |  |  | Finish | Grade | Copper | ModelReference | NominalHeight | NominalLength | NominalWidth | ProductionYear | Shape | SustainabilityPerformance | WarrantyDescription | WarrantyDurationLabor | WarrantyDurationParts | ModelLabel | Manufacturer | [22 empty] | 0.190025 | [47 empty] | 0.082021 | [8 empty] | M_Tee - Generic: Tee - Generic | Level 2 | 0.000000 | 0.074016 | 3.020638 | 0.000000 | 0.000000 | 29.140058 | 0.000000 | 0 | 0.000000 | 0.110663 | 0.000000 | 0.000000 | 17 | 0.014925 | 0.083333 | 0 | 0 | -0.079362 |  | 0.002540 | Soldered | M_Cross - Generic: Cross - Generic | A | Pipes for General Use | 23-60 30 11 11 | M_Elbow - Generic: Elbow - Generic | 1 | M_Transition - Generic: Transition - Generic | M_Coupling - Generic: Coupling - Generic | [5 empty] | 0.000000
202695 | Level 2 | ExpectedLife |  | 584238 | New Construction | AccessibilityPerformance | WarrantyGuarantorParts |  | FIXED | Unit B Hydronic Supply In | CodePerformance | 310502 |  |  |  | 202558 | 0.000000 | 202694 | Reference | Pipe Types:Mechanical Pipe | 50 mm | 202728,202730,202732,202734,202736,202738,310936,311093,311094,311095,311096 | 1wdfJQuND5cOAzi5rutOTL | Color | 33 | Pipe Types:Mechanical Pipe:584238 |  | InstallationDate | 202695 | WarrantyGuarantorLabor |  |  |  | Features | TagNumber |  | BarCode | Hydronic Supply |  |  | Constituents |  |  | SerialNumber | WarrantyStartDate | AssetIdentifier |  | 0.464500 | 452 | ReplacementCost |  |  | Finish | Grade | Carbon Steel | ModelReference | NominalHeight | NominalLength | NominalWidth | ProductionYear | Shape | SustainabilityPerformance | WarrantyDescription | WarrantyDurationLabor | WarrantyDurationParts | ModelLabel | Manufacturer | [22 empty] | 0.038894 | [47 empty] | 0.164042 | [8 empty] | M_Tee - Generic: Tee - Generic | Level 2 | 0.000000 | 0.172250 | 3.564500 | 0.000000 | 0.000000 | 3.767498 | 0.000000 | 0 | 0.000000 | 0.503394 | 0.000000 | 0.000000 | 24 | 0.006109 | 0.197917 | 0 | 0 | 0.464500 |  | 0.045720 | Threaded | M_Cross - Generic: Cross - Generic | Schedule 40 | Pipes for General Use | 23-60 30 11 11 | M_Elbow - Generic: Elbow - Generic | 1 | M_Transition - Generic: Transition - Generic | M_Coupling - Generic: Coupling - Generic
203051 | Level 2 | ExpectedLife |  | 590599 | New Construction | AccessibilityPerformance | WarrantyGuarantorParts |  | FIXED | Unit B Hydronic Supply In | CodePerformance | 310502 |  |  |  | 202914 | 0.000000 | 203050 | Reference | Pipe Types:Mechanical Pipe | 50 mm | 203084,203086,203088,203090,203092,203094,310937,311093,311094,311095,311096 | 2I6NCAsgrBi8XalP6nyNnI | Color | 33 | Pipe Types:Mechanical Pipe:590599 |  | InstallationDate | 203051 | WarrantyGuarantorLabor |  |  |  | Features | TagNumber |  | BarCode | Hydronic Supply |  |  | Constituents |  |  | SerialNumber | WarrantyStartDate | AssetIdentifier |  | 0.006956 | 455 | ReplacementCost |  |  | Finish | Grade | Carbon Steel | ModelReference | NominalHeight | NominalLength | NominalWidth | ProductionYear | Shape | SustainabilityPerformance | WarrantyDescription | WarrantyDurationLabor | WarrantyDurationParts | ModelLabel | Manufacturer | [22 empty] | 0.038894 | [47 empty] | 0.164042 | [8 empty] | M_Tee - Generic: Tee - Generic | Level 2 | 0.000000 | 0.172250 | 3.106956 | 0.000000 | 0.000000 | 3.767498 | 0.000000 | 0 | 0.000000 | 0.045850 | 0.000000 | 0.000000 | 37 | 0.006109 | 0.197917 | 0 | 0 | 0.006956 |  | 0.045720 | Threaded | M_Cross - Generic: Cross - Generic | Schedule 40 | Pipes for General Use | 23-60 30 11 11 | M_Elbow - Generic: Elbow - Generic | 1 | M_Transition - Generic: Transition - Generic | M_Coupling - Generic: Coupling - Generic
214743 | Level 2 | ExpectedLife |  | 593060 | New Construction | AccessibilityPerformance | WarrantyGuarantorParts |  | FIXED | Unit B Hydronic Supply In | CodePerformance | 310502 |  |  |  | 214606 | 0.000000 | 214742 | Reference | Pipe Types:Mechanical Pipe | 25 mm | 214777,214779,214781,214783,214785,214787,310939,311093,311094,311095,311096 | 2FUwszRDj3m8Q_WHiC2wfg | Color | 33 | Pipe Types:Mechanical Pipe:593060 |  | InstallationDate | 214743 | WarrantyGuarantorLabor |  |  |  | Features | TagNumber |  | BarCode | Hydronic Supply |  |  | Constituents |  |  | SerialNumber | WarrantyStartDate | AssetIdentifier |  | 0.131300 | 466 | ReplacementCost |  |  | Finish | Grade | Carbon Steel | ModelReference | NominalHeight | NominalLength | NominalWidth | ProductionYear | Shape | SustainabilityPerformance | WarrantyDescription | WarrantyDurationLabor | WarrantyDurationParts | ModelLabel | Manufacturer | [22 empty] | 0.051194 | [47 empty] | 0.082021 | [8 empty] | M_Tee - Generic: Tee - Generic | Level 2 | 0.000000 | 0.087417 | 3.217978 | 0.000000 | 0.000000 | 1.912001 | 0.000000 | 0 | 0.000000 | 0.131300 | 0.000000 | 0.000000 | 23 | 0.004021 | 0.109583 | 0 | 0 | 0.131300 | 0.000000 | 0.045720 | Threaded | M_Cross - Generic: Cross - Generic | Schedule 40 | Pipes for General Use | 23-60 30 11 11 | M_Elbow - Generic: Elbow - Generic | 1 | M_Transition - Generic: Transition - Generic | M_Coupling - Generic: Coupling - Generic
214929 | Level 2 | ExpectedLife |  | 593062 | New Construction | AccessibilityPerformance | WarrantyGuarantorParts |  | FIXED | Unit B Hydronic Supply In | CodePerformance | 310502 |  |  |  | 214792 | 0.000000 | 214928 | Reference | Pipe Types:Mechanical Pipe | 25 mm | 214962,214964,214966,214968,214970,214972,310940,311093,311094,311095,311096 | 1nHMR2_t1E38SmHhAQFP1I | Color | 33 | Pipe Types:Mechanical Pipe:593062 |  | InstallationDate | 214929 | WarrantyGuarantorLabor |  |  |  | Features | TagNumber |  | BarCode | Hydronic Supply |  |  | Constituents |  |  | SerialNumber | WarrantyStartDate | AssetIdentifier |  | 0.158287 | 467 | ReplacementCost |  |  | Finish | Grade | Carbon Steel | ModelReference | NominalHeight | NominalLength | NominalWidth | ProductionYear | Shape | SustainabilityPerformance | WarrantyDescription | WarrantyDurationLabor | WarrantyDurationParts | ModelLabel | Manufacturer | [22 empty] | 0.043275 | [47 empty] | 0.082021 | [8 empty] | M_Tee - Generic: Tee - Generic | Level 2 | 0.000000 | 0.087417 | 3.258288 | 0.000000 | 0.000000 | 1.912001 | 0.000000 | 0 | 0.000000 | 0.201563 | 0.000000 | 0.000000 | 39 | 0.003399 | 0.109583 | 0 | 0 | 0.158287 |  | 0.045720 | Threaded | M_Cross - Generic: Cross - Generic | Schedule 40 | Pipes for General Use | 23-60 30 11 11 | M_Elbow - Generic: Elbow - Generic | 1 | M_Transition - Generic: Transition - Generic | M_Coupling - Generic: Coupling - Generic
215163 | Level 2 | ExpectedLife |  | 593065 | New Construction | AccessibilityPerformance | WarrantyGuarantorParts |  | FIXED | Unit B Hydronic Supply In | CodePerformance | 310502 |  |  |  | 215026 | 0.000000 | 215162 | Reference | Pipe Types:Mechanical Pipe | 25 mm | 215196,215198,215200,215202,215204,215206,310941,311093,311094,311095,311096 | 05mq62iBb15hPsYptkXa23 | Color | 33 | Pipe Types:Mechanical Pipe:593065 |  | InstallationDate | 215163 | WarrantyGuarantorLabor |  |  |  | Features | TagNumber |  | BarCode | Hydronic Supply |  |  | Constituents |  |  | SerialNumber | WarrantyStartDate | AssetIdentifier |  | 0.059344 | 468 | ReplacementCost |  |  | Finish | Grade | Carbon Steel | ModelReference | NominalHeight | NominalLength | NominalWidth | ProductionYear | Shape | SustainabilityPerformance | WarrantyDescription | WarrantyDurationLabor | WarrantyDurationParts | ModelLabel | Manufacturer | [22 empty] | 0.044969 | [47 empty] | 0.082021 | [8 empty] | M_Tee - Generic: Tee - Generic | Level 2 | 0.000000 | 0.087417 | 3.159344 | 0.000000 | 0.000000 | 1.912001 | 0.000000 | 0 | 0.000000 | 0.104312 | 0.000000 | 0.000000 | 38 | 0.003532 | 0.109583 | 0 | 0 | 0.059344 |  | 0.045720 | Threaded | M_Cross - Generic: Cross - Generic | Schedule 40 | Pipes for General Use | 23-60 30 11 11 | M_Elbow - Generic: Elbow - Generic | 1 | M_Transition - Generic: Transition - Generic | M_Coupling - Generic: Coupling - Generic
215348 | Level 2 | ExpectedLife |  | 593072 | New Construction | AccessibilityPerformance | WarrantyGuarantorParts |  | FIXED | Unit B Domestic Cold Water | CodePerformance | 310502 |  |  |  | 215211 | 0.000000 | 215347 | Reference | Pipe Types:Cold Water | 25 mm | 215383,215385,215387,215389,215391,215393,310942,311126,311127,311128,311129 | 3xhoSJVrH0iRTALnk5Clh4 | Color | 33 | Pipe Types:Cold Water:593072 |  | InstallationDate | 215348 | WarrantyGuarantorLabor |  |  |  | Features | TagNumber |  | BarCode | Domestic Cold Water |  |  | Constituents |  |  | SerialNumber | WarrantyStartDate | AssetIdentifier |  | 0.131300 | 469 | ReplacementCost |  |  | Finish | Grade | Copper | ModelReference | NominalHeight | NominalLength | NominalWidth | ProductionYear | Shape | SustainabilityPerformance | WarrantyDescription | WarrantyDurationLabor | WarrantyDurationParts | ModelLabel | Manufacturer | [22 empty] | 0.063312 | [47 empty] | 0.082021 | [8 empty] | M_Tee - Generic: Tee - Generic | Level 2 | 0.000000 | 0.074016 | 3.220020 | 0.000000 | 0.000000 | 29.140058 | 0.000000 | 0 | 0.000000 | 0.131300 | 0.000000 | 0.000000 | 17 | 0.004973 | 0.083333 | 0 | 0 | 0.131300 | 0.000000 | 0.002540 | Soldered | M_Cross - Generic: Cross - Generic | A | Pipes for General Use | 23-60 30 11 11 | M_Elbow - Generic: Elbow - Generic | 1 | M_Transition - Generic: Transition - Generic | M_Coupling - Generic: Coupling - Generic | [5 empty] | 0.000000
226908 | Level 2 | ExpectedLife |  | 593196 | New Construction | AccessibilityPerformance | WarrantyGuarantorParts |  | FIXED | Unit B Domestic Hot Water | CodePerformance | 310502 |  |  |  | 226771 | 0.000000 | 226907 | Reference | Pipe Types:Hot Water | 25 mm | 226943,226945,226947,226949,226951,226953,310944,311122,311123,311124,311125 | 3Yc7I_f_PDff1FgIkvg84z | Color | 33 | Pipe Types:Hot Water:593196 |  | InstallationDate | 226908 | WarrantyGuarantorLabor |  |  |  | Features | TagNumber |  | BarCode | Domestic Hot Water |  |  | Constituents |  |  | SerialNumber | WarrantyStartDate | AssetIdentifier |  | 0.020637 | 470 | ReplacementCost |  |  | Finish | Grade | Copper | ModelReference | NominalHeight | NominalLength | NominalWidth | ProductionYear | Shape | SustainabilityPerformance | WarrantyDescription | WarrantyDurationLabor | WarrantyDurationParts | ModelLabel | Manufacturer | [22 empty] | 0.072369 | [47 empty] | 0.082021 | [8 empty] | M_Tee - Generic: Tee - Generic | Level 2 | 0.000000 | 0.074016 | 3.120638 | 0.019384 | 65319.453116 | 29.140058 | 230.957215 | 2 | 0.060506 | 0.093006 | 4.505035 | 54.836237 | 7 | 0.005684 | 0.083333 | 0 | 0 | 0.020637 |  | 0.002540 | Soldered | M_Cross - Generic: Cross - Generic | A | Pipes for General Use | 23-60 30 11 11 | M_Elbow - Generic: Elbow - Generic | 1 | M_Transition - Generic: Transition - Generic | M_Coupling - Generic: Coupling - Generic | [5 empty] | 4.500000
227245 | Level 2 | ExpectedLife |  | 593349 | New Construction | AccessibilityPerformance | WarrantyGuarantorParts |  | FIXED | Unit B Hydronic Supply In | CodePerformance | 310502 |  |  |  | 227108 | 0.000000 | 227244 | Reference | Pipe Types:Mechanical Pipe | 25 mm | 227278,227280,227282,227284,227286,227288,310945,311093,311094,311095,311096 | 12lyffCPD6KATEL_f41LIm | Color | 33 | Pipe Types:Mechanical Pipe:593349 |  | InstallationDate | 227245 | WarrantyGuarantorLabor |  |  |  | Features | TagNumber |  | BarCode | Hydronic Supply |  |  | Constituents |  |  | SerialNumber | WarrantyStartDate | AssetIdentifier |  | 0.516887 | 472 | ReplacementCost |  |  | Finish | Grade | Carbon Steel | ModelReference | NominalHeight | NominalLength | NominalWidth | ProductionYear | Shape | SustainabilityPerformance | WarrantyDescription | WarrantyDurationLabor | WarrantyDurationParts | ModelLabel | Manufacturer | [22 empty] | 0.004629 | [47 empty] | 0.082021 | [8 empty] | M_Tee - Generic: Tee - Generic | Level 2 | 0.000000 | 0.087417 | 3.616887 | 0.000000 | 0.000000 | 1.912001 | 0.000000 | 0 | 0.000000 | 0.521517 | 0.000000 | 0.000000 | 40 | 0.000364 | 0.109583 | 0 | 0 | 0.516887 |  | 0.045720 | Threaded | M_Cross - Generic: Cross - Generic | Schedule 40 | Pipes for General Use | 23-60 30 11 11 | M_Elbow - Generic: Elbow - Generic | 1 | M_Transition - Generic: Transition - Generic | M_Coupling - Generic: Coupling - Generic
227460 | Level 2 | ExpectedLife |  | 593581 | New Construction | AccessibilityPerformance | WarrantyGuarantorParts |  | FIXED | Unit A Hydronic Supply In | CodePerformance | 310502 |  |  |  | 227293 | 0.000000 | 227459 | Reference | Pipe Types:Cold Water | 25 mm | 227494,227496,227498,227500,227502,227504,310946,311126,311127,311128,311129 | 3dASY0vqTFWOYMHvyqaONI | Color | 33 | Pipe Types:Cold Water:593581 |  | InstallationDate | 227460 | WarrantyGuarantorLabor |  |  |  | Features | TagNumber |  | BarCode | Hydronic Supply |  |  | Constituents |  |  | SerialNumber | WarrantyStartDate | AssetIdentifier |  | 0.161066 | 473 | ReplacementCost |  |  | Finish | Grade | Copper | ModelReference | NominalHeight | NominalLength | NominalWidth | ProductionYear | Shape | SustainabilityPerformance | WarrantyDescription | WarrantyDurationLabor | WarrantyDurationParts | ModelLabel | Manufacturer | [22 empty] | 0.022383 | [47 empty] | 0.082021 | [8 empty] | M_Tee - Generic: Tee - Generic | Level 2 | 0.000000 | 0.074016 | 3.249786 | 0.000000 | 0.000000 | 29.140058 | 0.000000 | 0 | 0.000000 | 0.161066 | 0.000000 | 0.000000 | 37 | 0.001758 | 0.083333 | 0 | 0 | 0.161066 | 0.000000 | 0.002540 | Soldered | M_Cross - Generic: Cross - Generic | A | Pipes for General Use | 23-60 30 11 11 | M_Elbow - Generic: Elbow - Generic | 1 | M_Transition - Generic: Transition - Generic | M_Coupling - Generic: Coupling - Generic
227700 | Level 2 | ExpectedLife |  | 593588 | New Construction | AccessibilityPerformance | WarrantyGuarantorParts |  | FIXED | Unit A Domestic Cold Water | CodePerformance | 310502 |  |  |  | 227509 | 0.000000 | 227699 | Reference | Pipe Types:Cold Water | 25 mm | 227734,227736,227738,227740,227742,227744,310947,311126,311127,311128,311129 | 0FXeTSpnLCUxAk611r0UpS | Color | 33 | Pipe Types:Cold Water:593588 |  | InstallationDate | 227700 | WarrantyGuarantorLabor |  |  |  | Features | TagNumber |  | BarCode | Domestic Cold Water |  |  | Constituents |  |  | SerialNumber | WarrantyStartDate | AssetIdentifier |  | -0.079363 | 474 | ReplacementCost |  |  | Finish | Grade | Copper | ModelReference | NominalHeight | NominalLength | NominalWidth | ProductionYear | Shape | SustainabilityPerformance | WarrantyDescription | WarrantyDurationLabor | WarrantyDurationParts | ModelLabel | Manufacturer | [22 empty] | 0.219791 | [47 empty] | 0.082021 | [8 empty] | M_Tee - Generic: Tee - Generic | Level 2 | 0.000000 | 0.074016 | 3.020636 | 0.000000 | 0.000000 | 29.140058 | 0.000000 | 0 | 0.000000 | 0.140428 | 0.000000 | 0.000000 | 19 | 0.017262 | 0.083333 | 0 | 0 | -0.079363 |  | 0.002540 | Soldered | M_Cross - Generic: Cross - Generic | A | Pipes for General Use | 23-60 30 11 11 | M_Elbow - Generic: Elbow - Generic | 1 | M_Transition - Generic: Transition - Generic | M_Coupling - Generic: Coupling - Generic | [5 empty] | 0.000000
227934 | Level 2 | ExpectedLife |  | 593619 | New Construction | AccessibilityPerformance | WarrantyGuarantorParts |  | FIXED | Unit A Hydronic Supply In | CodePerformance | 310502 |  |  |  | 227797 | 0.000000 | 227933 | Reference | Pipe Types:Hot Water | 25 mm | 227968,227970,227972,227974,227976,227978,310948,311122,311123,311124,311125 | 103_MwI25DYh9ATqzebEmq | Color | 33 | Pipe Types:Hot Water:593619 |  | InstallationDate | 227934 | WarrantyGuarantorLabor |  |  |  | Features | TagNumber |  | BarCode | Hydronic Supply |  |  | Constituents |  |  | SerialNumber | WarrantyStartDate | AssetIdentifier |  | 0.573572 | 475 | ReplacementCost |  |  | Finish | Grade | Copper | ModelReference | NominalHeight | NominalLength | NominalWidth | ProductionYear | Shape | SustainabilityPerformance | WarrantyDescription | WarrantyDurationLabor | WarrantyDurationParts | ModelLabel | Manufacturer | [22 empty] | 0.050641 | [47 empty] | 0.082021 | [8 empty] | M_Tee - Generic: Tee - Generic | Level 2 | 0.000000 | 0.074016 | 3.662292 | 0.000000 | 0.000000 | 29.140058 | 0.000000 | 0 | 0.000000 | 0.573572 | 0.000000 | 0.000000 | 21 | 0.003977 | 0.083333 | 0 | 0 | 0.573572 | 0.000000 | 0.002540 | Soldered | M_Cross - Generic: Cross - Generic | A | Pipes for General Use | 23-60 30 11 11 | M_Elbow - Generic: Elbow - Generic | 1 | M_Transition - Generic: Transition - Generic | M_Coupling - Generic: Coupling - Generic
228120 | Level 2 | ExpectedLife |  | 593630 | New Construction | AccessibilityPerformance | WarrantyGuarantorParts |  | FIXED | Unit A Hydronic Supply In | CodePerformance | 310502 |  |  |  | 227983 | 0.000000 | 228119 | Reference | Pipe Types:Hot Water | 25 mm | 228153,228155,228157,228159,228161,228163,310949,311122,311123,311124,311125 | 0hrw2POlb2owajHHkf31hs | Color | 33 | Pipe Types:Hot Water:593630 |  | InstallationDate | 228120 | WarrantyGuarantorLabor |  |  |  | Features | TagNumber |  | BarCode | Hydronic Supply |  |  | Constituents |  |  | SerialNumber | WarrantyStartDate | AssetIdentifier |  | 0.552934 | 476 | ReplacementCost |  |  | Finish | Grade | Copper | ModelReference | NominalHeight | NominalLength | NominalWidth | ProductionYear | Shape | SustainabilityPerformance | WarrantyDescription | WarrantyDurationLabor | WarrantyDurationParts | ModelLabel | Manufacturer | [22 empty] | 0.034875 | [47 empty] | 0.082021 | [8 empty] | M_Tee - Generic: Tee - Generic | Level 2 | 0.000000 | 0.074016 | 3.618059 | 0.000000 | 0.000000 | 29.140058 | 0.000000 | 0 | 0.000000 | 0.518059 | 0.000000 | 0.000000 | 21 | 0.002739 | 0.083333 | 0 | 0 | 0.552934 |  | 0.002540 | Soldered | M_Cross - Generic: Cross - Generic | A | Pipes for General Use | 23-60 30 11 11 | M_Elbow - Generic: Elbow - Generic | 1 | M_Transition - Generic: Transition - Generic | M_Coupling - Generic: Coupling - Generic
228357 | Level 2 | ExpectedLife |  | 593706 | New Construction | AccessibilityPerformance | WarrantyGuarantorParts |  | FIXED | Unit A Hydronic Supply In | CodePerformance | 310502 |  |  |  | 228220 | 0.000000 | 228356 | Reference | Pipe Types:Mechanical Pipe | 25 mm | 228390,228392,228394,228396,228398,228400,310950,311093,311094,311095,311096 | 3UaUDVsHnAEe2eiB_c_KI$ | Color | 33 | Pipe Types:Mechanical Pipe:593706 |  | InstallationDate | 228357 | WarrantyGuarantorLabor |  |  |  | Features | TagNumber |  | BarCode | Hydronic Supply |  |  | Constituents |  |  | SerialNumber | WarrantyStartDate | AssetIdentifier |  | 0.473819 | 478 | ReplacementCost |  |  | Finish | Grade | Carbon Steel | ModelReference | NominalHeight | NominalLength | NominalWidth | ProductionYear | Shape | SustainabilityPerformance | WarrantyDescription | WarrantyDurationLabor | WarrantyDurationParts | ModelLabel | Manufacturer | [22 empty] | 0.072765 | [47 empty] | 0.082021 | [8 empty] | M_Tee - Generic: Tee - Generic | Level 2 | 0.000000 | 0.087417 | 3.573819 | 0.000000 | 0.000000 | 1.912001 | 0.000000 | 0 | 0.000000 | 0.546584 | 0.000000 | 0.000000 | 34 | 0.005715 | 0.109583 | 0 | 0 | 0.473819 |  | 0.045720 | Threaded | M_Cross - Generic: Cross - Generic | Schedule 40 | Pipes for General Use | 23-60 30 11 11 | M_Elbow - Generic: Elbow - Generic | 1 | M_Transition - Generic: Transition - Generic | M_Coupling - Generic: Coupling - Generic
228641 | Level 2 | ExpectedLife |  | 593822 | New Construction | AccessibilityPerformance | WarrantyGuarantorParts |  | FIXED | Unit A Hydronic Supply In | CodePerformance | 310502 |  |  |  | 228504 | 0.000000 | 228640 | Reference | Pipe Types:Mechanical Pipe | 25 mm | 228674,228676,228678,228680,228682,228684,310951,311093,311094,311095,311096 | 06ulJ2Oc50IxrobZv0yVSR | Color | 33 | Pipe Types:Mechanical Pipe:593822 |  | InstallationDate | 228641 | WarrantyGuarantorLabor |  |  |  | Features | TagNumber |  | BarCode | Hydronic Supply |  |  | Constituents |  |  | SerialNumber | WarrantyStartDate | AssetIdentifier |  | 0.201563 | 487 | ReplacementCost |  |  | Finish | Grade | Carbon Steel | ModelReference | NominalHeight | NominalLength | NominalWidth | ProductionYear | Shape | SustainabilityPerformance | WarrantyDescription | WarrantyDurationLabor | WarrantyDurationParts | ModelLabel | Manufacturer | [22 empty] | 0.013509 | [47 empty] | 0.082021 | [8 empty] | M_Tee - Generic: Tee - Generic | Level 2 | 0.000000 | 0.087417 | 3.288053 | 0.000000 | 0.000000 | 1.912001 | 0.000000 | 0 | 0.000000 | 0.188053 | 0.000000 | 0.000000 | 36 | 0.001061 | 0.109583 | 0 | 0 | 0.201563 |  | 0.045720 | Threaded | M_Cross - Generic: Cross - Generic | Schedule 40 | Pipes for General Use | 23-60 30 11 11 | M_Elbow - Generic: Elbow - Generic | 1 | M_Transition - Generic: Transition - Generic | M_Coupling - Generic: Coupling - Generic
228826 | Level 2 | ExpectedLife |  | 593893 | New Construction | AccessibilityPerformance | WarrantyGuarantorParts |  | FIXED | Unit A Domestic Cold Water | CodePerformance | 310502 |  |  |  | 228689 | 0.000000 | 228825 | Reference | Pipe Types:Cold Water | 25 mm | 228861,228863,228865,228867,228869,228871,310952,311126,311127,311128,311129 | 1Is120G6v7xOKxTVARBumb | Color | 33 | Pipe Types:Cold Water:593893 |  | InstallationDate | 228826 | WarrantyGuarantorLabor |  |  |  | Features | TagNumber |  | BarCode | Domestic Cold Water |  |  | Constituents |  |  | SerialNumber | WarrantyStartDate | AssetIdentifier |  | 0.161066 | 488 | ReplacementCost |  |  | Finish | Grade | Copper | ModelReference | NominalHeight | NominalLength | NominalWidth | ProductionYear | Shape | SustainabilityPerformance | WarrantyDescription | WarrantyDurationLabor | WarrantyDurationParts | ModelLabel | Manufacturer | [22 empty] | 0.019721 | [47 empty] | 0.082021 | [8 empty] | M_Tee - Generic: Tee - Generic | Level 2 | 0.000000 | 0.074016 | 3.249786 | 0.000000 | 0.000000 | 29.140058 | 0.000000 | 0 | 0.000000 | 0.161066 | 0.000000 | 0.000000 | 19 | 0.001549 | 0.083333 | 0 | 0 | 0.161066 | 0.000000 | 0.002540 | Soldered | M_Cross - Generic: Cross - Generic | A | Pipes for General Use | 23-60 30 11 11 | M_Elbow - Generic: Elbow - Generic | 1 | M_Transition - Generic: Transition - Generic | M_Coupling - Generic: Coupling - Generic | [5 empty] | 0.000000
229055 | Level 2 | ExpectedLife |  | 594105 | New Construction | AccessibilityPerformance | WarrantyGuarantorParts |  | FIXED | Unit A Domestic Hot Water | CodePerformance | 310502 |  |  |  | 228918 | 0.000000 | 229054 | Reference | Pipe Types:Hot Water | 25 mm | 229090,229092,229094,229096,229098,229100,310953,311122,311123,311124,311125 | 1VltIYtz91U9QZX8sofKE$ | Color | 33 | Pipe Types:Hot Water:594105 |  | InstallationDate | 229055 | WarrantyGuarantorLabor |  |  |  | Features | TagNumber |  | BarCode | Domestic Hot Water |  |  | Constituents |  |  | SerialNumber | WarrantyStartDate | AssetIdentifier |  | 0.020637 | 489 | ReplacementCost |  |  | Finish | Grade | Copper | ModelReference | NominalHeight | NominalLength | NominalWidth | ProductionYear | Shape | SustainabilityPerformance | WarrantyDescription | WarrantyDurationLabor | WarrantyDurationParts | ModelLabel | Manufacturer | [22 empty] | 0.137422 | [47 empty] | 0.082021 | [8 empty] | M_Tee - Generic: Tee - Generic | Level 2 | 0.000000 | 0.074016 | 3.120638 | 0.019384 | 65319.453116 | 29.140058 | 230.957215 | 2 | 0.060506 | 0.158059 | 4.505035 | 104.128967 | 7 | 0.010793 | 0.083333 | 0 | 0 | 0.020637 |  | 0.002540 | Soldered | M_Cross - Generic: Cross - Generic | A | Pipes for General Use | 23-60 30 11 11 | M_Elbow - Generic: Elbow - Generic | 1 | M_Transition - Generic: Transition - Generic | M_Coupling - Generic: Coupling - Generic | [5 empty] | 4.500000
229381 | Level 2 | ExpectedLife |  | 594583 | New Construction | AccessibilityPerformance | WarrantyGuarantorParts |  | FIXED | Unit B Natural Gas | CodePerformance | 310502 |  |  |  | 229244 | 0.000000 | 229380 | Reference | Pipe Types:Mechanical Pipe | 25 mm | 229407,229409,229411,229413,229415,229417,310954,311093,311094,311095,311096 | 1nXoYPr3b2CPbRTACmN7Zo | Color | 33 | Pipe Types:Mechanical Pipe:594583 |  | InstallationDate | 229381 | WarrantyGuarantorLabor |  |  |  | Features | TagNumber |  | BarCode | Other |  |  | Constituents |  |  | SerialNumber | WarrantyStartDate | AssetIdentifier |  | 0.222200 | 497 | ReplacementCost |  |  | Finish | Grade | Carbon Steel | ModelReference | NominalHeight | NominalLength | NominalWidth | ProductionYear | Shape | SustainabilityPerformance | WarrantyDescription | WarrantyDurationLabor | WarrantyDurationParts | ModelLabel | Manufacturer | [22 empty] | 0.032806 | [47 empty] | 0.082021 | [8 empty] | M_Tee - Generic: Tee - Generic | Level 2 |  | 0.087417 | 3.308878 | [6 empty] | 0.222200 |  |  | 1 | 0.002577 | 0.109583 | 0 | 0 | 0.222200 | 0.000000 | 0.045720 | Threaded | M_Cross - Generic: Cross - Generic | Schedule 40 | Pipes for General Use | 23-60 30 11 11 | M_Elbow - Generic: Elbow - Generic | 1 | M_Transition - Generic: Transition - Generic | M_Coupling - Generic: Coupling - Generic
229559 | Level 2 | ExpectedLife |  | 594590 | New Construction | AccessibilityPerformance | WarrantyGuarantorParts |  | FIXED | Unit B Natural Gas | CodePerformance | 310502 |  |  |  | 229422 | 0.000000 | 229558 | Reference | Pipe Types:Mechanical Pipe | 25 mm | 229585,229587,229589,229591,229593,229595,310955,311093,311094,311095,311096 | 0WKnW3$Uz7jwk4ZUy10L6u | Color | 33 | Pipe Types:Mechanical Pipe:594590 |  | InstallationDate | 229559 | WarrantyGuarantorLabor |  |  |  | Features | TagNumber |  | BarCode | Other |  |  | Constituents |  |  | SerialNumber | WarrantyStartDate | AssetIdentifier |  | 0.222200 | 504 | ReplacementCost |  |  | Finish | Grade | Carbon Steel | ModelReference | NominalHeight | NominalLength | NominalWidth | ProductionYear | Shape | SustainabilityPerformance | WarrantyDescription | WarrantyDurationLabor | WarrantyDurationParts | ModelLabel | Manufacturer | [22 empty] | 0.293725 | [47 empty] | 0.082021 | [8 empty] | M_Tee - Generic: Tee - Generic | Level 2 |  | 0.087417 | 3.308878 | [6 empty] | 0.222200 |  |  | 1 | 0.023069 | 0.109583 | 0 | 0 | 0.222200 | 0.000000 | 0.045720 | Threaded | M_Cross - Generic: Cross - Generic | Schedule 40 | Pipes for General Use | 23-60 30 11 11 | M_Elbow - Generic: Elbow - Generic | 1 | M_Transition - Generic: Transition - Generic | M_Coupling - Generic: Coupling - Generic
229788 | Level 2 | ExpectedLife |  | 594663 | New Construction | AccessibilityPerformance | WarrantyGuarantorParts |  | FIXED | Unit B Natural Gas | CodePerformance | 310502 |  |  |  | 229651 | 0.000000 | 229787 | Reference | Pipe Types:Mechanical Pipe | 25 mm | 229813,229815,229817,229819,229821,229823,310956,311093,311094,311095,311096 | 0uq3rG9sb5iPszypOTBXZb | Color | 33 | Pipe Types:Mechanical Pipe:594663 |  | InstallationDate | 229788 | WarrantyGuarantorLabor |  |  |  | Features | TagNumber |  | BarCode | Other |  |  | Constituents |  |  | SerialNumber | WarrantyStartDate | AssetIdentifier |  | 0.201563 | 508 | ReplacementCost |  |  | Finish | Grade | Carbon Steel | ModelReference | NominalHeight | NominalLength | NominalWidth | ProductionYear | Shape | SustainabilityPerformance | WarrantyDescription | WarrantyDurationLabor | WarrantyDurationParts | ModelLabel | Manufacturer | [22 empty] | 3.938425 | [47 empty] | 0.082021 | [8 empty] | M_Tee - Generic: Tee - Generic | Level 2 |  | 0.087417 | -0.636862 | [6 empty] | -3.736863 |  |  | 1 | 0.309323 | 0.109583 | 0 | 0 | 0.201563 |  | 0.045720 | Threaded | M_Cross - Generic: Cross - Generic | Schedule 40 | Pipes for General Use | 23-60 30 11 11 | M_Elbow - Generic: Elbow - Generic | 1 | M_Transition - Generic: Transition - Generic | M_Coupling - Generic: Coupling - Generic
230013 | Level 2 | ExpectedLife |  | 594853 | New Construction | AccessibilityPerformance | WarrantyGuarantorParts |  | FIXED | Unit B Natural Gas | CodePerformance | 310502 |  |  |  | 229876 | 0.000000 | 230012 | Reference | Pipe Types:Mechanical Pipe | 25 mm | 230039,230041,230043,230045,230047,230049,310957,311093,311094,311095,311096 | 2qfLXG3Hb148syasj_6_yc | Color | 33 | Pipe Types:Mechanical Pipe:594853 |  | InstallationDate | 230013 | WarrantyGuarantorLabor |  |  |  | Features | TagNumber |  | BarCode | Other |  |  | Constituents |  |  | SerialNumber | WarrantyStartDate | AssetIdentifier |  | -3.757500 | 516 | ReplacementCost |  |  | Finish | Grade | Carbon Steel | ModelReference | NominalHeight | NominalLength | NominalWidth | ProductionYear | Shape | SustainabilityPerformance | WarrantyDescription | WarrantyDurationLabor | WarrantyDurationParts | ModelLabel | Manufacturer | [22 empty] | 4.099363 | [47 empty] | 0.082021 | [8 empty] | M_Tee - Generic: Tee - Generic | Level 2 |  | 0.087417 | -0.670822 | [6 empty] | -3.757500 |  |  | 1 | 0.321963 | 0.109583 | 0 | 0 | -3.757500 | 0.000000 | 0.045720 | Threaded | M_Cross - Generic: Cross - Generic | Schedule 40 | Pipes for General Use | 23-60 30 11 11 | M_Elbow - Generic: Elbow - Generic | 1 | M_Transition - Generic: Transition - Generic | M_Coupling - Generic: Coupling - Generic
230488 | Level 2 | ExpectedLife |  | 595074 | New Construction | AccessibilityPerformance | WarrantyGuarantorParts |  | FIXED | Unit A Natural Gas | CodePerformance | 310502 |  |  |  | 230351 | 0.000000 | 230487 | Reference | Pipe Types:Mechanical Pipe | 25 mm | 230514,230516,230518,230520,230522,230524,310959,311093,311094,311095,311096 | 1VhKqbhf10zhSZj1P_$5Gd | Color | 33 | Pipe Types:Mechanical Pipe:595074 |  | InstallationDate | 230488 | WarrantyGuarantorLabor |  |  |  | Features | TagNumber |  | BarCode | Other |  |  | Constituents |  |  | SerialNumber | WarrantyStartDate | AssetIdentifier |  | 0.222200 | 518 | ReplacementCost |  |  | Finish | Grade | Carbon Steel | ModelReference | NominalHeight | NominalLength | NominalWidth | ProductionYear | Shape | SustainabilityPerformance | WarrantyDescription | WarrantyDurationLabor | WarrantyDurationParts | ModelLabel | Manufacturer | [22 empty] | 0.035081 | [47 empty] | 0.082021 | [8 empty] | M_Tee - Generic: Tee - Generic | Level 2 |  | 0.087417 | 3.308878 | [6 empty] | 0.222200 |  |  | 1 | 0.002755 | 0.109583 | 0 | 0 | 0.222200 | 0.000000 | 0.045720 | Threaded | M_Cross - Generic: Cross - Generic | Schedule 40 | Pipes for General Use | 23-60 30 11 11 | M_Elbow - Generic: Elbow - Generic | 1 | M_Transition - Generic: Transition - Generic | M_Coupling - Generic: Coupling - Generic
230666 | Level 2 | ExpectedLife |  | 595083 | New Construction | AccessibilityPerformance | WarrantyGuarantorParts |  | FIXED | Unit A Natural Gas | CodePerformance | 310502 |  |  |  | 230529 | 0.000000 | 230665 | Reference | Pipe Types:Mechanical Pipe | 25 mm | 230692,230694,230696,230698,230700,230702,310960,311093,311094,311095,311096 | 04OAg5Hg10Ug3c4kXimFMg | Color | 33 | Pipe Types:Mechanical Pipe:595083 |  | InstallationDate | 230666 | WarrantyGuarantorLabor |  |  |  | Features | TagNumber |  | BarCode | Other |  |  | Constituents |  |  | SerialNumber | WarrantyStartDate | AssetIdentifier |  | 0.222200 | 519 | ReplacementCost |  |  | Finish | Grade | Carbon Steel | ModelReference | NominalHeight | NominalLength | NominalWidth | ProductionYear | Shape | SustainabilityPerformance | WarrantyDescription | WarrantyDurationLabor | WarrantyDurationParts | ModelLabel | Manufacturer | [22 empty] | 0.298725 | [47 empty] | 0.082021 | [8 empty] | M_Tee - Generic: Tee - Generic | Level 2 |  | 0.087417 | 3.308878 | [6 empty] | 0.222200 |  |  | 1 | 0.023462 | 0.109583 | 0 | 0 | 0.222200 | 0.000000 | 0.045720 | Threaded | M_Cross - Generic: Cross - Generic | Schedule 40 | Pipes for General Use | 23-60 30 11 11 | M_Elbow - Generic: Elbow - Generic | 1 | M_Transition - Generic: Transition - Generic | M_Coupling - Generic: Coupling - Generic
230895 | Level 2 | ExpectedLife |  | 595141 | New Construction | AccessibilityPerformance | WarrantyGuarantorParts |  | FIXED | Unit A Natural Gas | CodePerformance | 310502 |  |  |  | 230758 | 0.000000 | 230894 | Reference | Pipe Types:Mechanical Pipe | 25 mm | 230921,230923,230925,230927,230929,230931,310961,311093,311094,311095,311096 | 0xlnP96b11J867b1SiV9ic | Color | 33 | Pipe Types:Mechanical Pipe:595141 |  | InstallationDate | 230895 | WarrantyGuarantorLabor |  |  |  | Features | TagNumber |  | BarCode | Other |  |  | Constituents |  |  | SerialNumber | WarrantyStartDate | AssetIdentifier |  | -3.774201 | 520 | ReplacementCost |  |  | Finish | Grade | Carbon Steel | ModelReference | NominalHeight | NominalLength | NominalWidth | ProductionYear | Shape | SustainabilityPerformance | WarrantyDescription | WarrantyDurationLabor | WarrantyDurationParts | ModelLabel | Manufacturer | [22 empty] | 0.718725 | [47 empty] | 0.082021 | [8 empty] | M_Tee - Generic: Tee - Generic | Level 2 |  | 0.087417 | -0.687523 | [6 empty] | -3.774201 |  |  | 1 | 0.056449 | 0.109583 | 0 | 0 | -3.774201 | 0.000000 | 0.045720 | Threaded | M_Cross - Generic: Cross - Generic | Schedule 40 | Pipes for General Use | 23-60 30 11 11 | M_Elbow - Generic: Elbow - Generic | 1 | M_Transition - Generic: Transition - Generic | M_Coupling - Generic: Coupling - Generic
231073 | Level 2 | ExpectedLife |  | 595154 | New Construction | AccessibilityPerformance | WarrantyGuarantorParts |  | FIXED | Unit A Natural Gas | CodePerformance | 310502 |  |  |  | 230936 | 0.000000 | 231072 | Reference | Pipe Types:Mechanical Pipe | 25 mm | 231098,231100,231102,231104,231106,231108,310962,311093,311094,311095,311096 | 235DtGn3D5J8_g$P9SiyZe | Color | 33 | Pipe Types:Mechanical Pipe:595154 |  | InstallationDate | 231073 | WarrantyGuarantorLabor |  |  |  | Features | TagNumber |  | BarCode | Other |  |  | Constituents |  |  | SerialNumber | WarrantyStartDate | AssetIdentifier |  | 0.201562 | 523 | ReplacementCost |  |  | Finish | Grade | Carbon Steel | ModelReference | NominalHeight | NominalLength | NominalWidth | ProductionYear | Shape | SustainabilityPerformance | WarrantyDescription | WarrantyDurationLabor | WarrantyDurationParts | ModelLabel | Manufacturer | [22 empty] | 3.955126 | [47 empty] | 0.082021 | [8 empty] | M_Tee - Generic: Tee - Generic | Level 2 |  | 0.087417 | -0.653563 | [6 empty] | -3.753563 |  |  | 1 | 0.310635 | 0.109583 | 0 | 0 | 0.201562 |  | 0.045720 | Threaded | M_Cross - Generic: Cross - Generic | Schedule 40 | Pipes for General Use | 23-60 30 11 11 | M_Elbow - Generic: Elbow - Generic | 1 | M_Transition - Generic: Transition - Generic | M_Coupling - Generic: Coupling - Generic
244930 | Level 2 | ExpectedLife |  | 600257 | New Construction | AccessibilityPerformance | WarrantyGuarantorParts |  | FIXED | Unit A Hydronic Supply In | CodePerformance | 310502 |  |  |  | 244763 | 0.000000 | 244929 | Reference | Pipe Types:Waste | 25 mm | 244965,244967,244969,244971,244973,244975,310978,311118,311119,311120,311121 | 0FE2Puj$T4GgGqrvAsvCB$ | Color | 33 | Pipe Types:Waste:600257 |  | InstallationDate | 244930 | WarrantyGuarantorLabor |  |  |  | Features | TagNumber |  | BarCode | Hydronic Supply |  |  | Constituents |  |  | SerialNumber | WarrantyStartDate | AssetIdentifier |  | -0.351266 | 544 | ReplacementCost |  |  | Finish | Grade | Plastic | ModelReference | NominalHeight | NominalLength | NominalWidth | ProductionYear | Shape | SustainabilityPerformance | WarrantyDescription | WarrantyDurationLabor | WarrantyDurationParts | ModelLabel | Manufacturer | [22 empty] | 0.042404 | [47 empty] | 0.082021 | [8 empty] | M_Tee - Generic: Tee - Generic | Level 2 | 0.000000 | 0.087417 | 2.735412 | 0.508884 | 440275.879298 | 34.416010 | 65689.825297 | 2 | 0.056422 | -0.351241 | 84.789237 | 9138.906760 | 5 | 0.003330 | 0.109583 | 0 | 0 | -0.351266 | 0.000000 | 0.002540 | Threaded | M_Cross - Generic: Cross - Generic | Schedule 40 | Pipes for General Use | 23-60 30 11 11 | M_Elbow - Generic: Elbow - Generic | 1 | M_Transition - Generic: Transition - Generic | M_Coupling - Generic: Coupling - Generic
245168 | Level 2 | ExpectedLife |  | 600266 | New Construction | AccessibilityPerformance | WarrantyGuarantorParts |  | FIXED | Unit A Hydronic Supply In | CodePerformance | 310502 |  |  |  | 245031 | 0.000000 | 245167 | Reference | Pipe Types:Mechanical Pipe | 25 mm | 245202,245204,245206,245208,245210,245212,310979,311093,311094,311095,311096 | 3O0RmHD2f5PRTJ3v1J2h5F | Color | 33 | Pipe Types:Mechanical Pipe:600266 |  | InstallationDate | 245168 | WarrantyGuarantorLabor |  |  |  | Features | TagNumber |  | BarCode | Hydronic Supply |  |  | Constituents |  |  | SerialNumber | WarrantyStartDate | AssetIdentifier |  | -0.351266 | 545 | ReplacementCost |  |  | Finish | Grade | Carbon Steel | ModelReference | NominalHeight | NominalLength | NominalWidth | ProductionYear | Shape | SustainabilityPerformance | WarrantyDescription | WarrantyDurationLabor | WarrantyDurationParts | ModelLabel | Manufacturer | [22 empty] | 0.254629 | [47 empty] | 0.082021 | [8 empty] | M_Tee - Generic: Tee - Generic | Level 2 | 0.000000 | 0.087417 | 2.735412 | 0.000000 | 0.000000 | 1.912001 | 0.000000 | 0 | 0.000000 | -0.351266 | 0.000000 | 0.000000 | 38 | 0.019998 | 0.109583 | 0 | 0 | -0.351266 | 0.000000 | 0.045720 | Threaded | M_Cross - Generic: Cross - Generic | Schedule 40 | Pipes for General Use | 23-60 30 11 11 | M_Elbow - Generic: Elbow - Generic | 1 | M_Transition - Generic: Transition - Generic | M_Coupling - Generic: Coupling - Generic
247812 | Level 2 | ExpectedLife |  | 600272 | New Construction | AccessibilityPerformance | WarrantyGuarantorParts |  | FIXED | Unit A Hydronic Supply In | CodePerformance | 310502 |  |  |  | 247621 | 0.000000 | 247811 | Reference | Pipe Types:Waste | 25 mm | 247847,247849,247851,247853,247855,247857,310981,311118,311119,311120,311121 | 2xA$eu03z7_AE20NBY7Mer | Color | 33 | Pipe Types:Waste:600272 |  | InstallationDate | 247812 | WarrantyGuarantorLabor |  |  |  | Features | TagNumber |  | BarCode | Hydronic Supply |  |  | Constituents |  |  | SerialNumber | WarrantyStartDate | AssetIdentifier |  | -0.351265 | 546 | ReplacementCost |  |  | Finish | Grade | Plastic | ModelReference | NominalHeight | NominalLength | NominalWidth | ProductionYear | Shape | SustainabilityPerformance | WarrantyDescription | WarrantyDurationLabor | WarrantyDurationParts | ModelLabel | Manufacturer | [22 empty] | 0.042403 | [47 empty] | 0.082021 | [8 empty] | M_Tee - Generic: Tee - Generic | Level 2 | 0.000000 | 0.087417 | 2.735412 | 0.508884 | 440275.879298 | 34.416010 | 65689.825297 | 2 | 0.056422 | -0.351242 | 84.789237 | 9138.691390 | 4 | 0.003330 | 0.109583 | 0 | 0 | -0.351265 | 0.000000 | 0.002540 | Threaded | M_Cross - Generic: Cross - Generic | Schedule 40 | Pipes for General Use | 23-60 30 11 11 | M_Elbow - Generic: Elbow - Generic | 1 | M_Transition - Generic: Transition - Generic | M_Coupling - Generic: Coupling - Generic
248050 | Level 2 | ExpectedLife |  | 600279 | New Construction | AccessibilityPerformance | WarrantyGuarantorParts |  | FIXED | Unit A Hydronic Supply In | CodePerformance | 310502 |  |  |  | 247913 | 0.000000 | 248049 | Reference | Pipe Types:Mechanical Pipe | 25 mm | 248084,248086,248088,248090,248092,248094,310982,311093,311094,311095,311096 | 36PHY8l$rBmPsWvnnIIhcd | Color | 33 | Pipe Types:Mechanical Pipe:600279 |  | InstallationDate | 248050 | WarrantyGuarantorLabor |  |  |  | Features | TagNumber |  | BarCode | Hydronic Supply |  |  | Constituents |  |  | SerialNumber | WarrantyStartDate | AssetIdentifier |  | -0.351266 | 547 | ReplacementCost |  |  | Finish | Grade | Carbon Steel | ModelReference | NominalHeight | NominalLength | NominalWidth | ProductionYear | Shape | SustainabilityPerformance | WarrantyDescription | WarrantyDurationLabor | WarrantyDurationParts | ModelLabel | Manufacturer | [22 empty] | 1.975627 | [47 empty] | 0.082021 | [8 empty] | M_Tee - Generic: Tee - Generic | Level 2 | 0.000000 | 0.087417 | 2.735412 | 0.000000 | 0.000000 | 1.912001 | 0.000000 | 0 | 0.000000 | -0.351265 | 0.000000 | 0.000000 | 40 | 0.155165 | 0.109583 | 0 | 0 | -0.351266 | 0.000000 | 0.045720 | Threaded | M_Cross - Generic: Cross - Generic | Schedule 40 | Pipes for General Use | 23-60 30 11 11 | M_Elbow - Generic: Elbow - Generic | 1 | M_Transition - Generic: Transition - Generic | M_Coupling - Generic: Coupling - Generic
259415 | Level 2 | ExpectedLife |  | 600783 | New Construction | AccessibilityPerformance | WarrantyGuarantorParts |  | FIXED | Unit B Hydronic Supply In | CodePerformance | 310502 |  |  |  | 259266 | 0.000000 | 259414 | Reference | Pipe Types:Mechanical Pipe | 25 mm | 259449,259451,259453,259455,259457,259459,310994,311093,311094,311095,311096 | 0w7dmnzoX3We9JxBx2tEoX | Color | 33 | Pipe Types:Mechanical Pipe:600783 |  | InstallationDate | 259415 | WarrantyGuarantorLabor |  |  |  | Features | TagNumber |  | BarCode | Hydronic Supply |  |  | Constituents |  |  | SerialNumber | WarrantyStartDate | AssetIdentifier |  | -0.420642 | 556 | ReplacementCost |  |  | Finish | Grade | Carbon Steel | ModelReference | NominalHeight | NominalLength | NominalWidth | ProductionYear | Shape | SustainabilityPerformance | WarrantyDescription | WarrantyDurationLabor | WarrantyDurationParts | ModelLabel | Manufacturer | [22 empty] | 0.476204 | [47 empty] | 0.082021 | [8 empty] | M_Tee - Generic: Tee - Generic | Level 2 | 0.000000 | 0.087417 | 2.679358 | 0.508884 | 440275.879298 | 1.912001 | 403149.362242 | 2 | 0.346273 | 0.055562 | 84.789237 | 629860.136020 | 4 | 0.037401 | 0.109583 | 0 | 0 | -0.420642 |  | 0.045720 | Threaded | M_Cross - Generic: Cross - Generic | Schedule 40 | Pipes for General Use | 23-60 30 11 11 | M_Elbow - Generic: Elbow - Generic | 1 | M_Transition - Generic: Transition - Generic | M_Coupling - Generic: Coupling - Generic
259601 | Level 2 | ExpectedLife |  | 600787 | New Construction | AccessibilityPerformance | WarrantyGuarantorParts |  | FIXED | Unit B Hydronic Supply In | CodePerformance | 310502 |  |  |  | 259464 | 0.000000 | 259600 | Reference | Pipe Types:Mechanical Pipe | 25 mm | 259635,259637,259639,259641,259643,259645,310995,311093,311094,311095,311096 | 1Ot3HCb6H0HOhuByNp9ADb | Color | 33 | Pipe Types:Mechanical Pipe:600787 |  | InstallationDate | 259601 | WarrantyGuarantorLabor |  |  |  | Features | TagNumber |  | BarCode | Hydronic Supply |  |  | Constituents |  |  | SerialNumber | WarrantyStartDate | AssetIdentifier |  | -0.441249 | 558 | ReplacementCost |  |  | Finish | Grade | Carbon Steel | ModelReference | NominalHeight | NominalLength | NominalWidth | ProductionYear | Shape | SustainabilityPerformance | WarrantyDescription | WarrantyDurationLabor | WarrantyDurationParts | ModelLabel | Manufacturer | [22 empty] | 0.260549 | [47 empty] | 0.082021 | [8 empty] | M_Tee - Generic: Tee - Generic | Level 2 | 0.000000 | 0.087417 | 2.645428 | 0.000000 | 0.000000 | 1.912001 | 0.000000 | 0 | 0.000000 | -0.441249 | 0.000000 | 0.000000 | 41 | 0.020463 | 0.109583 | 0 | 0 | -0.441249 | 0.000000 | 0.045720 | Threaded | M_Cross - Generic: Cross - Generic | Schedule 40 | Pipes for General Use | 23-60 30 11 11 | M_Elbow - Generic: Elbow - Generic | 1 | M_Transition - Generic: Transition - Generic | M_Coupling - Generic: Coupling - Generic
259885 | Level 2 | ExpectedLife |  | 600896 | New Construction | AccessibilityPerformance | WarrantyGuarantorParts |  | FIXED | Unit B Hydronic Supply In | CodePerformance | 310502 |  |  |  | 259700 | 0.000000 | 259884 | Reference | Pipe Types:Waste | 25 mm | 259920,259922,259924,259926,259928,259930,310996,311118,311119,311120,311121 | 3ibEvfnB59$hkzExQthg8y | Color | 33 | Pipe Types:Waste:600896 |  | InstallationDate | 259885 | WarrantyGuarantorLabor |  |  |  | Features | TagNumber |  | BarCode | Hydronic Supply |  |  | Constituents |  |  | SerialNumber | WarrantyStartDate | AssetIdentifier |  | -0.441308 | 565 | ReplacementCost |  |  | Finish | Grade | Plastic | ModelReference | NominalHeight | NominalLength | NominalWidth | ProductionYear | Shape | SustainabilityPerformance | WarrantyDescription | WarrantyDurationLabor | WarrantyDurationParts | ModelLabel | Manufacturer | [22 empty] | 0.042167 | [47 empty] | 0.082021 | [8 empty] | M_Tee - Generic: Tee - Generic | Level 2 | 0.000000 | 0.087417 | 2.645370 | 0.508884 | 440275.879298 | 34.416010 | 65689.825297 | 2 | 0.056422 | -0.441278 | 84.789237 | 9087.662955 | 5 | 0.003312 | 0.109583 | 0 | 0 | -0.441308 | 0.000000 | 0.002540 | Threaded | M_Cross - Generic: Cross - Generic | Schedule 40 | Pipes for General Use | 23-60 30 11 11 | M_Elbow - Generic: Elbow - Generic | 1 | M_Transition - Generic: Transition - Generic | M_Coupling - Generic: Coupling - Generic
262556 | Level 2 | ExpectedLife |  | 600911 | New Construction | AccessibilityPerformance | WarrantyGuarantorParts |  | FIXED | Unit B Hydronic Supply In | CodePerformance | 310502 |  |  |  | 262389 | 0.000000 | 262555 | Reference | Pipe Types:Mechanical Pipe | 25 mm | 262590,262592,262594,262596,262598,262600,310998,311093,311094,311095,311096 | 2zJ3WP6bzE_u5MgDrNcyfs | Color | 33 | Pipe Types:Mechanical Pipe:600911 |  | InstallationDate | 262556 | WarrantyGuarantorLabor |  |  |  | Features | TagNumber |  | BarCode | Hydronic Supply |  |  | Constituents |  |  | SerialNumber | WarrantyStartDate | AssetIdentifier |  | -0.441221 | 567 | ReplacementCost |  |  | Finish | Grade | Carbon Steel | ModelReference | NominalHeight | NominalLength | NominalWidth | ProductionYear | Shape | SustainabilityPerformance | WarrantyDescription | WarrantyDurationLabor | WarrantyDurationParts | ModelLabel | Manufacturer | [22 empty] | 1.974434 | [47 empty] | 0.082021 | [8 empty] | M_Tee - Generic: Tee - Generic | Level 2 | 0.000000 | 0.087417 | 2.645428 | 0.000000 | 0.000000 | 1.912001 | 0.000000 | 0 | 0.000000 | -0.441249 | 0.000000 | 0.000000 | 43 | 0.155072 | 0.109583 | 0 | 0 | -0.441221 | 0.000000 | 0.045720 | Threaded | M_Cross - Generic: Cross - Generic | Schedule 40 | Pipes for General Use | 23-60 30 11 11 | M_Elbow - Generic: Elbow - Generic | 1 | M_Transition - Generic: Transition - Generic | M_Coupling - Generic: Coupling - Generic
262796 | Level 2 | ExpectedLife |  | 600913 | New Construction | AccessibilityPerformance | WarrantyGuarantorParts |  | FIXED | Unit B Hydronic Supply In | CodePerformance | 310502 |  |  |  | 262605 | 0.000000 | 262795 | Reference | Pipe Types:Waste | 25 mm | 262831,262833,262835,262837,262839,262841,310999,311118,311119,311120,311121 | 29E4m67s91eu23bfdJvWF$ | Color | 33 | Pipe Types:Waste:600913 |  | InstallationDate | 262796 | WarrantyGuarantorLabor |  |  |  | Features | TagNumber |  | BarCode | Hydronic Supply |  |  | Constituents |  |  | SerialNumber | WarrantyStartDate | AssetIdentifier |  | -0.441279 | 568 | ReplacementCost |  |  | Finish | Grade | Plastic | ModelReference | NominalHeight | NominalLength | NominalWidth | ProductionYear | Shape | SustainabilityPerformance | WarrantyDescription | WarrantyDurationLabor | WarrantyDurationParts | ModelLabel | Manufacturer | [22 empty] | 0.042167 | [47 empty] | 0.082021 | [8 empty] | M_Tee - Generic: Tee - Generic | Level 2 | 0.000000 | 0.087417 | 2.645399 | 0.508884 | 440275.879298 | 34.416010 | 65689.825297 | 2 | 0.056422 | -0.441249 | 84.789237 | 9087.660830 | 4 | 0.003312 | 0.109583 | 0 | 0 | -0.441279 | 0.000000 | 0.002540 | Threaded | M_Cross - Generic: Cross - Generic | Schedule 40 | Pipes for General Use | 23-60 30 11 11 | M_Elbow - Generic: Elbow - Generic | 1 | M_Transition - Generic: Transition - Generic | M_Coupling - Generic: Coupling - Generic
263111 | Level 2 | ExpectedLife |  | 600925 | New Construction | AccessibilityPerformance | WarrantyGuarantorParts |  | FIXED | Unit B Hydronic Supply In | CodePerformance | 310502 |  |  |  | 262944 | 0.000000 | 263110 | Reference | Pipe Types:Mechanical Pipe | 25 mm | 263145,263147,263149,263151,263153,263155,311000,311093,311094,311095,311096 | 1_D4E4zq1Bg9zNGCWzdrEm | Color | 33 | Pipe Types:Mechanical Pipe:600925 |  | InstallationDate | 263111 | WarrantyGuarantorLabor |  |  |  | Features | TagNumber |  | BarCode | Hydronic Supply |  |  | Constituents |  |  | SerialNumber | WarrantyStartDate | AssetIdentifier |  | -0.441249 | 570 | ReplacementCost |  |  | Finish | Grade | Carbon Steel | ModelReference | NominalHeight | NominalLength | NominalWidth | ProductionYear | Shape | SustainabilityPerformance | WarrantyDescription | WarrantyDurationLabor | WarrantyDurationParts | ModelLabel | Manufacturer | [22 empty] | 7.265377 | [47 empty] | 0.082021 | [8 empty] | M_Tee - Generic: Tee - Generic | Level 2 | 0.000000 | 0.087417 | 2.645428 | 0.000000 | 0.000000 | 1.912001 | 0.000000 | 0 | 0.000000 | -0.441221 | 0.000000 | 0.000000 | 42 | 0.570621 | 0.109583 | 0 | 0 | -0.441249 | 0.000000 | 0.045720 | Threaded | M_Cross - Generic: Cross - Generic | Schedule 40 | Pipes for General Use | 23-60 30 11 11 | M_Elbow - Generic: Elbow - Generic | 1 | M_Transition - Generic: Transition - Generic | M_Coupling - Generic: Coupling - Generic
272663 | Level 2 | ExpectedLife |  | 601286 | New Construction | AccessibilityPerformance | WarrantyGuarantorParts |  | FIXED | Unit B Hydronic Supply In | CodePerformance | 310502 |  |  |  | 272490 | 0.000000 | 272662 | Reference | Pipe Types:Mechanical Pipe | 25 mm | 272697,272699,272701,272703,272705,272707,311010,311093,311094,311095,311096 | 1wNHkBhyD6Kxz6J98Pr8bt | Color | 33 | Pipe Types:Mechanical Pipe:601286 |  | InstallationDate | 272663 | WarrantyGuarantorLabor |  |  |  | Features | TagNumber |  | BarCode | Hydronic Supply |  |  | Constituents |  |  | SerialNumber | WarrantyStartDate | AssetIdentifier |  | -0.441250 | 576 | ReplacementCost |  |  | Finish | Grade | Carbon Steel | ModelReference | NominalHeight | NominalLength | NominalWidth | ProductionYear | Shape | SustainabilityPerformance | WarrantyDescription | WarrantyDurationLabor | WarrantyDurationParts | ModelLabel | Manufacturer | [22 empty] | 2.066399 | [47 empty] | 0.082021 | [8 empty] | M_Tee - Generic: Tee - Generic | Level 2 | 0.000000 | 0.087417 | 2.645427 | 0.000000 | 0.000000 | 1.912001 | 0.000000 | 0 | 0.000000 | -0.441246 | 0.000000 | 0.000000 | 44 | 0.162295 | 0.109583 | 0 | 0 | -0.441250 | 0.000000 | 0.045720 | Threaded | M_Cross - Generic: Cross - Generic | Schedule 40 | Pipes for General Use | 23-60 30 11 11 | M_Elbow - Generic: Elbow - Generic | 1 | M_Transition - Generic: Transition - Generic | M_Coupling - Generic: Coupling - Generic
279581 | Level 2 | ExpectedLife |  | 604332 | New Construction | AccessibilityPerformance | WarrantyGuarantorParts |  | FIXED | Unit B Storm Drain | CodePerformance | 310502 |  |  |  | 279444 | 0.000000 | 279580 | Reference | Pipe Types:PVC | 25 mm | 279649,279651,279653,279655,279657,279659,311024,311081,311082,311083,311084 | 0ouKetrN53JBNttVyfGkD7 | Color | 33 | Pipe Types:PVC:604332 |  | InstallationDate | 279581 | WarrantyGuarantorLabor |  |  |  | Features | TagNumber |  | BarCode | Sanitary |  |  | Constituents |  |  | SerialNumber | WarrantyStartDate | AssetIdentifier |  | -0.441249 | 581 | ReplacementCost |  |  | Finish | Grade | Plastic | ModelReference | NominalHeight | NominalLength | NominalWidth | ProductionYear | Shape | SustainabilityPerformance | WarrantyDescription | WarrantyDurationLabor | WarrantyDurationParts | ModelLabel | Manufacturer | [22 empty] | 1.325700 | [47 empty] | 0.082021 | [8 empty] | M_Tee Sanitary - PVC - Sch 40 - DWV: Tee Sanitary - PVC - Sch 40 - DWV | Level 2 |  | 0.087417 | 2.645428 | [6 empty] | -0.441249 |  |  | 1 | 0.104120 | 0.109583 | 0 | 0 | -0.441249 | 0.000000 | 0.002540 | Socket-type | M_Wye 45 Deg Double - PVC - Sch 40 - DWV: Wye 45 Deg Double - PVC - Sch 40 - DWV | Schedule 40 | Pipes for General Use | 23-60 30 11 11 | M_Bend - PVC - Sch 40 - DWV: Bend - PVC - Sch 40 - DWV | 1 | M_Reducer - PVC - Sch 40 - DWV: Reducer - PVC - Sch 40 - DWV | M_Coupling - PVC - Sch 40 - DWV: Coupling - PVC - Sch 40 - DWV | [5 empty] | 0.000000
279805 | Level 2 | ExpectedLife |  | 604361 | New Construction | AccessibilityPerformance | WarrantyGuarantorParts |  | FIXED | Unit B Storm Drain | CodePerformance | 310502 |  |  |  | 279668 | 0.000000 | 279804 | Reference | Pipe Types:PVC | 25 mm | 279831,279833,279835,279837,279839,279841,311025,311081,311082,311083,311084 | 0wir8qpa98c8is0nQvQCmE | Color | 33 | Pipe Types:PVC:604361 |  | InstallationDate | 279805 | WarrantyGuarantorLabor |  |  |  | Features | TagNumber |  | BarCode | Sanitary |  |  | Constituents |  |  | SerialNumber | WarrantyStartDate | AssetIdentifier |  | -0.384099 | 582 | ReplacementCost |  |  | Finish | Grade | Plastic | ModelReference | NominalHeight | NominalLength | NominalWidth | ProductionYear | Shape | SustainabilityPerformance | WarrantyDescription | WarrantyDurationLabor | WarrantyDurationParts | ModelLabel | Manufacturer | [22 empty] | 3.314402 | [47 empty] | 0.082021 | [8 empty] | M_Tee Sanitary - PVC - Sch 40 - DWV: Tee Sanitary - PVC - Sch 40 - DWV | Level 2 |  | 0.087417 | 2.715901 | [6 empty] | 2.930302 |  |  | 1 | 0.260312 | 0.109583 | 0 | 0 | -0.384099 |  | 0.002540 | Socket-type | M_Wye 45 Deg Double - PVC - Sch 40 - DWV: Wye 45 Deg Double - PVC - Sch 40 - DWV | Schedule 40 | Pipes for General Use | 23-60 30 11 11 | M_Bend - PVC - Sch 40 - DWV: Bend - PVC - Sch 40 - DWV | 1 | M_Reducer - PVC - Sch 40 - DWV: Reducer - PVC - Sch 40 - DWV | M_Coupling - PVC - Sch 40 - DWV: Coupling - PVC - Sch 40 - DWV | [5 empty] | 0.000000
282388 | Level 2 | ExpectedLife |  | 604556 | New Construction | AccessibilityPerformance | WarrantyGuarantorParts |  | FIXED | Unit A Storm Drain | CodePerformance | 310502 |  |  |  | 282251 | 0.000000 | 282387 | Reference | Pipe Types:PVC | 25 mm | 282414,282416,282418,282420,282422,282424,311027,311081,311082,311083,311084 | 3j7DiZ01XBivFgt$SbPApz | Color | 33 | Pipe Types:PVC:604556 |  | InstallationDate | 282388 | WarrantyGuarantorLabor |  |  |  | Features | TagNumber |  | BarCode | Sanitary |  |  | Constituents |  |  | SerialNumber | WarrantyStartDate | AssetIdentifier |  | -0.384099 | 584 | ReplacementCost |  |  | Finish | Grade | Plastic | ModelReference | NominalHeight | NominalLength | NominalWidth | ProductionYear | Shape | SustainabilityPerformance | WarrantyDescription | WarrantyDurationLabor | WarrantyDurationParts | ModelLabel | Manufacturer | [22 empty] | 3.314402 | [47 empty] | 0.082021 | [8 empty] | M_Tee Sanitary - PVC - Sch 40 - DWV: Tee Sanitary - PVC - Sch 40 - DWV | Level 2 |  | 0.087417 | 2.715901 | [6 empty] | 2.930302 |  |  | 1 | 0.260312 | 0.109583 | 0 | 0 | -0.384099 |  | 0.002540 | Socket-type | M_Wye 45 Deg Double - PVC - Sch 40 - DWV: Wye 45 Deg Double - PVC - Sch 40 - DWV | Schedule 40 | Pipes for General Use | 23-60 30 11 11 | M_Bend - PVC - Sch 40 - DWV: Bend - PVC - Sch 40 - DWV | 1 | M_Reducer - PVC - Sch 40 - DWV: Reducer - PVC - Sch 40 - DWV | M_Coupling - PVC - Sch 40 - DWV: Coupling - PVC - Sch 40 - DWV | [5 empty] | 0.000000
306990 | Level 2 | ExpectedLife |  | 612977 | New Construction | AccessibilityPerformance | WarrantyGuarantorParts |  | FIXED | Unit A Hydronic Supply In | CodePerformance | 310502 |  |  |  | 306805 | 0.000000 | 306989 | Reference | Pipe Types:Mechanical Pipe | 25 mm | 307024,307026,307028,307030,307032,307034,311056,311093,311094,311095,311096 | 3iNAWQNdn7O9r5HFShMufP | Color | 33 | Pipe Types:Mechanical Pipe:612977 |  | InstallationDate | 306990 | WarrantyGuarantorLabor |  |  |  | Features | TagNumber |  | BarCode | Hydronic Supply |  |  | Constituents |  |  | SerialNumber | WarrantyStartDate | AssetIdentifier |  | -0.351255 | 604 | ReplacementCost |  |  | Finish | Grade | Carbon Steel | ModelReference | NominalHeight | NominalLength | NominalWidth | ProductionYear | Shape | SustainabilityPerformance | WarrantyDescription | WarrantyDurationLabor | WarrantyDurationParts | ModelLabel | Manufacturer | [22 empty] | 0.098725 | [47 empty] | 0.082021 | [8 empty] | M_Tee - Generic: Tee - Generic | Level 2 | 0.000000 | 0.087417 | 2.735386 | 0.000000 | 0.000000 | 1.912001 | 0.000000 | 0 | 0.000000 | -0.351292 | 0.000000 | 0.000000 | 41 | 0.007754 | 0.109583 | 0 | 0 | -0.351255 | 0.000381 | 0.045720 | Threaded | M_Cross - Generic: Cross - Generic | Schedule 40 | Pipes for General Use | 23-60 30 11 11 | M_Elbow - Generic: Elbow - Generic | 1 | M_Transition - Generic: Transition - Generic | M_Coupling - Generic: Coupling - Generic
307279 | Level 2 | ExpectedLife |  | 612986 | New Construction | AccessibilityPerformance | WarrantyGuarantorParts |  | FIXED | Unit A Hydronic Supply In | CodePerformance | 310502 |  |  |  | 307088 | 0.000000 | 307278 | Reference | Pipe Types:Mechanical Pipe | 25 mm | 307313,307315,307317,307319,307321,307323,311057,311093,311094,311095,311096 | 1QqjG5BwX7Bu1fwK1U8NdF | Color | 33 | Pipe Types:Mechanical Pipe:612986 |  | InstallationDate | 307279 | WarrantyGuarantorLabor |  |  |  | Features | TagNumber |  | BarCode | Hydronic Supply |  |  | Constituents |  |  | SerialNumber | WarrantyStartDate | AssetIdentifier |  | -0.351253 | 605 | ReplacementCost |  |  | Finish | Grade | Carbon Steel | ModelReference | NominalHeight | NominalLength | NominalWidth | ProductionYear | Shape | SustainabilityPerformance | WarrantyDescription | WarrantyDurationLabor | WarrantyDurationParts | ModelLabel | Manufacturer | [22 empty] | 0.929677 | [47 empty] | 0.082021 | [8 empty] | M_Tee - Generic: Tee - Generic | Level 2 | 0.000000 | 0.087417 | 2.735379 | 0.000000 | 0.000000 | 1.912001 | 0.000000 | 0 | 0.000000 | -0.351299 | 0.000000 | 0.000000 | 41 | 0.073017 | 0.109583 | 0 | 0 | -0.351253 | 0.000050 | 0.045720 | Threaded | M_Cross - Generic: Cross - Generic | Schedule 40 | Pipes for General Use | 23-60 30 11 11 | M_Elbow - Generic: Elbow - Generic | 1 | M_Transition - Generic: Transition - Generic | M_Coupling - Generic: Coupling - Generic
279311 | Roof | ExpectedLife |  | 603399 | New Construction | AccessibilityPerformance | WarrantyGuarantorParts |  | FIXED | Unit A Mechanical Exhaust Air | CodePerformance | 310513 |  |  |  | 279174 | 0.000000 | 279310 | Reference | Round Duct:Taps | 250 | 279345,279347,279349,279351,279353,279355,279357,311023,311074,311075,311076,311077 | 3pumjEMRj8WfnEQMDxBrk9 | Color | 33 | Round Duct:Taps:603399 |  | InstallationDate | 279311 | WarrantyGuarantorLabor |  |  |  | Features | TagNumber |  | BarCode | Exhaust Air |  |  | Constituents |  |  | SerialNumber | WarrantyStartDate | AssetIdentifier |  | -1.687000 | 8 | ReplacementCost |  |  | Finish | Grade | Material | ModelReference | NominalHeight | NominalLength | NominalWidth | ProductionYear | Shape | SustainabilityPerformance | WarrantyDescription | WarrantyDurationLabor | WarrantyDurationParts | ModelLabel | Manufacturer | [22 empty] | 2.145000 | [47 empty] | 0.820210 | 0.000000 | [7 empty] | M_Round Tee: Standard | Roof | 0.000000 |  |  | 0.000000 |  |  | 0.000000 |  |  | 0.458000 | 0.000000 | 0.000000 | 1 | 1.684679 |  | 0 | 0 | -1.687000 |  | 0.000000 |  | M_Round Cross: Standard |  | Metal Ducts | 23-75 70 14 31 | M_Round Elbow: 1.5 D | 0 | M_Round Transition - Angle: 45 Degree | M_Round Union: Standard | [7 empty] | 0.458000 | -1.687000 |  |  | M_Round Takeoff: Standard | 0.000000 | F | 0.000000 | 0.820210 | 0.000000 | M_Rectangular to Round Transition - Angle: 45 Degree | M_Oval to Round Transition - Length: Standard
93072 | Level 1 | ExpectedLife | 5 | 578433 | New Construction | AccessibilityPerformance | WarrantyGuarantorParts |  | FIXED | Unit A Hydronic Supply In | CodePerformance | 310491 |  | Level 2 |  | 93071 |  | 93068 | Reference | 50 mm | 50 mm-50 mm | 93144,93146,93148,93150,93152,93154,93156,310694,311114,311115,311116,311117 | 0mWc3NzQr1qee65Y$8GfjK | Color | 33 | M_Ball Valve - 50-150 mm:50 mm:50 mm:578433 |  | InstallationDate | 93072 | WarrantyGuarantorLabor |  | 0.082021 | 0.164042 | Features | TagNumber |  | BarCode | Hydronic Supply |  |  | Constituents | T |  | SerialNumber | WarrantyStartDate | AssetIdentifier | Level : Level 2 | -0.126988 | 20 | ReplacementCost |  | Adjusting/Controlling Valves for Liquid Services | Finish | Grade | Material | ModelReference | NominalHeight | NominalLength | NominalWidth | ProductionYear | Shape | SustainabilityPerformance | WarrantyDescription | WarrantyDurationLabor | WarrantyDurationParts | ModelLabel | Manufacturer | 23.65.55.14.17 | [33 empty] | 0.044500 | 0.142400 | [10 empty] | 0.092000 | [82 empty] | 0.016500 | 0.027500 | 0.017800 | 0.005000 | 0.229000 | 0.055000 | 0.127000 | 0.027500 | 0.044500 | 0.010000 | 0.007500 | 0.015000 | 0.025000 | 0.178000 | 0.071500 | 0.040000 | 0.080000 | 0.008250 | 0.350000
100851 | Level 1 | ExpectedLife | 5 | 579237 | New Construction | AccessibilityPerformance | WarrantyGuarantorParts |  | FIXED | Unit B Hydronic Supply In | CodePerformance | 310491 |  | Level 2 |  | 100850 |  | 100847 | Reference | 50 mm | 50 mm-50 mm | 100868,100870,100872,100874,100876,100878,100880,310694,311114,311115,311116,311117 | 2lNhgfRZ1DQuhMBHCrJyWK | Color | 33 | M_Ball Valve - 50-150 mm:50 mm:50 mm:579237 |  | InstallationDate | 100851 | WarrantyGuarantorLabor |  | 0.082021 | 0.164042 | Features | TagNumber |  | BarCode | Hydronic Supply |  |  | Constituents | T |  | SerialNumber | WarrantyStartDate | AssetIdentifier | Level : Level 2 | -0.082044 | 22 | ReplacementCost |  | Adjusting/Controlling Valves for Liquid Services | Finish | Grade | Material | ModelReference | NominalHeight | NominalLength | NominalWidth | ProductionYear | Shape | SustainabilityPerformance | WarrantyDescription | WarrantyDurationLabor | WarrantyDurationParts | ModelLabel | Manufacturer | 23.65.55.14.17 | [33 empty] | 0.044500 | 0.142400 | [10 empty] | 0.092000 | [82 empty] | 0.016500 | 0.027500 | 0.017800 | 0.005000 | 0.229000 | 0.055000 | 0.127000 | 0.027500 | 0.044500 | 0.010000 | 0.007500 | 0.015000 | 0.025000 | 0.178000 | 0.071500 | 0.040000 | 0.080000 | 0.008250 | 0.350000
299989 | A101 | ExpectedLife |  | 610280 | New Construction | AccessibilityPerformance | WarrantyGuarantorParts |  | FIXED |  | CodePerformance | 310531 |  |  |  | 299988 |  | 299982 | Reference | Smoke Detector | Size | 300041,300043,300045,300047,311048,311204,311205,311206,311207 | 1d7reBWpf0fORIZse0_foY | Color | 33 | M_Smoke Detector:Smoke Detector:Smoke Detector:610280 |  | InstallationDate | 299989 | WarrantyGuarantorLabor |  |  |  | Features | TagNumber |  | BarCode |  |  |  | Constituents |  |  | SerialNumber | WarrantyStartDate | AssetIdentifier | Linked Revit Model : Duplex_A.rvt | 0.000000 |  | ReplacementCost |  | Smoke Detectors | Finish | Grade | Material | ModelReference | NominalHeight | NominalLength | NominalWidth | ProductionYear | Shape | SustainabilityPerformance | WarrantyDescription | WarrantyDurationLabor | WarrantyDurationParts | ModelLabel | Manufacturer | 23.85.30.21.11.11.11 | [71 empty] | Level 1 | 2.600000 | 1.200000 | [73 empty] | 0.070000 | 0.051000 | 0.038000 | 0.038000 | Fire Alarm Panel | 1 | 0.051000
300201 | B101 | ExpectedLife |  | 610550 | New Construction | AccessibilityPerformance | WarrantyGuarantorParts |  | FIXED |  | CodePerformance | 310535 |  |  |  | 300200 |  | 300194 | Reference | Smoke Detector | Size | 300215,300217,300219,300221,311048,311204,311205,311206,311207 | 1l2cgO2D5FS9t6u8i4Cvhw | Color | 33 | M_Smoke Detector:Smoke Detector:Smoke Detector:610550 |  | InstallationDate | 300201 | WarrantyGuarantorLabor |  |  |  | Features | TagNumber |  | BarCode |  |  |  | Constituents |  |  | SerialNumber | WarrantyStartDate | AssetIdentifier | Linked Revit Model : Duplex_A.rvt | 0.000000 |  | ReplacementCost |  | Smoke Detectors | Finish | Grade | Material | ModelReference | NominalHeight | NominalLength | NominalWidth | ProductionYear | Shape | SustainabilityPerformance | WarrantyDescription | WarrantyDurationLabor | WarrantyDurationParts | ModelLabel | Manufacturer | 23.85.30.21.11.11.11 | [71 empty] | Level 1 | 2.600000 | 1.200000 | [73 empty] | 0.070000 | 0.051000 | 0.038000 | 0.038000 | Fire Alarm Panel | 2 | 0.051000
300065 | A203 | ExpectedLife |  | 610319 | New Construction | AccessibilityPerformance | WarrantyGuarantorParts |  | FIXED |  | CodePerformance | 310540 |  |  |  | 300064 |  | 300058 | Reference | Smoke Detector | Size | 300079,300081,300083,300085,311048,311204,311205,311206,311207 | 1l2cgO2D5FS9t6u8i4Cve3 | Color | 33 | M_Smoke Detector:Smoke Detector:Smoke Detector:610319 |  | InstallationDate | 300065 | WarrantyGuarantorLabor |  |  |  | Features | TagNumber |  | BarCode |  |  |  | Constituents |  |  | SerialNumber | WarrantyStartDate | AssetIdentifier | Linked Revit Model : Duplex_A.rvt | 0.000000 |  | ReplacementCost |  | Smoke Detectors | Finish | Grade | Material | ModelReference | NominalHeight | NominalLength | NominalWidth | ProductionYear | Shape | SustainabilityPerformance | WarrantyDescription | WarrantyDurationLabor | WarrantyDurationParts | ModelLabel | Manufacturer | 23.85.30.21.11.11.11 | [71 empty] | Level 1 | 5.700000 | 1.200000 | [73 empty] | 0.070000 | 0.051000 | 0.038000 | 0.038000 | Fire Alarm Panel | 1 | 0.051000
300167 | A202 | ExpectedLife |  | 610482 | New Construction | AccessibilityPerformance | WarrantyGuarantorParts |  | FIXED |  | CodePerformance | 310541 |  |  |  | 300166 |  | 300160 | Reference | Smoke Detector | Size | 300181,300183,300185,300187,311048,311204,311205,311206,311207 | 1l2cgO2D5FS9t6u8i4Cvg_ | Color | 33 | M_Smoke Detector:Smoke Detector:Smoke Detector:610482 |  | InstallationDate | 300167 | WarrantyGuarantorLabor |  |  |  | Features | TagNumber |  | BarCode |  |  |  | Constituents |  |  | SerialNumber | WarrantyStartDate | AssetIdentifier | Linked Revit Model : Duplex_A.rvt | 0.000000 |  | ReplacementCost |  | Smoke Detectors | Finish | Grade | Material | ModelReference | NominalHeight | NominalLength | NominalWidth | ProductionYear | Shape | SustainabilityPerformance | WarrantyDescription | WarrantyDurationLabor | WarrantyDurationParts | ModelLabel | Manufacturer | 23.85.30.21.11.11.11 | [71 empty] | Level 1 | 5.700000 | 1.200000 | [73 empty] | 0.070000 | 0.051000 | 0.038000 | 0.038000 | Fire Alarm Panel | 1 | 0.051000
300133 | B203 | ExpectedLife |  | 610469 | New Construction | AccessibilityPerformance | WarrantyGuarantorParts |  | FIXED |  | CodePerformance | 310544 |  |  |  | 300132 |  | 300126 | Reference | Smoke Detector | Size | 300147,300149,300151,300153,311048,311204,311205,311206,311207 | 1l2cgO2D5FS9t6u8i4Cvgf | Color | 33 | M_Smoke Detector:Smoke Detector:Smoke Detector:610469 |  | InstallationDate | 300133 | WarrantyGuarantorLabor |  |  |  | Features | TagNumber |  | BarCode |  |  |  | Constituents |  |  | SerialNumber | WarrantyStartDate | AssetIdentifier | Linked Revit Model : Duplex_A.rvt | 0.000000 |  | ReplacementCost |  | Smoke Detectors | Finish | Grade | Material | ModelReference | NominalHeight | NominalLength | NominalWidth | ProductionYear | Shape | SustainabilityPerformance | WarrantyDescription | WarrantyDurationLabor | WarrantyDurationParts | ModelLabel | Manufacturer | 23.85.30.21.11.11.11 | [71 empty] | Level 1 | 5.700000 | 1.200000 | [73 empty] | 0.070000 | 0.051000 | 0.038000 | 0.038000 | Fire Alarm Panel | 2 | 0.051000
300099 | B202 | ExpectedLife |  | 610426 | New Construction | AccessibilityPerformance | WarrantyGuarantorParts |  | FIXED |  | CodePerformance | 310545 |  |  |  | 300098 |  | 300092 | Reference | Smoke Detector | Size | 300113,300115,300117,300119,311048,311204,311205,311206,311207 | 1l2cgO2D5FS9t6u8i4Cvfs | Color | 33 | M_Smoke Detector:Smoke Detector:Smoke Detector:610426 |  | InstallationDate | 300099 | WarrantyGuarantorLabor |  |  |  | Features | TagNumber |  | BarCode |  |  |  | Constituents |  |  | SerialNumber | WarrantyStartDate | AssetIdentifier | Linked Revit Model : Duplex_A.rvt | 0.000000 |  | ReplacementCost |  | Smoke Detectors | Finish | Grade | Material | ModelReference | NominalHeight | NominalLength | NominalWidth | ProductionYear | Shape | SustainabilityPerformance | WarrantyDescription | WarrantyDurationLabor | WarrantyDurationParts | ModelLabel | Manufacturer | 23.85.30.21.11.11.11 | [71 empty] | Level 1 | 5.700000 | 1.200000 | [73 empty] | 0.070000 | 0.051000 | 0.038000 | 0.038000 | Fire Alarm Panel | 2 | 0.051000
97076 | A205 | ExpectedLife | 5 | 578607 | New Construction | AccessibilityPerformance | WarrantyGuarantorParts |  | FIXED | Unit A Hydronic Supply In | CodePerformance | 310546 |  | Level 2 |  | 97075 |  | 97069 | Reference | 50 mm | 50 mm-50 mm | 97093,97095,97097,97099,97101,97103,97105,310694,311114,311115,311116,311117 | 09MuOLFfP2PBERh1jIFpIW | Color | 33 | M_Ball Valve - 50-150 mm:50 mm:50 mm:578607 |  | InstallationDate | 97076 | WarrantyGuarantorLabor |  | 0.082021 | 0.164042 | Features | TagNumber |  | BarCode | Hydronic Supply |  |  | Constituents | T |  | SerialNumber | WarrantyStartDate | AssetIdentifier | Level : Level 2 | 0.371325 | 21 | ReplacementCost |  | Adjusting/Controlling Valves for Liquid Services | Finish | Grade | Material | ModelReference | NominalHeight | NominalLength | NominalWidth | ProductionYear | Shape | SustainabilityPerformance | WarrantyDescription | WarrantyDurationLabor | WarrantyDurationParts | ModelLabel | Manufacturer | 23.65.55.14.17 | [33 empty] | 0.044500 | 0.142400 | [10 empty] | 0.092000 | [82 empty] | 0.016500 | 0.027500 | 0.017800 | 0.005000 | 0.229000 | 0.055000 | 0.127000 | 0.027500 | 0.044500 | 0.010000 | 0.007500 | 0.015000 | 0.025000 | 0.178000 | 0.071500 | 0.040000 | 0.080000 | 0.008250 | 0.350000
228883 | A205 | ExpectedLife | 5 | 593973 | New Construction | AccessibilityPerformance | WarrantyGuarantorParts |  | FIXED | Domestic Cold Water System Separator,Hydronic System Separator | CodePerformance | 310546 |  | Level 2 |  | 228882 |  | 228875 | Reference | 25 mm | 25 mm-25 mm | 228901,228903,228905,228907,228909,228911,228913,310938,311187,311188,311189 | 2gWwY8cwDExg6tt0HBFvQn | Color | 33 | M_Backflow Preventer_ DCW to Hydronic Supply_15-50 mm_:25 mm:25 mm:593973 |  | InstallationDate | 228883 | WarrantyGuarantorLabor |  | 0.041010 | 0.082021 | Features | TagNumber |  | BarCode | Domestic Cold Water,Hydronic Supply |  |  | Constituents | T |  | SerialNumber | WarrantyStartDate | AssetIdentifier | Level : Level 2 | 0.161066 | 31 | ReplacementCost |  | Non-Return Valves for Liquid Services | Finish | Grade | Material | ModelReference | NominalHeight | NominalLength | NominalWidth | ProductionYear | Shape | SustainabilityPerformance | WarrantyDescription | WarrantyDurationLabor | WarrantyDurationParts | ModelLabel | Manufacturer | 23.65.55.14.21 |  | 45.000000 | [19 empty] | 0.128072 | [11 empty] | 0.025400 | 0.025400 | [15 empty] | 0.001601 | 0.019211 | 0.012807 | 0.051229 | 0.006404 |  | 0.006350 | [34 empty] | 11558.320800 | [49 empty] | 0.245000 | [12 empty] | 0.024750 | 0.015000 | 0.033000 | 0.006750 | 0.003750 | 0.006000 | 0.003750 | 0.009000 | 0.033000 | 0.031350 | 0.011250 | 0.013500 | 0.038100 | 0.025400 | 0.011206 | 0.045000 | 0.060000 | 0.020250 | 0.002250 | 0.015000 | 0.007500 | 45.000000 | 0.360000 | 0.030000 | 0.116000 | 0.098000 | 0.062000
229111 | A205 | ExpectedLife | 5 | 594130 | New Construction | AccessibilityPerformance | WarrantyGuarantorParts |  | FIXED | Domestic Cold Water System Separator,Hydronic System Separator | CodePerformance | 310546 |  | Level 2 |  | 229110 |  | 229104 | Reference | 25 mm | 25 mm-25 mm | 229129,229131,229133,229135,229137,229139,229141,310938,311187,311188,311189 | 2gWwY8cwDExg6tt0HBFvPM | Color | 33 | M_Backflow Preventer_ DCW to Hydronic Supply_15-50 mm_:25 mm:25 mm:594130 |  | InstallationDate | 229111 | WarrantyGuarantorLabor |  | 0.041010 | 0.082021 | Features | TagNumber |  | BarCode | Domestic Cold Water,Hydronic Supply |  |  | Constituents | T |  | SerialNumber | WarrantyStartDate | AssetIdentifier | Level : Level 2 | 0.338059 | 33 | ReplacementCost |  | Non-Return Valves for Liquid Services | Finish | Grade | Material | ModelReference | NominalHeight | NominalLength | NominalWidth | ProductionYear | Shape | SustainabilityPerformance | WarrantyDescription | WarrantyDurationLabor | WarrantyDurationParts | ModelLabel | Manufacturer | 23.65.55.14.21 |  | 45.000000 | [19 empty] | 0.128072 | [11 empty] | 0.025400 | 0.025400 | [15 empty] | 0.001601 | 0.019211 | 0.012807 | 0.051229 | 0.006404 |  | 0.006350 | [34 empty] | 11558.320800 | [49 empty] | 0.245000 | [12 empty] | 0.024750 | 0.015000 | 0.033000 | 0.006750 | 0.003750 | 0.006000 | 0.003750 | 0.009000 | 0.033000 | 0.031350 | 0.011250 | 0.013500 | 0.038100 | 0.025400 | 0.011206 | 0.045000 | 0.060000 | 0.020250 | 0.002250 | 0.015000 | 0.007500 | 45.000000 | 0.360000 | 0.030000 | 0.116000 | 0.098000 | 0.062000
100891 | B205 | ExpectedLife | 5 | 579260 | New Construction | AccessibilityPerformance | WarrantyGuarantorParts |  | FIXED | Unit B Hydronic Supply In | CodePerformance | 310547 |  | Level 2 |  | 100890 |  | 100884 | Reference | 50 mm | 50 mm-50 mm | 100908,100910,100912,100914,100916,100918,100920,310694,311114,311115,311116,311117 | 2lNhgfRZ1DQuhMBHCrJyWD | Color | 33 | M_Ball Valve - 50-150 mm:50 mm:50 mm:579260 |  | InstallationDate | 100891 | WarrantyGuarantorLabor |  | 0.082021 | 0.164042 | Features | TagNumber |  | BarCode | Hydronic Supply |  |  | Constituents | T |  | SerialNumber | WarrantyStartDate | AssetIdentifier | Level : Level 2 | 0.375500 | 23 | ReplacementCost |  | Adjusting/Controlling Valves for Liquid Services | Finish | Grade | Material | ModelReference | NominalHeight | NominalLength | NominalWidth | ProductionYear | Shape | SustainabilityPerformance | WarrantyDescription | WarrantyDurationLabor | WarrantyDurationParts | ModelLabel | Manufacturer | 23.65.55.14.17 | [33 empty] | 0.044500 | 0.142400 | [10 empty] | 0.092000 | [82 empty] | 0.016500 | 0.027500 | 0.017800 | 0.005000 | 0.229000 | 0.055000 | 0.127000 | 0.027500 | 0.044500 | 0.010000 | 0.007500 | 0.015000 | 0.025000 | 0.178000 | 0.071500 | 0.040000 | 0.080000 | 0.008250 | 0.350000
214389 | B205 | ExpectedLife | 5 | 591225 | New Construction | AccessibilityPerformance | WarrantyGuarantorParts |  | FIXED | Domestic Cold Water System Separator,Hydronic System Separator | CodePerformance | 310547 |  | Level 2 |  | 214388 |  | 214382 | Reference | 25 mm | 25 mm-25 mm | 214478,214480,214482,214484,214486,214488,214490,310938,311187,311188,311189 | 26ty8B$lz1swFlcL0yiXHe | Color | 33 | M_Backflow Preventer_ DCW to Hydronic Supply_15-50 mm_:25 mm:25 mm:591225 |  | InstallationDate | 214389 | WarrantyGuarantorLabor |  | 0.041010 | 0.082021 | Features | TagNumber |  | BarCode | Domestic Cold Water,Hydronic Supply |  |  | Constituents | T |  | SerialNumber | WarrantyStartDate | AssetIdentifier | Level : Level 2 | 0.131300 | 28 | ReplacementCost |  | Non-Return Valves for Liquid Services | Finish | Grade | Material | ModelReference | NominalHeight | NominalLength | NominalWidth | ProductionYear | Shape | SustainabilityPerformance | WarrantyDescription | WarrantyDurationLabor | WarrantyDurationParts | ModelLabel | Manufacturer | 23.65.55.14.21 |  | 45.000000 | [19 empty] | 0.128072 | [11 empty] | 0.025400 | 0.025400 | [15 empty] | 0.001601 | 0.019211 | 0.012807 | 0.051229 | 0.006404 |  | 0.006350 | [34 empty] | 11558.320800 | [49 empty] | 0.245000 | [12 empty] | 0.024750 | 0.015000 | 0.033000 | 0.006750 | 0.003750 | 0.006000 | 0.003750 | 0.009000 | 0.033000 | 0.031350 | 0.011250 | 0.013500 | 0.038100 | 0.025400 | 0.011206 | 0.045000 | 0.060000 | 0.020250 | 0.002250 | 0.015000 | 0.007500 | 45.000000 | 0.360000 | 0.030000 | 0.116000 | 0.098000 | 0.062000
226736 | B205 | ExpectedLife | 5 | 593194 | New Construction | AccessibilityPerformance | WarrantyGuarantorParts |  | FIXED | Domestic Cold Water System Separator,Hydronic System Separator | CodePerformance | 310547 |  | Level 2 |  | 226735 |  | 226729 | Reference | 25 mm | 25 mm-25 mm | 226754,226756,226758,226760,226762,226764,226766,310943,311187,311188,311189 | 2C96hP40rDfhbyo7cW92Jn | Color | 33 | M_Backflow Preventer_ DCW to Hydronic Supply_15-50 mm_:25 mm:25 mm:593194 |  | InstallationDate | 226736 | WarrantyGuarantorLabor |  | 0.041010 | 0.082021 | Features | TagNumber |  | BarCode | Domestic Cold Water,Hydronic Supply |  |  | Constituents | T |  | SerialNumber | WarrantyStartDate | AssetIdentifier | Level : Level 2 | 0.273006 | 29 | ReplacementCost |  | Non-Return Valves for Liquid Services | Finish | Grade | Material | ModelReference | NominalHeight | NominalLength | NominalWidth | ProductionYear | Shape | SustainabilityPerformance | WarrantyDescription | WarrantyDurationLabor | WarrantyDurationParts | ModelLabel | Manufacturer | 23.65.55.14.21 |  | 45.000000 | [19 empty] | 0.128072 | [11 empty] | 0.025400 | 0.025400 | [15 empty] | 0.001601 | 0.019211 | 0.012807 | 0.051229 | 0.006404 |  | 0.006350 | [34 empty] | 10507.675200 | [49 empty] | 0.245000 | [12 empty] | 0.024750 | 0.015000 | 0.033000 | 0.006750 | 0.003750 | 0.006000 | 0.003750 | 0.009000 | 0.033000 | 0.031350 | 0.011250 | 0.013500 | 0.038100 | 0.025400 | 0.011206 | 0.045000 | 0.060000 | 0.020250 | 0.002250 | 0.015000 | 0.007500 | 45.000000 | 0.360000 | 0.030000 | 0.116000 | 0.098000 | 0.062000
310291 | Level 1 | ExpectedLife |  | 617780 | New Construction | AccessibilityPerformance | WarrantyGuarantorParts |  | FIXED |  | CodePerformance | 310491 |  |  |  | 310290 |  | 310287 | Reference | 400x475 | Size | 310343,310345,310347,310349,310351,310353,311060,311219,311220,311221,311222 | 2crQZN_qT6JfzoVwnn5j7r | Color | 33 | M_Fire Alarm Control Panel:400x475:Fire Alarm Panel:617780 |  | InstallationDate | 310291 | WarrantyGuarantorLabor |  |  |  | Features | TagNumber |  | BarCode |  |  |  | Constituents |  |  | SerialNumber | WarrantyStartDate | AssetIdentifier | Linked Revit Model : Duplex_A.rvt |  | 1 | ReplacementCost |  | Alarm Panels | Finish | Grade | Material | ModelReference | NominalHeight | NominalLength | NominalWidth | ProductionYear | Shape | SustainabilityPerformance | WarrantyDescription | WarrantyDurationLabor | WarrantyDurationParts | ModelLabel | Manufacturer | 23.85.30.21.11.14 | [71 empty] | Level 1 | 1.200000 | 1.200000 | [107 empty] | 0.400000 | 0.475000 | Fire Alarm Panel | 0.027400 | 0.111000
310396 | Level 1 | ExpectedLife |  | 618690 | New Construction | AccessibilityPerformance | WarrantyGuarantorParts |  | FIXED |  | CodePerformance | 310491 |  |  |  | 310395 |  | 310392 | Reference | TTB 300x300 | Size | 310450,310452,310454,310456,310458,310460,311061,311223,311224,311225,311226 | 0LKhur6rD1_voREOiUHLZi | Color | 33 | M_Telephone Terminal Board:TTB 300x300:TTB1:618690 |  | InstallationDate | 310396 | WarrantyGuarantorLabor |  |  |  | Features | TagNumber |  | BarCode |  |  |  | Constituents |  |  | SerialNumber | WarrantyStartDate | AssetIdentifier | Linked Revit Model : Duplex_A.rvt |  | 2 | ReplacementCost |  | Intercommunication Equipment | Finish | Grade | Material | ModelReference | NominalHeight | NominalLength | NominalWidth | ProductionYear | Shape | SustainabilityPerformance | WarrantyDescription | WarrantyDurationLabor | WarrantyDurationParts | ModelLabel | Manufacturer | 23.85.50.14.21 | [71 empty] | Level 1 | 1.200000 | 1.200000 | [107 empty] | 0.300000 | 0.300000 | TTB1 |  | 0.019000 | 0.025000 | 0.150000 | 0.150000
76736 | A102 | ExpectedLife |  | 575380 | New Construction | AccessibilityPerformance | WarrantyGuarantorParts |  | FIXED |  | CodePerformance | 310528 |  |  |  | 76735 |  | 76729 | Reference | 150W - 120V | Size | 76793,76795,76797,76799,76801,76803,76805,310666,311169,311170,311171,311172,311173,311174,311175,311176 | 09LXvibln0YPNmPO49mD6k | Color | 33 | M_Pendant Light - Hemisphere:150W - 120V:150W - 120V:575380 |  | InstallationDate | 76736 | WarrantyGuarantorLabor |  |  |  | Features | TagNumber |  | BarCode |  |  |  | Constituents |  |  | SerialNumber | WarrantyStartDate | AssetIdentifier | Orphaned |  | 7 | ReplacementCost |  | General Luminaries, Non Directional | Finish | Grade | Material | ModelReference | NominalHeight | NominalLength | NominalWidth | ProductionYear | Shape | SustainabilityPerformance | WarrantyDescription | WarrantyDurationLabor | WarrantyDurationParts | ModelLabel | Manufacturer | 23.80.70.11.11 | [72 empty] | 0.000000 | 1.200000 | [77 empty] | Unit A Panelboard | 4 | [36 empty] | 0 | 0 | Point+Spherical | 1291.669250 | 0 | Metal - Chrome | 16777215 | 120 V/1-150 VA | 0.675000 | Lighting - Dwelling Unit | A-21 | 1 | F | 0 | Glass - Frosted | D5020220 | Lighting - Incandescent | 0.075000 | 1614.586563
78593 | A102 | ExpectedLife |  | 575469 | New Construction | AccessibilityPerformance | WarrantyGuarantorParts |  | FIXED |  | CodePerformance | 310528 |  |  |  | 78592 |  | 78586 | Reference | Duplex Receptacle | Size | 78607,78609,78611,78613,78615,78617,310668,311163,311164,311165,311166 | 1K7eM1Qof1dOc9$mY9I4DF | Color | 33 | M_Duplex Receptacle:Duplex Receptacle:Duplex Receptacle:575469 |  | InstallationDate | 78593 | WarrantyGuarantorLabor |  |  |  | Features | TagNumber |  | BarCode |  |  |  | Constituents |  |  | SerialNumber | WarrantyStartDate | AssetIdentifier | Orphaned | 0.000000 | 54 | ReplacementCost |  | Ground Fault Receptacles | Finish | Grade | Material | ModelReference | NominalHeight | NominalLength | NominalWidth | ProductionYear | Shape | SustainabilityPerformance | WarrantyDescription | WarrantyDurationLabor | WarrantyDurationParts | ModelLabel | Manufacturer | 23.80.50.11.17 | [72 empty] | 0.000000 | 0.460000 | [77 empty] | Unit A Panelboard | 4 | [43 empty] | 120 V/1-180 VA |  | Receptacle | [9 empty] | 1291.669250 | 1937.503875
78628 | A102 | ExpectedLife |  | 575470 | New Construction | AccessibilityPerformance | WarrantyGuarantorParts |  | FIXED |  | CodePerformance | 310528 |  |  |  | 78627 |  | 78621 | Reference | Duplex Receptacle | Size | 78642,78644,78646,78648,78650,78652,310668,311163,311164,311165,311166 | 1K7eM1Qof1dOc9$mY9I4DC | Color | 33 | M_Duplex Receptacle:Duplex Receptacle:Duplex Receptacle:575470 |  | InstallationDate | 78628 | WarrantyGuarantorLabor |  |  |  | Features | TagNumber |  | BarCode |  |  |  | Constituents |  |  | SerialNumber | WarrantyStartDate | AssetIdentifier | Orphaned | 0.000000 | 55 | ReplacementCost |  | Ground Fault Receptacles | Finish | Grade | Material | ModelReference | NominalHeight | NominalLength | NominalWidth | ProductionYear | Shape | SustainabilityPerformance | WarrantyDescription | WarrantyDurationLabor | WarrantyDurationParts | ModelLabel | Manufacturer | 23.80.50.11.17 | [72 empty] | 0.000000 | 0.460000 | [77 empty] | Unit A Panelboard | 4 | [43 empty] | 120 V/1-180 VA |  | Receptacle | [9 empty] | 1291.669250 | 1937.503875
78663 | A102 | ExpectedLife |  | 575471 | New Construction | AccessibilityPerformance | WarrantyGuarantorParts |  | FIXED |  | CodePerformance | 310528 |  |  |  | 78662 |  | 78656 | Reference | Duplex Receptacle | Size | 78677,78679,78681,78683,78685,78687,310668,311163,311164,311165,311166 | 1K7eM1Qof1dOc9$mY9I4DD | Color | 33 | M_Duplex Receptacle:Duplex Receptacle:Duplex Receptacle:575471 |  | InstallationDate | 78663 | WarrantyGuarantorLabor |  |  |  | Features | TagNumber |  | BarCode |  |  |  | Constituents |  |  | SerialNumber | WarrantyStartDate | AssetIdentifier | Orphaned | 0.000000 | 56 | ReplacementCost |  | Ground Fault Receptacles | Finish | Grade | Material | ModelReference | NominalHeight | NominalLength | NominalWidth | ProductionYear | Shape | SustainabilityPerformance | WarrantyDescription | WarrantyDurationLabor | WarrantyDurationParts | ModelLabel | Manufacturer | 23.80.50.11.17 | [72 empty] | 0.000000 | 0.460000 | [77 empty] | Unit A Panelboard | 4 | [43 empty] | 120 V/1-180 VA |  | Receptacle | [9 empty] | 1291.669250 | 1937.503875
79106 | A102 | ExpectedLife |  | 575483 | New Construction | AccessibilityPerformance | WarrantyGuarantorParts |  | FIXED |  | CodePerformance | 310528 |  |  |  | 79105 |  | 79099 | Reference | Single Pole | Size | 79120,79122,79124,79126,79128,79130,310667,311158,311159,311160,311161,311162 | 1K7eM1Qof1dOc9$mY9I4DP | Color | 33 | M_Lighting Switches:Single Pole:Single Pole:575483 |  | InstallationDate | 79106 | WarrantyGuarantorLabor |  |  |  | Features | TagNumber |  | BarCode |  |  |  | Constituents |  |  | SerialNumber | WarrantyStartDate | AssetIdentifier | Orphaned | 0.000000 |  | ReplacementCost |  | Switches | Finish | Grade | Material | ModelReference | NominalHeight | NominalLength | NominalWidth | ProductionYear | Shape | SustainabilityPerformance | WarrantyDescription | WarrantyDurationLabor | WarrantyDurationParts | ModelLabel | Manufacturer | 23.80.50.11.14 | [72 empty] | 0.000000 | 1.200000 | [77 empty] | Unit A Panelboard | 4 | [43 empty] | 120 V/1-0 VA |  | Other | [8 empty] | 0.000000 | 1291.669250
67710 | A103 | ExpectedLife |  | 575374 | New Construction | AccessibilityPerformance | WarrantyGuarantorParts |  | FIXED |  | CodePerformance | 310529 |  | Level 1 |  | 67709 |  | 67703 | Reference | 850 x 760mm | Size | 67762,67764,67766,67768,67770,310664,311167,311168 | 2f8GAP3Wb6_RpjhBiN7Zoq | Color | 33 | M_Refrigerator:850 x 760mm:850 x 760mm:575374 |  | InstallationDate | 67710 | WarrantyGuarantorLabor |  |  |  | Features | TagNumber |  | BarCode |  |  |  | Constituents |  |  | SerialNumber | WarrantyStartDate | AssetIdentifier | Level : Level 1 |  | 1 | ReplacementCost |  | Refrigerators | Finish | Grade | Metal - Paint Finish - Ivory, Matte | ModelReference | NominalHeight | NominalLength | NominalWidth | ProductionYear | Shape | SustainabilityPerformance | WarrantyDescription | WarrantyDurationLabor | WarrantyDurationParts | ModelLabel | Manufacturer | 23.40.40.11.11.11 | [181 empty] | 0.850000 | 1.830000 |  |  | 0.760000 | [24 empty] | F | REF.
78488 | A103 | ExpectedLife |  | 575464 | New Construction | AccessibilityPerformance | WarrantyGuarantorParts |  | FIXED |  | CodePerformance | 310529 |  |  |  | 78487 |  | 78481 | Reference | Duplex Receptacle | Size | 78502,78504,78506,78508,78510,78512,310668,311163,311164,311165,311166 | 1K7eM1Qof1dOc9$mY9I4DA | Color | 33 | M_Duplex Receptacle:Duplex Receptacle:Duplex Receptacle:575464 |  | InstallationDate | 78488 | WarrantyGuarantorLabor |  |  |  | Features | TagNumber |  | BarCode |  |  |  | Constituents |  |  | SerialNumber | WarrantyStartDate | AssetIdentifier | Orphaned | 0.000000 | 51 | ReplacementCost |  | Ground Fault Receptacles | Finish | Grade | Material | ModelReference | NominalHeight | NominalLength | NominalWidth | ProductionYear | Shape | SustainabilityPerformance | WarrantyDescription | WarrantyDurationLabor | WarrantyDurationParts | ModelLabel | Manufacturer | 23.80.50.11.17 | [72 empty] | 0.000000 | 0.460000 | [77 empty] | Unit A Panelboard | 3 | [43 empty] | 120 V/1-180 VA |  | Receptacle | [9 empty] | 1291.669250 | 1937.503875
78523 | A103 | ExpectedLife |  | 575466 | New Construction | AccessibilityPerformance | WarrantyGuarantorParts |  | FIXED |  | CodePerformance | 310529 |  |  |  | 78522 |  | 78516 | Reference | Duplex Receptacle | Size | 78537,78539,78541,78543,78545,78547,310668,311163,311164,311165,311166 | 1K7eM1Qof1dOc9$mY9I4D8 | Color | 33 | M_Duplex Receptacle:Duplex Receptacle:Duplex Receptacle:575466 |  | InstallationDate | 78523 | WarrantyGuarantorLabor |  |  |  | Features | TagNumber |  | BarCode |  |  |  | Constituents |  |  | SerialNumber | WarrantyStartDate | AssetIdentifier | Orphaned | 0.000000 | 52 | ReplacementCost |  | Ground Fault Receptacles | Finish | Grade | Material | ModelReference | NominalHeight | NominalLength | NominalWidth | ProductionYear | Shape | SustainabilityPerformance | WarrantyDescription | WarrantyDurationLabor | WarrantyDurationParts | ModelLabel | Manufacturer | 23.80.50.11.17 | [72 empty] | 0.000000 | 0.460000 | [77 empty] | Unit A Panelboard | 3 | [43 empty] | 120 V/1-180 VA |  | Receptacle | [9 empty] | 1291.669250 | 1937.503875
78558 | A103 | ExpectedLife |  | 575468 | New Construction | AccessibilityPerformance | WarrantyGuarantorParts |  | FIXED |  | CodePerformance | 310529 |  |  |  | 78557 |  | 78551 | Reference | Duplex Receptacle | Size | 78572,78574,78576,78578,78580,78582,310668,311163,311164,311165,311166 | 1K7eM1Qof1dOc9$mY9I4DE | Color | 33 | M_Duplex Receptacle:Duplex Receptacle:Duplex Receptacle:575468 |  | InstallationDate | 78558 | WarrantyGuarantorLabor |  |  |  | Features | TagNumber |  | BarCode |  |  |  | Constituents |  |  | SerialNumber | WarrantyStartDate | AssetIdentifier | Orphaned | 0.000000 | 53 | ReplacementCost |  | Ground Fault Receptacles | Finish | Grade | Material | ModelReference | NominalHeight | NominalLength | NominalWidth | ProductionYear | Shape | SustainabilityPerformance | WarrantyDescription | WarrantyDurationLabor | WarrantyDurationParts | ModelLabel | Manufacturer | 23.80.50.11.17 | [72 empty] | 0.000000 | 0.460000 | [77 empty] | Unit A Panelboard | 3 | [43 empty] | 120 V/1-180 VA |  | Receptacle | [9 empty] | 1291.669250 | 1937.503875
80408 | A103 | ExpectedLife |  | 575493 | New Construction | AccessibilityPerformance | WarrantyGuarantorParts |  | FIXED |  | CodePerformance | 310529 |  | Level 1 |  | 80407 |  | 80401 | Reference | 760 x 650mm | Size | 80422,80424,80426,80428,80430,310670,311185,311186 | 1K7eM1Qof1dOc9$mY9I4od | Color | 33 | M_Range:760 x 650mm:760 x 650mm:575493 |  | InstallationDate | 80408 | WarrantyGuarantorLabor |  |  |  | Features | TagNumber |  | BarCode |  |  |  | Constituents |  |  | SerialNumber | WarrantyStartDate | AssetIdentifier | Level : Level 1 |  | 62 | ReplacementCost |  | Ranges | Finish | Grade | Material | ModelReference | NominalHeight | NominalLength | NominalWidth | ProductionYear | Shape | SustainabilityPerformance | WarrantyDescription | WarrantyDurationLabor | WarrantyDurationParts | ModelLabel | Manufacturer | 23.40.40.14.17.17 | [181 empty] | 0.760000 |  |  |  | 0.650000 | [24 empty] | F |  | Metal - Painted Finish - Ivory, Matte | Metal - Chrome
80476 | A103 | ExpectedLife |  | 575495 | New Construction | AccessibilityPerformance | WarrantyGuarantorParts |  | FIXED |  | CodePerformance | 310529 |  |  |  | 80475 |  | 80469 | Reference | Duplex Receptacle | Size | 80490,80492,80494,80496,80498,80500,310668,311163,311164,311165,311166 | 1K7eM1Qof1dOc9$mY9I4ob | Color | 33 | M_Duplex Receptacle:Duplex Receptacle:Duplex Receptacle:575495 |  | InstallationDate | 80476 | WarrantyGuarantorLabor |  |  |  | Features | TagNumber |  | BarCode |  |  |  | Constituents |  |  | SerialNumber | WarrantyStartDate | AssetIdentifier | Orphaned | 0.000000 | 64 | ReplacementCost |  | Ground Fault Receptacles | Finish | Grade | Material | ModelReference | NominalHeight | NominalLength | NominalWidth | ProductionYear | Shape | SustainabilityPerformance | WarrantyDescription | WarrantyDurationLabor | WarrantyDurationParts | ModelLabel | Manufacturer | 23.80.50.11.17 | [72 empty] | 0.000000 | 0.460000 | [77 empty] | Unit A Panelboard | 3 | [43 empty] | 120 V/1-180 VA |  | Receptacle | [9 empty] | 1291.669250 | 1937.503875
124829 | A103 | ExpectedLife |  | 582920 | New Construction | AccessibilityPerformance | WarrantyGuarantorParts |  | FIXED | Unit A Domestic Cold Water,Unit A Domestic Hot Water,Unit A Sanitary | CodePerformance | 310529 |  |  |  | 124828 |  | 124822 | Reference | 455 mmx455 mm - Private | Size | 124887,124889,124891,124893,124895,124897,310730,311190,311191,311192,311193,311194 | 37TXYoMojAaPHjgvmWpTIt | Color | 33 | M_Sink - Island - Single:455 mmx455 mm - Private:455 mmx455 mm - Private:582920 |  | InstallationDate | 124829 | WarrantyGuarantorLabor |  |  |  | Features | TagNumber |  | BarCode | Domestic Cold Water,Domestic Hot Water,Sanitary |  |  | Constituents |  |  | SerialNumber | WarrantyStartDate | AssetIdentifier | <not associated> |  | 19 | ReplacementCost |  | Sinks/Lavatories | Finish | Grade | Material | ModelReference | NominalHeight | NominalLength | NominalWidth | ProductionYear | Shape | SustainabilityPerformance | WarrantyDescription | WarrantyDurationLabor | WarrantyDurationParts | ModelLabel | Manufacturer | 23.45.05.14.14 | [72 empty] | 0.000000 | 0.000000 | [140 empty] | 0.049213 | 2.000000 | 16812.158400 | 0.131234 | 0.065617 | 1.000000 | 1.000000 | 0.455000 | 0.203000 | 0.455000 | 0.024606 | 0.024606 | 0.049213
289155 | A103 | ExpectedLife |  | 606293 | New Construction | AccessibilityPerformance | WarrantyGuarantorParts |  | FIXED |  | CodePerformance | 310529 |  |  |  | 289154 |  | 289148 | Reference | Duplex Receptacle | Size | 289169,289171,289173,289175,289177,289179,310668,311163,311164,311165,311166 | 3ffkyt4A92pAkW8PI4iuU$ | Color | 33 | M_Duplex Receptacle:Duplex Receptacle:Duplex Receptacle:606293 |  | InstallationDate | 289155 | WarrantyGuarantorLabor |  |  |  | Features | TagNumber |  | BarCode |  |  |  | Constituents |  |  | SerialNumber | WarrantyStartDate | AssetIdentifier | <not associated> | 0.000000 | 3 | ReplacementCost |  | Ground Fault Receptacles | Finish | Grade | Material | ModelReference | NominalHeight | NominalLength | NominalWidth | ProductionYear | Shape | SustainabilityPerformance | WarrantyDescription | WarrantyDurationLabor | WarrantyDurationParts | ModelLabel | Manufacturer | 23.80.50.11.17 | [72 empty] | 0.000000 | 0.460000 | [77 empty] | Unit A Panelboard | 3 | [43 empty] | 120 V/1-180 VA |  | Receptacle | [9 empty] | 1291.669250 | 1937.503875
300366 | A103 | ExpectedLife |  | 611904 | New Construction | AccessibilityPerformance | WarrantyGuarantorParts |  | FIXED |  | CodePerformance | 310529 |  |  |  | 300365 |  | 300359 | Reference | Telophone Outlet | Size | 300413,300415,300417,300419,311050,311212,311213,311214 | 1pq8_0PnP2dxhiUN2win6E | Color | 33 | M_Telephone Outlet:Telophone Outlet:Telophone Outlet:611904 |  | InstallationDate | 300366 | WarrantyGuarantorLabor |  |  |  | Features | TagNumber |  | BarCode |  |  |  | Constituents |  |  | SerialNumber | WarrantyStartDate | AssetIdentifier | Linked Revit Model : Duplex_A.rvt | 0.000000 |  | ReplacementCost |  | Telephone and Intercommunication Equipment | Finish | Grade | Material | ModelReference | NominalHeight | NominalLength | NominalWidth | ProductionYear | Shape | SustainabilityPerformance | WarrantyDescription | WarrantyDurationLabor | WarrantyDurationParts | ModelLabel | Manufacturer | 23.85.50.14 | [71 empty] | Level 1 | 1.087198 | 0.460000 | [77 empty] | TTB1 | 1
310175 | A103 | ExpectedLife |  | 615603 | New Construction | AccessibilityPerformance | WarrantyGuarantorParts |  | FIXED |  | CodePerformance | 310529 |  | Level 1 |  | 310174 |  | 310168 | Reference | 760 x 400 x 450mm | Size | 310190,310192,310194,310196,310198,311059,311215,311216,311217,311218 | 0BXZ22CoT4Qw2YCiUW32ZF | Color | 33 | M_Microwave:760 x 400 x 450mm:760 x 400 x 450mm:615603 |  | InstallationDate | 310175 | WarrantyGuarantorLabor |  |  |  | Features | TagNumber |  | BarCode |  |  |  | Constituents |  |  | SerialNumber | WarrantyStartDate | AssetIdentifier | Level : Level 1 | 0.635600 | 8 | ReplacementCost |  | Food Cooking Equipment | Finish | Grade | Laminate - Ivory, Matte | ModelReference | NominalHeight | NominalLength | NominalWidth | ProductionYear | Shape | SustainabilityPerformance | WarrantyDescription | WarrantyDurationLabor | WarrantyDurationParts | ModelLabel | Manufacturer | 23.40.40.14.17 | [181 empty] | 0.760000 | 0.450000 |  |  | 0.400000 | [24 empty] | F
310209 | A103 | ExpectedLife |  | 615696 | New Construction | AccessibilityPerformance | WarrantyGuarantorParts |  | FIXED |  | CodePerformance | 310529 |  |  |  | 310208 |  | 310202 | Reference | Duplex Receptacle | Size | 310225,310227,310229,310231,310233,310235,310668,311163,311164,311165,311166 | 3kSHn3rCT2Mgjzvy7hm5ie | Color | 33 | M_Duplex Receptacle:Duplex Receptacle:Duplex Receptacle:615696 |  | InstallationDate | 310209 | WarrantyGuarantorLabor |  |  |  | Features | TagNumber |  | BarCode |  |  |  | Constituents |  |  | SerialNumber | WarrantyStartDate | AssetIdentifier | Linked Revit Model : Duplex_A.rvt | 0.000000 | 14 | ReplacementCost |  | Ground Fault Receptacles | Finish | Grade | Material | ModelReference | NominalHeight | NominalLength | NominalWidth | ProductionYear | Shape | SustainabilityPerformance | WarrantyDescription | WarrantyDurationLabor | WarrantyDurationParts | ModelLabel | Manufacturer | 23.80.50.11.17 | [71 empty] | Level 1 | 1.700000 | 0.460000 | [77 empty] | Unit A Panelboard | 3 | [43 empty] | 120 V/1-180 VA |  | Receptacle | [9 empty] | 1291.669250 | 1937.503875
78348 | A104 | ExpectedLife |  | 575454 | New Construction | AccessibilityPerformance | WarrantyGuarantorParts |  | FIXED |  | CodePerformance | 310530 |  |  |  | 78347 |  | 78341 | Reference | Duplex Receptacle | Size | 78362,78364,78366,78368,78370,78372,310668,311163,311164,311165,311166 | 1K7eM1Qof1dOc9$mY9I4Dy | Color | 33 | M_Duplex Receptacle:Duplex Receptacle:Duplex Receptacle:575454 |  | InstallationDate | 78348 | WarrantyGuarantorLabor |  |  |  | Features | TagNumber |  | BarCode |  |  |  | Constituents |  |  | SerialNumber | WarrantyStartDate | AssetIdentifier | Orphaned | 0.000000 | 45 | ReplacementCost |  | Ground Fault Receptacles | Finish | Grade | Material | ModelReference | NominalHeight | NominalLength | NominalWidth | ProductionYear | Shape | SustainabilityPerformance | WarrantyDescription | WarrantyDurationLabor | WarrantyDurationParts | ModelLabel | Manufacturer | 23.80.50.11.17 | [72 empty] | 0.000000 | 0.460000 | [77 empty] | Unit A Panelboard | 1 | [43 empty] | 120 V/1-180 VA |  | Receptacle | [9 empty] | 1291.669250 | 1937.503875
78383 | A104 | ExpectedLife |  | 575456 | New Construction | AccessibilityPerformance | WarrantyGuarantorParts |  | FIXED |  | CodePerformance | 310530 |  |  |  | 78382 |  | 78376 | Reference | Duplex Receptacle | Size | 78397,78399,78401,78403,78405,78407,310668,311163,311164,311165,311166 | 1K7eM1Qof1dOc9$mY9I4D2 | Color | 33 | M_Duplex Receptacle:Duplex Receptacle:Duplex Receptacle:575456 |  | InstallationDate | 78383 | WarrantyGuarantorLabor |  |  |  | Features | TagNumber |  | BarCode |  |  |  | Constituents |  |  | SerialNumber | WarrantyStartDate | AssetIdentifier | Orphaned | 0.000000 | 47 | ReplacementCost |  | Ground Fault Receptacles | Finish | Grade | Material | ModelReference | NominalHeight | NominalLength | NominalWidth | ProductionYear | Shape | SustainabilityPerformance | WarrantyDescription | WarrantyDurationLabor | WarrantyDurationParts | ModelLabel | Manufacturer | 23.80.50.11.17 | [72 empty] | 0.000000 | 0.460000 | [77 empty] | Unit A Panelboard | 1 | [43 empty] | 120 V/1-180 VA |  | Receptacle | [9 empty] | 1291.669250 | 1937.503875
79141 | A104 | ExpectedLife |  | 575484 | New Construction | AccessibilityPerformance | WarrantyGuarantorParts |  | FIXED |  | CodePerformance | 310530 |  |  |  | 79140 |  | 79134 | Reference | Single Pole | Size | 79155,79157,79159,79161,79163,79165,310667,311158,311159,311160,311161,311162 | 1K7eM1Qof1dOc9$mY9I4DU | Color | 33 | M_Lighting Switches:Single Pole:Single Pole:575484 |  | InstallationDate | 79141 | WarrantyGuarantorLabor |  |  |  | Features | TagNumber |  | BarCode |  |  |  | Constituents |  |  | SerialNumber | WarrantyStartDate | AssetIdentifier | Orphaned | 0.000000 |  | ReplacementCost |  | Switches | Finish | Grade | Material | ModelReference | NominalHeight | NominalLength | NominalWidth | ProductionYear | Shape | SustainabilityPerformance | WarrantyDescription | WarrantyDurationLabor | WarrantyDurationParts | ModelLabel | Manufacturer | 23.80.50.11.14 | [72 empty] | 0.000000 | 1.200000 | [77 empty] | Unit A Panelboard | 1 | [43 empty] | 120 V/1-0 VA |  | Other | [8 empty] | 0.000000 | 1291.669250
79281 | A104 | ExpectedLife |  | 575488 | New Construction | AccessibilityPerformance | WarrantyGuarantorParts |  | FIXED |  | CodePerformance | 310530 |  |  |  | 79280 |  | 79274 | Reference | 100W - 120V | Size | 79295,79297,79299,79301,79303,79305,79307,310665,311177,311178,311179,311180,311181,311182,311183,311184 | 1K7eM1Qof1dOc9$mY9I4oY | Color | 33 | M_Sconce Light - Sphere:100W - 120V:100W - 120V:575488 |  | InstallationDate | 79281 | WarrantyGuarantorLabor |  |  |  | Features | TagNumber |  | BarCode |  |  |  | Constituents |  |  | SerialNumber | WarrantyStartDate | AssetIdentifier | M_Duplex Receptacle : Duplex Receptacle |  | 15 | ReplacementCost |  | General Luminaries, Non Directional | Finish | Grade | Material | ModelReference | NominalHeight | NominalLength | NominalWidth | ProductionYear | Shape | SustainabilityPerformance | WarrantyDescription | WarrantyDurationLabor | WarrantyDurationParts | ModelLabel | Manufacturer | 23.80.70.11.11 | [45 empty] | 0.200000 | [26 empty] | 0.000000 | 1.900000 | [77 empty] | Unit A Panelboard | 1 | [36 empty] | 0 | 0 | Point+HemiSpherical | 1291.669250 | 0 |  | 16777215 | 120 V/1-100 VA |  | Lighting - Dwelling Unit | R-30 | 1 | F | 0 |  | D5020220 | Lighting - Incandescent | 0.200000 | 1076.391042 | [19 empty] | Glass - Frosted
116851 | A104 | ExpectedLife |  | 582914 | New Construction | AccessibilityPerformance | WarrantyGuarantorParts | 43.295272 | FIXED | Unit A Sanitary,Unit A Domestic Cold Water,Unit A Domestic Hot Water | CodePerformance | 310530 |  | Level 1 |  | 116850 |  | 116844 | Reference | 865 mmx815 mm - Private | Size | 116914,116916,116918,116920,116922,116924,310727,311139,311140,311141,311142 | 3YwYaskHb9bvjoDfW05AdE | Color | 33 | M_Shower Stall - Rectangular:865 mmx815 mm - Private:865 mmx815 mm - Private:582914 |  | InstallationDate | 116851 | WarrantyGuarantorLabor |  |  |  | Features | TagNumber |  | BarCode | Sanitary,Domestic Cold Water,Domestic Hot Water |  |  | Constituents |  |  | SerialNumber | WarrantyStartDate | AssetIdentifier | Level : Level 1 | 0.000000 | 12 | ReplacementCost |  | Bath/Shower Units | Finish | Grade | Material | ModelReference | NominalHeight | NominalLength | NominalWidth | ProductionYear | Shape | SustainabilityPerformance | WarrantyDescription | WarrantyDurationLabor | WarrantyDurationParts | ModelLabel | Manufacturer | 23.45.05.14.21.11 | [34 empty] | 0.035898 | [97 empty] | 0.838000 | [81 empty] | 0.049213 | 2.000000 | 16812.158400 | 0.164042 | 0.082021 | 1.000000 | 1.000000 |  |  |  | 0.024606 | 0.024606 | 0.049213 |  | 0.660000 | 0.815000 | 0.865000 | 1.829000 | 0.330000
118498 | A104 | ExpectedLife |  | 582915 | New Construction | AccessibilityPerformance | WarrantyGuarantorParts |  | FIXED | Unit A Domestic Cold Water,Unit A Sanitary | CodePerformance | 310530 |  | Level 1 |  | 118497 |  | 118491 | Reference | Private - 6.1 Lpf | Size | 118551,118553,118555,118557,118559,118561,310728,311143,311144,311145,311146 | 02A38ateT5NgmAdzUlg9_5 | Color | 33 | M_Water Closet - Flush Tank:Private - 6.1 Lpf:Private - 6.1 Lpf:582915 |  | InstallationDate | 118498 | WarrantyGuarantorLabor |  |  |  | Features | TagNumber |  | BarCode | Domestic Cold Water,Sanitary |  |  | Constituents |  |  | SerialNumber | WarrantyStartDate | AssetIdentifier | Level : Level 1 | 0.000000 | 13 | ReplacementCost |  | Water Operated Water Closets | Finish | Grade | Material | ModelReference | NominalHeight | NominalLength | NominalWidth | ProductionYear | Shape | SustainabilityPerformance | WarrantyDescription | WarrantyDurationLabor | WarrantyDurationParts | ModelLabel | Manufacturer | 23.45.05.21.11.11 | [215 empty] | 3.000000 | 31522.720800 | 0.262467 | 0.131234 | 0.000000 | 2.200000 |  |  |  |  | 0.024606 | 0.049213
120371 | A104 | ExpectedLife |  | 582916 | New Construction | AccessibilityPerformance | WarrantyGuarantorParts |  | FIXED | Unit A Domestic Cold Water,Unit A Domestic Hot Water,Unit A Sanitary | CodePerformance | 310530 |  |  |  | 120370 |  | 120364 | Reference | 535 mmx485 mm - Private | Size | 120436,120438,120440,120442,120444,120446,310729,311134,311135,311136,311137,311138 | 1uhDdJFhH79efaAOyK3eAf | Color | 33 | M_Lavatory - Oval:535 mmx485 mm - Private:535 mmx485 mm - Private:582916 |  | InstallationDate | 120371 | WarrantyGuarantorLabor |  |  |  | Features | TagNumber |  | BarCode | Domestic Cold Water,Domestic Hot Water,Sanitary |  |  | Constituents |  |  | SerialNumber | WarrantyStartDate | AssetIdentifier | <not associated> |  | 14 | ReplacementCost |  | Sinks/Lavatories | Finish | Grade | Material | ModelReference | NominalHeight | NominalLength | NominalWidth | ProductionYear | Shape | SustainabilityPerformance | WarrantyDescription | WarrantyDurationLabor | WarrantyDurationParts | ModelLabel | Manufacturer | 23.45.05.14.14 | [72 empty] | 0.000000 | 0.865000 | [140 empty] | 0.049213 | 1.000000 | 16812.158400 | 0.104987 | 0.052493 | 0.500000 | 0.500000 |  |  |  | 0.024606 | 0.024606 | 0.049213 | [6 empty] | 0.267500 | 0.199825 | 0.203000 | 0.406000 | 0.485000 | 0.318000 | 0.535000 | 0.152000 | 0.155825 | 0.159000
72376 | A101 | ExpectedLife |  | 575376 | New Construction | AccessibilityPerformance | WarrantyGuarantorParts |  | FIXED |  | CodePerformance | 310531 |  |  |  | 72375 |  | 72369 | Reference | 100W - 120V | Size | 72437,72439,72441,72443,72445,72447,72449,310665,311177,311178,311179,311180,311181,311182,311183,311184 | 29iJ3Qorb7pw3KGs9fdkw3 | Color | 33 | M_Sconce Light - Sphere:100W - 120V:100W - 120V:575376 |  | InstallationDate | 72376 | WarrantyGuarantorLabor |  |  |  | Features | TagNumber |  | BarCode |  |  |  | Constituents |  |  | SerialNumber | WarrantyStartDate | AssetIdentifier | Orphaned |  | 5 | ReplacementCost |  | General Luminaries, Non Directional | Finish | Grade | Material | ModelReference | NominalHeight | NominalLength | NominalWidth | ProductionYear | Shape | SustainabilityPerformance | WarrantyDescription | WarrantyDurationLabor | WarrantyDurationParts | ModelLabel | Manufacturer | 23.80.70.11.11 | [45 empty] | 0.200000 | [26 empty] | 0.000000 | 1.900000 | [77 empty] | Unit A Panelboard | 2 | [36 empty] | 0 | 0 | Point+HemiSpherical | 1291.669250 | 0 |  | 16777215 | 120 V/1-100 VA |  | Lighting - Dwelling Unit | R-30 | 1 | F | 0 |  | D5020220 | Lighting - Incandescent | 0.200000 | 1076.391042 | [19 empty] | Glass - Frosted
78698 | A101 | ExpectedLife |  | 575473 | New Construction | AccessibilityPerformance | WarrantyGuarantorParts |  | FIXED |  | CodePerformance | 310531 |  |  |  | 78697 |  | 78691 | Reference | Duplex Receptacle | Size | 78712,78714,78716,78718,78720,78722,310668,311163,311164,311165,311166 | 1K7eM1Qof1dOc9$mY9I4DJ | Color | 33 | M_Duplex Receptacle:Duplex Receptacle:Duplex Receptacle:575473 |  | InstallationDate | 78698 | WarrantyGuarantorLabor |  |  |  | Features | TagNumber |  | BarCode |  |  |  | Constituents |  |  | SerialNumber | WarrantyStartDate | AssetIdentifier | Orphaned | 0.000000 | 57 | ReplacementCost |  | Ground Fault Receptacles | Finish | Grade | Material | ModelReference | NominalHeight | NominalLength | NominalWidth | ProductionYear | Shape | SustainabilityPerformance | WarrantyDescription | WarrantyDurationLabor | WarrantyDurationParts | ModelLabel | Manufacturer | 23.80.50.11.17 | [72 empty] | 0.000000 | 0.460000 | [77 empty] | Unit A Panelboard | 2 | [43 empty] | 120 V/1-180 VA |  | Receptacle | [9 empty] | 1291.669250 | 1937.503875
78733 | A101 | ExpectedLife |  | 575475 | New Construction | AccessibilityPerformance | WarrantyGuarantorParts |  | FIXED |  | CodePerformance | 310531 |  |  |  | 78732 |  | 78726 | Reference | Duplex Receptacle | Size | 78747,78749,78751,78753,78755,78757,310668,311163,311164,311165,311166 | 1K7eM1Qof1dOc9$mY9I4DH | Color | 33 | M_Duplex Receptacle:Duplex Receptacle:Duplex Receptacle:575475 |  | InstallationDate | 78733 | WarrantyGuarantorLabor |  |  |  | Features | TagNumber |  | BarCode |  |  |  | Constituents |  |  | SerialNumber | WarrantyStartDate | AssetIdentifier | Orphaned | 0.000000 | 58 | ReplacementCost |  | Ground Fault Receptacles | Finish | Grade | Material | ModelReference | NominalHeight | NominalLength | NominalWidth | ProductionYear | Shape | SustainabilityPerformance | WarrantyDescription | WarrantyDurationLabor | WarrantyDurationParts | ModelLabel | Manufacturer | 23.80.50.11.17 | [72 empty] | 0.000000 | 0.460000 | [77 empty] | Unit A Panelboard | 2 | [43 empty] | 120 V/1-180 VA |  | Receptacle | [9 empty] | 1291.669250 | 1937.503875
78768 | A101 | ExpectedLife |  | 575476 | New Construction | AccessibilityPerformance | WarrantyGuarantorParts |  | FIXED |  | CodePerformance | 310531 |  |  |  | 78767 |  | 78761 | Reference | Duplex Receptacle | Size | 78782,78784,78786,78788,78790,78792,310668,311163,311164,311165,311166 | 1K7eM1Qof1dOc9$mY9I4DM | Color | 33 | M_Duplex Receptacle:Duplex Receptacle:Duplex Receptacle:575476 |  | InstallationDate | 78768 | WarrantyGuarantorLabor |  |  |  | Features | TagNumber |  | BarCode |  |  |  | Constituents |  |  | SerialNumber | WarrantyStartDate | AssetIdentifier | Orphaned | 0.000000 | 59 | ReplacementCost |  | Ground Fault Receptacles | Finish | Grade | Material | ModelReference | NominalHeight | NominalLength | NominalWidth | ProductionYear | Shape | SustainabilityPerformance | WarrantyDescription | WarrantyDurationLabor | WarrantyDurationParts | ModelLabel | Manufacturer | 23.80.50.11.17 | [72 empty] | 0.000000 | 0.460000 | [77 empty] | Unit A Panelboard | 2 | [43 empty] | 120 V/1-180 VA |  | Receptacle | [9 empty] | 1291.669250 | 1937.503875
78838 | A101 | ExpectedLife |  | 575478 | New Construction | AccessibilityPerformance | WarrantyGuarantorParts |  | FIXED |  | CodePerformance | 310531 |  |  |  | 78837 |  | 78831 | Reference | Single Pole | Size | 78852,78854,78856,78858,78860,78862,310667,311158,311159,311160,311161,311162 | 1K7eM1Qof1dOc9$mY9I4DK | Color | 33 | M_Lighting Switches:Single Pole:Single Pole:575478 |  | InstallationDate | 78838 | WarrantyGuarantorLabor |  |  |  | Features | TagNumber |  | BarCode |  |  |  | Constituents |  |  | SerialNumber | WarrantyStartDate | AssetIdentifier | Orphaned | 0.000000 |  | ReplacementCost |  | Switches | Finish | Grade | Material | ModelReference | NominalHeight | NominalLength | NominalWidth | ProductionYear | Shape | SustainabilityPerformance | WarrantyDescription | WarrantyDurationLabor | WarrantyDurationParts | ModelLabel | Manufacturer | 23.80.50.11.14 | [72 empty] | 0.000000 | 1.200000 | [77 empty] | Unit A Panelboard | 2 | [43 empty] | 120 V/1-0 VA |  | Other | [8 empty] | 0.000000 | 1291.669250
78884 | A101 | ExpectedLife |  | 575479 | New Construction | AccessibilityPerformance | WarrantyGuarantorParts |  | FIXED |  | CodePerformance | 310531 |  |  |  | 78883 |  | 78877 | Reference | 400 A | Size | 78987,78989,78991,78993,78995,78997,78999,79001,310669,311153,311154,311155,311156,311157 | 0dJKPQcDL7OOA9T2YsJr1q | Color | 33 | M_Lighting and Appliance Panelboard - 208V MLO:400 A:Unit A Panelboard:575479 |  | InstallationDate | 78884 | WarrantyGuarantorLabor |  |  |  | Features | TagNumber |  | BarCode |  |  |  | Constituents |  |  | SerialNumber | WarrantyStartDate | AssetIdentifier | Orphaned | 0.000000 | 8 | ReplacementCost |  | Distribution Boards and Control Panels | Finish | Grade | Material | ModelReference | NominalHeight | NominalLength | NominalWidth | ProductionYear | Shape | SustainabilityPerformance | WarrantyDescription | WarrantyDurationLabor | WarrantyDurationParts | ModelLabel | Manufacturer | 23.80.30.11.17 | [72 empty] | 0.000000 | 1.200000 | [107 empty] | 0.508000 | 1.270000 | Unit A Panelboard |  | 0.146100 | [10 empty] | 208 V/3-0 VA |  | Other | [44 empty] | 24 | 1.000000 | 422.581537 | 1571530.920840 | 551729.344199 | Type 1 | 546562.667199 | 1.000000 | 1638719.249661 | 1638719.249661 | 5166.677000 | 540427.238262 | 0.000000 | 5166.677000 | 1.000000 | Recessed | Foyer MEP Space A101-M | 422.581537 | 1.270000 | 1.504442 | 427.144444 | 423.144444 | 418.394444 | 1.332347 | 1.332347 | 0.000000 | 0.000000 | 0.000000 | 5834.039446 | 5834.039446 | 1.504442 | 1.000000 | 1571530.920840 | 405.255477 | 405.255477 | 1.000000 | 9687.519375 | 9687.519375 | 1.000000 | 2.498150 | 11.991121 | 2.498150 | 46500.093000 | 46500.093000 | 11.991121 | 100.000000 | 1 | 120/208 Wye | 4 | 3 | 1.346200 | 1.270000 | 1.270000
76824 | B102 | ExpectedLife |  | 575382 | New Construction | AccessibilityPerformance | WarrantyGuarantorParts |  | FIXED |  | CodePerformance | 310532 |  |  |  | 76823 |  | 76817 | Reference | 150W - 120V | Size | 76838,76840,76842,76844,76846,76848,76850,310666,311169,311170,311171,311172,311173,311174,311175,311176 | 1K7eM1Qof1dOc9$mY9I4Cq | Color | 33 | M_Pendant Light - Hemisphere:150W - 120V:150W - 120V:575382 |  | InstallationDate | 76824 | WarrantyGuarantorLabor |  |  |  | Features | TagNumber |  | BarCode |  |  |  | Constituents |  |  | SerialNumber | WarrantyStartDate | AssetIdentifier | Orphaned |  | 8 | ReplacementCost |  | General Luminaries, Non Directional | Finish | Grade | Material | ModelReference | NominalHeight | NominalLength | NominalWidth | ProductionYear | Shape | SustainabilityPerformance | WarrantyDescription | WarrantyDurationLabor | WarrantyDurationParts | ModelLabel | Manufacturer | 23.80.70.11.11 | [72 empty] | 0.000000 | 1.200000 | [77 empty] | Unit B Panelboard | 1 | [36 empty] | 0 | 0 | Point+Spherical | 1291.669250 | 0 | Metal - Chrome | 16777215 | 120 V/1-150 VA | 0.675000 | Lighting - Dwelling Unit | A-21 | 1 | F | 0 | Glass - Frosted | D5020220 | Lighting - Incandescent | 0.075000 | 1614.586563
78103 | B102 | ExpectedLife |  | 575442 | New Construction | AccessibilityPerformance | WarrantyGuarantorParts |  | FIXED |  | CodePerformance | 310532 |  |  |  | 78102 |  | 78096 | Reference | Duplex Receptacle | Size | 78117,78119,78121,78123,78125,78127,310668,311163,311164,311165,311166 | 1K7eM1Qof1dOc9$mY9I4Dm | Color | 33 | M_Duplex Receptacle:Duplex Receptacle:Duplex Receptacle:575442 |  | InstallationDate | 78103 | WarrantyGuarantorLabor |  |  |  | Features | TagNumber |  | BarCode |  |  |  | Constituents |  |  | SerialNumber | WarrantyStartDate | AssetIdentifier | Orphaned | 0.000000 | 36 | ReplacementCost |  | Ground Fault Receptacles | Finish | Grade | Material | ModelReference | NominalHeight | NominalLength | NominalWidth | ProductionYear | Shape | SustainabilityPerformance | WarrantyDescription | WarrantyDurationLabor | WarrantyDurationParts | ModelLabel | Manufacturer | 23.80.50.11.17 | [72 empty] | 0.000000 | 0.460000 | [77 empty] | Unit B Panelboard | 1 | [43 empty] | 120 V/1-180 VA |  | Receptacle | [9 empty] | 1291.669250 | 1937.503875
78138 | B102 | ExpectedLife |  | 575444 | New Construction | AccessibilityPerformance | WarrantyGuarantorParts |  | FIXED |  | CodePerformance | 310532 |  |  |  | 78137 |  | 78131 | Reference | Duplex Receptacle | Size | 78152,78154,78156,78158,78160,78162,310668,311163,311164,311165,311166 | 1K7eM1Qof1dOc9$mY9I4Ds | Color | 33 | M_Duplex Receptacle:Duplex Receptacle:Duplex Receptacle:575444 |  | InstallationDate | 78138 | WarrantyGuarantorLabor |  |  |  | Features | TagNumber |  | BarCode |  |  |  | Constituents |  |  | SerialNumber | WarrantyStartDate | AssetIdentifier | Orphaned | 0.000000 | 37 | ReplacementCost |  | Ground Fault Receptacles | Finish | Grade | Material | ModelReference | NominalHeight | NominalLength | NominalWidth | ProductionYear | Shape | SustainabilityPerformance | WarrantyDescription | WarrantyDurationLabor | WarrantyDurationParts | ModelLabel | Manufacturer | 23.80.50.11.17 | [72 empty] | 0.000000 | 0.460000 | [77 empty] | Unit B Panelboard | 1 | [43 empty] | 120 V/1-180 VA |  | Receptacle | [9 empty] | 1291.669250 | 1937.503875
78173 | B102 | ExpectedLife |  | 575445 | New Construction | AccessibilityPerformance | WarrantyGuarantorParts |  | FIXED |  | CodePerformance | 310532 |  |  |  | 78172 |  | 78166 | Reference | Duplex Receptacle | Size | 78187,78189,78191,78193,78195,78197,310668,311163,311164,311165,311166 | 1K7eM1Qof1dOc9$mY9I4Dt | Color | 33 | M_Duplex Receptacle:Duplex Receptacle:Duplex Receptacle:575445 |  | InstallationDate | 78173 | WarrantyGuarantorLabor |  |  |  | Features | TagNumber |  | BarCode |  |  |  | Constituents |  |  | SerialNumber | WarrantyStartDate | AssetIdentifier | Orphaned | 0.000000 | 38 | ReplacementCost |  | Ground Fault Receptacles | Finish | Grade | Material | ModelReference | NominalHeight | NominalLength | NominalWidth | ProductionYear | Shape | SustainabilityPerformance | WarrantyDescription | WarrantyDurationLabor | WarrantyDurationParts | ModelLabel | Manufacturer | 23.80.50.11.17 | [72 empty] | 0.000000 | 0.460000 | [77 empty] | Unit B Panelboard | 1 | [43 empty] | 120 V/1-180 VA |  | Receptacle | [9 empty] | 1291.669250 | 1937.503875
79211 | B102 | ExpectedLife |  | 575486 | New Construction | AccessibilityPerformance | WarrantyGuarantorParts |  | FIXED |  | CodePerformance | 310532 |  |  |  | 79210 |  | 79204 | Reference | Single Pole | Size | 79225,79227,79229,79231,79233,79235,310667,311158,311159,311160,311161,311162 | 1K7eM1Qof1dOc9$mY9I4DS | Color | 33 | M_Lighting Switches:Single Pole:Single Pole:575486 |  | InstallationDate | 79211 | WarrantyGuarantorLabor |  |  |  | Features | TagNumber |  | BarCode |  |  |  | Constituents |  |  | SerialNumber | WarrantyStartDate | AssetIdentifier | Orphaned | 0.000000 |  | ReplacementCost |  | Switches | Finish | Grade | Material | ModelReference | NominalHeight | NominalLength | NominalWidth | ProductionYear | Shape | SustainabilityPerformance | WarrantyDescription | WarrantyDurationLabor | WarrantyDurationParts | ModelLabel | Manufacturer | 23.80.50.11.14 | [72 empty] | 0.000000 | 1.200000 | [77 empty] | Unit B Panelboard | 1 | [43 empty] | 120 V/1-0 VA |  | Other | [8 empty] | 0.000000 | 1291.669250
67786 | B103 | ExpectedLife |  | 575375 | New Construction | AccessibilityPerformance | WarrantyGuarantorParts |  | FIXED |  | CodePerformance | 310533 |  | Level 1 |  | 67785 |  | 67779 | Reference | 850 x 760mm | Size | 67800,67802,67804,67806,67808,310664,311167,311168 | 1K7eM1Qof1dOc9$mY9I4Cj | Color | 33 | M_Refrigerator:850 x 760mm:850 x 760mm:575375 |  | InstallationDate | 67786 | WarrantyGuarantorLabor |  |  |  | Features | TagNumber |  | BarCode |  |  |  | Constituents |  |  | SerialNumber | WarrantyStartDate | AssetIdentifier | Level : Level 1 |  | 2 | ReplacementCost |  | Refrigerators | Finish | Grade | Metal - Paint Finish - Ivory, Matte | ModelReference | NominalHeight | NominalLength | NominalWidth | ProductionYear | Shape | SustainabilityPerformance | WarrantyDescription | WarrantyDurationLabor | WarrantyDurationParts | ModelLabel | Manufacturer | 23.40.40.11.11.11 | [181 empty] | 0.850000 | 1.830000 |  |  | 0.760000 | [24 empty] | F | REF.
78068 | B103 | ExpectedLife |  | 575441 | New Construction | AccessibilityPerformance | WarrantyGuarantorParts |  | FIXED |  | CodePerformance | 310533 |  |  |  | 78067 |  | 78061 | Reference | Duplex Receptacle | Size | 78082,78084,78086,78088,78090,78092,310668,311163,311164,311165,311166 | 1K7eM1Qof1dOc9$mY9I4Dp | Color | 33 | M_Duplex Receptacle:Duplex Receptacle:Duplex Receptacle:575441 |  | InstallationDate | 78068 | WarrantyGuarantorLabor |  |  |  | Features | TagNumber |  | BarCode |  |  |  | Constituents |  |  | SerialNumber | WarrantyStartDate | AssetIdentifier | Orphaned | 0.000000 | 35 | ReplacementCost |  | Ground Fault Receptacles | Finish | Grade | Material | ModelReference | NominalHeight | NominalLength | NominalWidth | ProductionYear | Shape | SustainabilityPerformance | WarrantyDescription | WarrantyDurationLabor | WarrantyDurationParts | ModelLabel | Manufacturer | 23.80.50.11.17 | [72 empty] | 0.000000 | 0.460000 | [77 empty] | Unit B Panelboard | 2 | [43 empty] | 120 V/1-180 VA |  | Receptacle | [9 empty] | 1291.669250 | 1937.503875
78418 | B103 | ExpectedLife |  | 575460 | New Construction | AccessibilityPerformance | WarrantyGuarantorParts |  | FIXED |  | CodePerformance | 310533 |  |  |  | 78417 |  | 78411 | Reference | Duplex Receptacle | Size | 78432,78434,78436,78438,78440,78442,310668,311163,311164,311165,311166 | 1K7eM1Qof1dOc9$mY9I4D6 | Color | 33 | M_Duplex Receptacle:Duplex Receptacle:Duplex Receptacle:575460 |  | InstallationDate | 78418 | WarrantyGuarantorLabor |  |  |  | Features | TagNumber |  | BarCode |  |  |  | Constituents |  |  | SerialNumber | WarrantyStartDate | AssetIdentifier | Orphaned | 0.000000 | 49 | ReplacementCost |  | Ground Fault Receptacles | Finish | Grade | Material | ModelReference | NominalHeight | NominalLength | NominalWidth | ProductionYear | Shape | SustainabilityPerformance | WarrantyDescription | WarrantyDurationLabor | WarrantyDurationParts | ModelLabel | Manufacturer | 23.80.50.11.17 | [72 empty] | 0.000000 | 0.460000 | [77 empty] | Unit B Panelboard | 2 | [43 empty] | 120 V/1-180 VA |  | Receptacle | [9 empty] | 1291.669250 | 1937.503875
78453 | B103 | ExpectedLife |  | 575462 | New Construction | AccessibilityPerformance | WarrantyGuarantorParts |  | FIXED |  | CodePerformance | 310533 |  |  |  | 78452 |  | 78446 | Reference | Duplex Receptacle | Size | 78467,78469,78471,78473,78475,78477,310668,311163,311164,311165,311166 | 1K7eM1Qof1dOc9$mY9I4D4 | Color | 33 | M_Duplex Receptacle:Duplex Receptacle:Duplex Receptacle:575462 |  | InstallationDate | 78453 | WarrantyGuarantorLabor |  |  |  | Features | TagNumber |  | BarCode |  |  |  | Constituents |  |  | SerialNumber | WarrantyStartDate | AssetIdentifier | Orphaned | 0.000000 | 50 | ReplacementCost |  | Ground Fault Receptacles | Finish | Grade | Material | ModelReference | NominalHeight | NominalLength | NominalWidth | ProductionYear | Shape | SustainabilityPerformance | WarrantyDescription | WarrantyDurationLabor | WarrantyDurationParts | ModelLabel | Manufacturer | 23.80.50.11.17 | [72 empty] | 0.000000 | 0.460000 | [77 empty] | Unit B Panelboard | 2 | [43 empty] | 120 V/1-180 VA |  | Receptacle | [9 empty] | 1291.669250 | 1937.503875
80335 | B103 | ExpectedLife |  | 575492 | New Construction | AccessibilityPerformance | WarrantyGuarantorParts |  | FIXED |  | CodePerformance | 310533 |  | Level 1 |  | 80334 |  | 80328 | Reference | 760 x 650mm | Size | 80384,80386,80388,80390,80392,310670,311185,311186 | 1KqYAj00bE8PYy0bzaxy9l | Color | 33 | M_Range:760 x 650mm:760 x 650mm:575492 |  | InstallationDate | 80335 | WarrantyGuarantorLabor |  |  |  | Features | TagNumber |  | BarCode |  |  |  | Constituents |  |  | SerialNumber | WarrantyStartDate | AssetIdentifier | Level : Level 1 |  | 61 | ReplacementCost |  | Ranges | Finish | Grade | Material | ModelReference | NominalHeight | NominalLength | NominalWidth | ProductionYear | Shape | SustainabilityPerformance | WarrantyDescription | WarrantyDurationLabor | WarrantyDurationParts | ModelLabel | Manufacturer | 23.40.40.14.17.17 | [181 empty] | 0.760000 |  |  |  | 0.650000 | [24 empty] | F |  | Metal - Painted Finish - Ivory, Matte | Metal - Chrome
80441 | B103 | ExpectedLife |  | 575494 | New Construction | AccessibilityPerformance | WarrantyGuarantorParts |  | FIXED |  | CodePerformance | 310533 |  |  |  | 80440 |  | 80434 | Reference | Duplex Receptacle | Size | 80455,80457,80459,80461,80463,80465,310668,311163,311164,311165,311166 | 1K7eM1Qof1dOc9$mY9I4oa | Color | 33 | M_Duplex Receptacle:Duplex Receptacle:Duplex Receptacle:575494 |  | InstallationDate | 80441 | WarrantyGuarantorLabor |  |  |  | Features | TagNumber |  | BarCode |  |  |  | Constituents |  |  | SerialNumber | WarrantyStartDate | AssetIdentifier | Orphaned | 0.000000 | 63 | ReplacementCost |  | Ground Fault Receptacles | Finish | Grade | Material | ModelReference | NominalHeight | NominalLength | NominalWidth | ProductionYear | Shape | SustainabilityPerformance | WarrantyDescription | WarrantyDurationLabor | WarrantyDurationParts | ModelLabel | Manufacturer | 23.80.50.11.17 | [72 empty] | 0.000000 | 0.460000 | [77 empty] | Unit B Panelboard | 2 | [43 empty] | 120 V/1-180 VA |  | Receptacle | [9 empty] | 1291.669250 | 1937.503875
124913 | B103 | ExpectedLife |  | 582922 | New Construction | AccessibilityPerformance | WarrantyGuarantorParts |  | FIXED | Unit B Domestic Cold Water,Unit B Domestic Hot Water,Unit B Sanitary | CodePerformance | 310533 |  |  |  | 124912 |  | 124906 | Reference | 455 mmx455 mm - Private | Size | 124927,124929,124931,124933,124935,124937,310730,311190,311191,311192,311193,311194 | 2h405XijT83A$BX7w5ki4y | Color | 33 | M_Sink - Island - Single:455 mmx455 mm - Private:455 mmx455 mm - Private:582922 |  | InstallationDate | 124913 | WarrantyGuarantorLabor |  |  |  | Features | TagNumber |  | BarCode | Domestic Cold Water,Domestic Hot Water,Sanitary |  |  | Constituents |  |  | SerialNumber | WarrantyStartDate | AssetIdentifier | <not associated> |  | 20 | ReplacementCost |  | Sinks/Lavatories | Finish | Grade | Material | ModelReference | NominalHeight | NominalLength | NominalWidth | ProductionYear | Shape | SustainabilityPerformance | WarrantyDescription | WarrantyDurationLabor | WarrantyDurationParts | ModelLabel | Manufacturer | 23.45.05.14.14 | [72 empty] | 0.000000 | 0.000000 | [140 empty] | 0.049213 | 2.000000 | 16812.158400 | 0.131234 | 0.065617 | 1.000000 | 1.000000 | 0.455000 | 0.203000 | 0.455000 | 0.024606 | 0.024606 | 0.049213
289190 | B103 | ExpectedLife |  | 606323 | New Construction | AccessibilityPerformance | WarrantyGuarantorParts |  | FIXED |  | CodePerformance | 310533 |  |  |  | 289189 |  | 289183 | Reference | Duplex Receptacle | Size | 289204,289206,289208,289210,289212,289214,310668,311163,311164,311165,311166 | 3ffkyt4A92pAkW8PI4iuUP | Color | 33 | M_Duplex Receptacle:Duplex Receptacle:Duplex Receptacle:606323 |  | InstallationDate | 289190 | WarrantyGuarantorLabor |  |  |  | Features | TagNumber |  | BarCode |  |  |  | Constituents |  |  | SerialNumber | WarrantyStartDate | AssetIdentifier | <not associated> | 0.000000 | 4 | ReplacementCost |  | Ground Fault Receptacles | Finish | Grade | Material | ModelReference | NominalHeight | NominalLength | NominalWidth | ProductionYear | Shape | SustainabilityPerformance | WarrantyDescription | WarrantyDurationLabor | WarrantyDurationParts | ModelLabel | Manufacturer | 23.80.50.11.17 | [72 empty] | 0.000000 | 0.460000 | [77 empty] | Unit B Panelboard | 2 | [43 empty] | 120 V/1-180 VA |  | Receptacle | [9 empty] | 1291.669250 | 1937.503875
300433 | B103 | ExpectedLife |  | 611989 | New Construction | AccessibilityPerformance | WarrantyGuarantorParts |  | FIXED |  | CodePerformance | 310533 |  |  |  | 300432 |  | 300426 | Reference | Telophone Outlet | Size | 300447,300449,300451,300453,311050,311212,311213,311214 | 1l2cgO2D5FS9t6u8i4CvoP | Color | 33 | M_Telephone Outlet:Telophone Outlet:Telophone Outlet:611989 |  | InstallationDate | 300433 | WarrantyGuarantorLabor |  |  |  | Features | TagNumber |  | BarCode |  |  |  | Constituents |  |  | SerialNumber | WarrantyStartDate | AssetIdentifier | Linked Revit Model : Duplex_A.rvt | 0.000000 |  | ReplacementCost |  | Telephone and Intercommunication Equipment | Finish | Grade | Material | ModelReference | NominalHeight | NominalLength | NominalWidth | ProductionYear | Shape | SustainabilityPerformance | WarrantyDescription | WarrantyDurationLabor | WarrantyDurationParts | ModelLabel | Manufacturer | 23.85.50.14 | [71 empty] | Level 1 | 1.136418 | 0.460000 | [77 empty] | TTB1 | 2
310099 | B103 | ExpectedLife |  | 615600 | New Construction | AccessibilityPerformance | WarrantyGuarantorParts |  | FIXED |  | CodePerformance | 310533 |  | Level 1 |  | 310098 |  | 310092 | Reference | 760 x 400 x 450mm | Size | 310149,310151,310153,310155,310157,311059,311215,311216,311217,311218 | 30wAmTVov8$h_Num9pR67y | Color | 33 | M_Microwave:760 x 400 x 450mm:760 x 400 x 450mm:615600 |  | InstallationDate | 310099 | WarrantyGuarantorLabor |  |  |  | Features | TagNumber |  | BarCode |  |  |  | Constituents |  |  | SerialNumber | WarrantyStartDate | AssetIdentifier | Level : Level 1 | 0.635600 | 7 | ReplacementCost |  | Food Cooking Equipment | Finish | Grade | Laminate - Ivory, Matte | ModelReference | NominalHeight | NominalLength | NominalWidth | ProductionYear | Shape | SustainabilityPerformance | WarrantyDescription | WarrantyDurationLabor | WarrantyDurationParts | ModelLabel | Manufacturer | 23.40.40.14.17 | [181 empty] | 0.760000 | 0.450000 |  |  | 0.400000 | [24 empty] | F
310246 | B103 | ExpectedLife |  | 615756 | New Construction | AccessibilityPerformance | WarrantyGuarantorParts |  | FIXED |  | CodePerformance | 310533 |  |  |  | 310245 |  | 310239 | Reference | Duplex Receptacle | Size | 310262,310264,310266,310268,310270,310272,310668,311163,311164,311165,311166 | 3kSHn3rCT2Mgjzvy7hm5jq | Color | 33 | M_Duplex Receptacle:Duplex Receptacle:Duplex Receptacle:615756 |  | InstallationDate | 310246 | WarrantyGuarantorLabor |  |  |  | Features | TagNumber |  | BarCode |  |  |  | Constituents |  |  | SerialNumber | WarrantyStartDate | AssetIdentifier | Linked Revit Model : Duplex_A.rvt | 0.000000 | 15 | ReplacementCost |  | Ground Fault Receptacles | Finish | Grade | Material | ModelReference | NominalHeight | NominalLength | NominalWidth | ProductionYear | Shape | SustainabilityPerformance | WarrantyDescription | WarrantyDurationLabor | WarrantyDurationParts | ModelLabel | Manufacturer | 23.80.50.11.17 | [71 empty] | Level 1 | 1.700000 | 0.460000 | [77 empty] | Unit B Panelboard | 2 | [43 empty] | 120 V/1-180 VA |  | Receptacle | [9 empty] | 1291.669250 | 1937.503875
78278 | B104 | ExpectedLife |  | 575449 | New Construction | AccessibilityPerformance | WarrantyGuarantorParts |  | FIXED |  | CodePerformance | 310534 |  |  |  | 78277 |  | 78271 | Reference | Duplex Receptacle | Size | 78292,78294,78296,78298,78300,78302,310668,311163,311164,311165,311166 | 1K7eM1Qof1dOc9$mY9I4Dx | Color | 33 | M_Duplex Receptacle:Duplex Receptacle:Duplex Receptacle:575449 |  | InstallationDate | 78278 | WarrantyGuarantorLabor |  |  |  | Features | TagNumber |  | BarCode |  |  |  | Constituents |  |  | SerialNumber | WarrantyStartDate | AssetIdentifier | Orphaned | 0.000000 | 41 | ReplacementCost |  | Ground Fault Receptacles | Finish | Grade | Material | ModelReference | NominalHeight | NominalLength | NominalWidth | ProductionYear | Shape | SustainabilityPerformance | WarrantyDescription | WarrantyDurationLabor | WarrantyDurationParts | ModelLabel | Manufacturer | 23.80.50.11.17 | [72 empty] | 0.000000 | 0.460000 | [77 empty] | Unit B Panelboard | 3 | [43 empty] | 120 V/1-180 VA |  | Receptacle | [9 empty] | 1291.669250 | 1937.503875
78313 | B104 | ExpectedLife |  | 575451 | New Construction | AccessibilityPerformance | WarrantyGuarantorParts |  | FIXED |  | CodePerformance | 310534 |  |  |  | 78312 |  | 78306 | Reference | Duplex Receptacle | Size | 78327,78329,78331,78333,78335,78337,310668,311163,311164,311165,311166 | 1K7eM1Qof1dOc9$mY9I4Dv | Color | 33 | M_Duplex Receptacle:Duplex Receptacle:Duplex Receptacle:575451 |  | InstallationDate | 78313 | WarrantyGuarantorLabor |  |  |  | Features | TagNumber |  | BarCode |  |  |  | Constituents |  |  | SerialNumber | WarrantyStartDate | AssetIdentifier | Orphaned | 0.000000 | 43 | ReplacementCost |  | Ground Fault Receptacles | Finish | Grade | Material | ModelReference | NominalHeight | NominalLength | NominalWidth | ProductionYear | Shape | SustainabilityPerformance | WarrantyDescription | WarrantyDurationLabor | WarrantyDurationParts | ModelLabel | Manufacturer | 23.80.50.11.17 | [72 empty] | 0.000000 | 0.460000 | [77 empty] | Unit B Panelboard | 3 | [43 empty] | 120 V/1-180 VA |  | Receptacle | [9 empty] | 1291.669250 | 1937.503875
79176 | B104 | ExpectedLife |  | 575485 | New Construction | AccessibilityPerformance | WarrantyGuarantorParts |  | FIXED |  | CodePerformance | 310534 |  |  |  | 79175 |  | 79169 | Reference | Single Pole | Size | 79190,79192,79194,79196,79198,79200,310667,311158,311159,311160,311161,311162 | 1K7eM1Qof1dOc9$mY9I4DV | Color | 33 | M_Lighting Switches:Single Pole:Single Pole:575485 |  | InstallationDate | 79176 | WarrantyGuarantorLabor |  |  |  | Features | TagNumber |  | BarCode |  |  |  | Constituents |  |  | SerialNumber | WarrantyStartDate | AssetIdentifier | Orphaned | 0.000000 |  | ReplacementCost |  | Switches | Finish | Grade | Material | ModelReference | NominalHeight | NominalLength | NominalWidth | ProductionYear | Shape | SustainabilityPerformance | WarrantyDescription | WarrantyDurationLabor | WarrantyDurationParts | ModelLabel | Manufacturer | 23.80.50.11.14 | [72 empty] | 0.000000 | 1.200000 | [77 empty] | Unit B Panelboard | 3 | [43 empty] | 120 V/1-0 VA |  | Other | [8 empty] | 0.000000 | 1291.669250
79318 | B104 | ExpectedLife |  | 575490 | New Construction | AccessibilityPerformance | WarrantyGuarantorParts |  | FIXED |  | CodePerformance | 310534 |  |  |  | 79317 |  | 79311 | Reference | 100W - 120V | Size | 79332,79334,79336,79338,79340,79342,79344,310665,311177,311178,311179,311180,311181,311182,311183,311184 | 1K7eM1Qof1dOc9$mY9I4oW | Color | 33 | M_Sconce Light - Sphere:100W - 120V:100W - 120V:575490 |  | InstallationDate | 79318 | WarrantyGuarantorLabor |  |  |  | Features | TagNumber |  | BarCode |  |  |  | Constituents |  |  | SerialNumber | WarrantyStartDate | AssetIdentifier | M_Duplex Receptacle : Duplex Receptacle |  | 16 | ReplacementCost |  | General Luminaries, Non Directional | Finish | Grade | Material | ModelReference | NominalHeight | NominalLength | NominalWidth | ProductionYear | Shape | SustainabilityPerformance | WarrantyDescription | WarrantyDurationLabor | WarrantyDurationParts | ModelLabel | Manufacturer | 23.80.70.11.11 | [45 empty] | 0.200000 | [26 empty] | 0.000000 | 1.900000 | [77 empty] | Unit B Panelboard | 3 | [36 empty] | 0 | 0 | Point+HemiSpherical | 1291.669250 | 0 |  | 16777215 | 120 V/1-100 VA |  | Lighting - Dwelling Unit | R-30 | 1 | F | 0 |  | D5020220 | Lighting - Incandescent | 0.200000 | 1076.391042 | [19 empty] | Glass - Frosted
120465 | B104 | ExpectedLife |  | 582917 | New Construction | AccessibilityPerformance | WarrantyGuarantorParts | 43.295272 | FIXED | Unit B Sanitary,Unit B Domestic Cold Water,Unit B Domestic Hot Water | CodePerformance | 310534 |  | Level 1 |  | 120464 |  | 120458 | Reference | 865 mmx815 mm - Private | Size | 120480,120482,120484,120486,120488,120490,310727,311139,311140,311141,311142 | 2h405XijT83A$BX7w5ki4p | Color | 33 | M_Shower Stall - Rectangular:865 mmx815 mm - Private:865 mmx815 mm - Private:582917 |  | InstallationDate | 120465 | WarrantyGuarantorLabor |  |  |  | Features | TagNumber |  | BarCode | Sanitary,Domestic Cold Water,Domestic Hot Water |  |  | Constituents |  |  | SerialNumber | WarrantyStartDate | AssetIdentifier | Level : Level 1 | 0.000000 | 15 | ReplacementCost |  | Bath/Shower Units | Finish | Grade | Material | ModelReference | NominalHeight | NominalLength | NominalWidth | ProductionYear | Shape | SustainabilityPerformance | WarrantyDescription | WarrantyDurationLabor | WarrantyDurationParts | ModelLabel | Manufacturer | 23.45.05.14.21.11 | [34 empty] | 0.035898 | [97 empty] | 0.838000 | [81 empty] | 0.049213 | 2.000000 | 16812.158400 | 0.164042 | 0.082021 | 1.000000 | 1.000000 |  |  |  | 0.024606 | 0.024606 | 0.049213 |  | 0.660000 | 0.815000 | 0.865000 | 1.829000 | 0.330000
120501 | B104 | ExpectedLife |  | 582918 | New Construction | AccessibilityPerformance | WarrantyGuarantorParts |  | FIXED | Unit B Domestic Cold Water,Unit B Sanitary | CodePerformance | 310534 |  | Level 1 |  | 120500 |  | 120494 | Reference | Private - 6.1 Lpf | Size | 120516,120518,120520,120522,120524,120526,310728,311143,311144,311145,311146 | 2h405XijT83A$BX7w5ki4m | Color | 33 | M_Water Closet - Flush Tank:Private - 6.1 Lpf:Private - 6.1 Lpf:582918 |  | InstallationDate | 120501 | WarrantyGuarantorLabor |  |  |  | Features | TagNumber |  | BarCode | Domestic Cold Water,Sanitary |  |  | Constituents |  |  | SerialNumber | WarrantyStartDate | AssetIdentifier | Level : Level 1 | 0.000000 | 16 | ReplacementCost |  | Water Operated Water Closets | Finish | Grade | Material | ModelReference | NominalHeight | NominalLength | NominalWidth | ProductionYear | Shape | SustainabilityPerformance | WarrantyDescription | WarrantyDurationLabor | WarrantyDurationParts | ModelLabel | Manufacturer | 23.45.05.21.11.11 | [215 empty] | 3.000000 | 31522.720800 | 0.262467 | 0.131234 | 0.000000 | 2.200000 |  |  |  |  | 0.024606 | 0.049213
120537 | B104 | ExpectedLife |  | 582919 | New Construction | AccessibilityPerformance | WarrantyGuarantorParts |  | FIXED | Unit B Domestic Cold Water,Unit B Domestic Hot Water,Unit B Sanitary | CodePerformance | 310534 |  |  |  | 120536 |  | 120530 | Reference | 535 mmx485 mm - Private | Size | 120551,120553,120555,120557,120559,120561,310729,311134,311135,311136,311137,311138 | 2h405XijT83A$BX7w5ki4n | Color | 33 | M_Lavatory - Oval:535 mmx485 mm - Private:535 mmx485 mm - Private:582919 |  | InstallationDate | 120537 | WarrantyGuarantorLabor |  |  |  | Features | TagNumber |  | BarCode | Domestic Cold Water,Domestic Hot Water,Sanitary |  |  | Constituents |  |  | SerialNumber | WarrantyStartDate | AssetIdentifier | <not associated> |  | 17 | ReplacementCost |  | Sinks/Lavatories | Finish | Grade | Material | ModelReference | NominalHeight | NominalLength | NominalWidth | ProductionYear | Shape | SustainabilityPerformance | WarrantyDescription | WarrantyDurationLabor | WarrantyDurationParts | ModelLabel | Manufacturer | 23.45.05.14.14 | [72 empty] | 0.000000 | 0.865000 | [140 empty] | 0.049213 | 1.000000 | 16812.158400 | 0.104987 | 0.052493 | 0.500000 | 0.500000 |  |  |  | 0.024606 | 0.024606 | 0.049213 | [6 empty] | 0.267500 | 0.199825 | 0.203000 | 0.406000 | 0.485000 | 0.318000 | 0.535000 | 0.152000 | 0.155825 | 0.159000
72468 | B101 | ExpectedLife |  | 575378 | New Construction | AccessibilityPerformance | WarrantyGuarantorParts |  | FIXED |  | CodePerformance | 310535 |  |  |  | 72467 |  | 72461 | Reference | 100W - 120V | Size | 72482,72484,72486,72488,72490,72492,72494,310665,311177,311178,311179,311180,311181,311182,311183,311184 | 1K7eM1Qof1dOc9$mY9I4Cm | Color | 33 | M_Sconce Light - Sphere:100W - 120V:100W - 120V:575378 |  | InstallationDate | 72468 | WarrantyGuarantorLabor |  |  |  | Features | TagNumber |  | BarCode |  |  |  | Constituents |  |  | SerialNumber | WarrantyStartDate | AssetIdentifier | Orphaned |  | 6 | ReplacementCost |  | General Luminaries, Non Directional | Finish | Grade | Material | ModelReference | NominalHeight | NominalLength | NominalWidth | ProductionYear | Shape | SustainabilityPerformance | WarrantyDescription | WarrantyDurationLabor | WarrantyDurationParts | ModelLabel | Manufacturer | 23.80.70.11.11 | [45 empty] | 0.200000 | [26 empty] | 0.000000 | 1.900000 | [77 empty] | Unit B Panelboard | 4 | [36 empty] | 0 | 0 | Point+HemiSpherical | 1291.669250 | 0 |  | 16777215 | 120 V/1-100 VA |  | Lighting - Dwelling Unit | R-30 | 1 | F | 0 |  | D5020220 | Lighting - Incandescent | 0.200000 | 1076.391042 | [19 empty] | Glass - Frosted
78208 | B101 | ExpectedLife |  | 575446 | New Construction | AccessibilityPerformance | WarrantyGuarantorParts |  | FIXED |  | CodePerformance | 310535 |  |  |  | 78207 |  | 78201 | Reference | Duplex Receptacle | Size | 78222,78224,78226,78228,78230,78232,310668,311163,311164,311165,311166 | 1K7eM1Qof1dOc9$mY9I4Dq | Color | 33 | M_Duplex Receptacle:Duplex Receptacle:Duplex Receptacle:575446 |  | InstallationDate | 78208 | WarrantyGuarantorLabor |  |  |  | Features | TagNumber |  | BarCode |  |  |  | Constituents |  |  | SerialNumber | WarrantyStartDate | AssetIdentifier | Orphaned | 0.000000 | 39 | ReplacementCost |  | Ground Fault Receptacles | Finish | Grade | Material | ModelReference | NominalHeight | NominalLength | NominalWidth | ProductionYear | Shape | SustainabilityPerformance | WarrantyDescription | WarrantyDurationLabor | WarrantyDurationParts | ModelLabel | Manufacturer | 23.80.50.11.17 | [72 empty] | 0.000000 | 0.460000 | [77 empty] | Unit B Panelboard | 4 | [43 empty] | 120 V/1-180 VA |  | Receptacle | [9 empty] | 1291.669250 | 1937.503875
78243 | B101 | ExpectedLife |  | 575448 | New Construction | AccessibilityPerformance | WarrantyGuarantorParts |  | FIXED |  | CodePerformance | 310535 |  |  |  | 78242 |  | 78236 | Reference | Duplex Receptacle | Size | 78257,78259,78261,78263,78265,78267,310668,311163,311164,311165,311166 | 1K7eM1Qof1dOc9$mY9I4Dw | Color | 33 | M_Duplex Receptacle:Duplex Receptacle:Duplex Receptacle:575448 |  | InstallationDate | 78243 | WarrantyGuarantorLabor |  |  |  | Features | TagNumber |  | BarCode |  |  |  | Constituents |  |  | SerialNumber | WarrantyStartDate | AssetIdentifier | Orphaned | 0.000000 | 40 | ReplacementCost |  | Ground Fault Receptacles | Finish | Grade | Material | ModelReference | NominalHeight | NominalLength | NominalWidth | ProductionYear | Shape | SustainabilityPerformance | WarrantyDescription | WarrantyDurationLabor | WarrantyDurationParts | ModelLabel | Manufacturer | 23.80.50.11.17 | [72 empty] | 0.000000 | 0.460000 | [77 empty] | Unit B Panelboard | 4 | [43 empty] | 120 V/1-180 VA |  | Receptacle | [9 empty] | 1291.669250 | 1937.503875
78803 | B101 | ExpectedLife |  | 575477 | New Construction | AccessibilityPerformance | WarrantyGuarantorParts |  | FIXED |  | CodePerformance | 310535 |  |  |  | 78802 |  | 78796 | Reference | Duplex Receptacle | Size | 78817,78819,78821,78823,78825,78827,310668,311163,311164,311165,311166 | 1K7eM1Qof1dOc9$mY9I4DN | Color | 33 | M_Duplex Receptacle:Duplex Receptacle:Duplex Receptacle:575477 |  | InstallationDate | 78803 | WarrantyGuarantorLabor |  |  |  | Features | TagNumber |  | BarCode |  |  |  | Constituents |  |  | SerialNumber | WarrantyStartDate | AssetIdentifier | Orphaned | 0.000000 | 60 | ReplacementCost |  | Ground Fault Receptacles | Finish | Grade | Material | ModelReference | NominalHeight | NominalLength | NominalWidth | ProductionYear | Shape | SustainabilityPerformance | WarrantyDescription | WarrantyDurationLabor | WarrantyDurationParts | ModelLabel | Manufacturer | 23.80.50.11.17 | [72 empty] | 0.000000 | 0.460000 | [77 empty] | Unit B Panelboard | 4 | [43 empty] | 120 V/1-180 VA |  | Receptacle | [9 empty] | 1291.669250 | 1937.503875
79017 | B101 | ExpectedLife |  | 575481 | New Construction | AccessibilityPerformance | WarrantyGuarantorParts |  | FIXED |  | CodePerformance | 310535 |  |  |  | 79016 |  | 79010 | Reference | 400 A | Size | 79081,79083,79085,79087,79089,79091,79093,79095,310669,311153,311154,311155,311156,311157 | 1K7eM1Qof1dOc9$mY9I4DR | Color | 33 | M_Lighting and Appliance Panelboard - 208V MLO:400 A:Unit B Panelboard:575481 |  | InstallationDate | 79017 | WarrantyGuarantorLabor |  |  |  | Features | TagNumber |  | BarCode |  |  |  | Constituents |  |  | SerialNumber | WarrantyStartDate | AssetIdentifier | Orphaned | 0.000000 | 9 | ReplacementCost |  | Distribution Boards and Control Panels | Finish | Grade | Material | ModelReference | NominalHeight | NominalLength | NominalWidth | ProductionYear | Shape | SustainabilityPerformance | WarrantyDescription | WarrantyDurationLabor | WarrantyDurationParts | ModelLabel | Manufacturer | 23.80.30.11.17 | [72 empty] | 0.000000 | 1.200000 | [107 empty] | 0.508000 | 1.270000 | Unit B Panelboard |  | 0.146100 | [10 empty] | 208 V/3-0 VA |  | Other | [44 empty] | 24 | 1.000000 | 422.081907 | 1571530.920840 | 559479.359699 | Type 1 | 539350.847220 | 1.000000 | 1636781.745786 | 1636781.745786 | 5166.677000 | 537951.538866 | 0.000000 | 5166.677000 | 1.000000 | Recessed | Foyer MEP Space B101-M | 422.081907 | 1.270000 | 1.504442 | 433.144444 | 417.561111 | 416.477778 | 1.332347 | 1.332347 | 0.000000 | 0.000000 | 0.000000 | 5834.039446 | 5834.039446 | 1.504442 | 1.000000 | 1571530.920840 | 405.255477 | 405.255477 | 1.000000 | 9687.519375 | 9687.519375 | 1.000000 | 2.498150 | 11.491491 | 2.498150 | 44562.589125 | 44562.589125 | 11.491491 | 100.000000 | 1 | 120/208 Wye | 4 | 3 | 1.346200 | 1.270000 | 1.270000
79246 | B101 | ExpectedLife |  | 575487 | New Construction | AccessibilityPerformance | WarrantyGuarantorParts |  | FIXED |  | CodePerformance | 310535 |  |  |  | 79245 |  | 79239 | Reference | Single Pole | Size | 79260,79262,79264,79266,79268,79270,310667,311158,311159,311160,311161,311162 | 1K7eM1Qof1dOc9$mY9I4DT | Color | 33 | M_Lighting Switches:Single Pole:Single Pole:575487 |  | InstallationDate | 79246 | WarrantyGuarantorLabor |  |  |  | Features | TagNumber |  | BarCode |  |  |  | Constituents |  |  | SerialNumber | WarrantyStartDate | AssetIdentifier | Orphaned | 0.000000 |  | ReplacementCost |  | Switches | Finish | Grade | Material | ModelReference | NominalHeight | NominalLength | NominalWidth | ProductionYear | Shape | SustainabilityPerformance | WarrantyDescription | WarrantyDurationLabor | WarrantyDurationParts | ModelLabel | Manufacturer | 23.80.50.11.14 | [72 empty] | 0.000000 | 1.200000 | [77 empty] | Unit B Panelboard | 4 | [43 empty] | 120 V/1-0 VA |  | Other | [8 empty] | 0.000000 | 1291.669250
80511 | A105 | ExpectedLife |  | 575505 | New Construction | AccessibilityPerformance | WarrantyGuarantorParts |  | FIXED |  | CodePerformance | 310536 |  |  |  | 80510 |  | 80504 | Reference | 150W - 120V | Size | 80525,80527,80529,80531,80533,80535,80537,310666,311169,311170,311171,311172,311173,311174,311175,311176 | 1K7eM1Qof1dOc9$mY9I4op | Color | 33 | M_Pendant Light - Hemisphere:150W - 120V:150W - 120V:575505 |  | InstallationDate | 80511 | WarrantyGuarantorLabor |  |  |  | Features | TagNumber |  | BarCode |  |  |  | Constituents |  |  | SerialNumber | WarrantyStartDate | AssetIdentifier | Orphaned |  | 17 | ReplacementCost |  | General Luminaries, Non Directional | Finish | Grade | Material | ModelReference | NominalHeight | NominalLength | NominalWidth | ProductionYear | Shape | SustainabilityPerformance | WarrantyDescription | WarrantyDurationLabor | WarrantyDurationParts | ModelLabel | Manufacturer | 23.80.70.11.11 | [72 empty] | 0.000000 | 1.200000 | [77 empty] | Unit A Panelboard | 6 | [36 empty] | 0 | 0 | Point+Spherical | 1291.669250 | 0 | Metal - Chrome | 16777215 | 120 V/1-150 VA | 0.675000 | Lighting - Dwelling Unit | A-21 | 1 | F | 0 | Glass - Frosted | D5020220 | Lighting - Incandescent | 0.075000 | 1614.586563
80583 | B105 | ExpectedLife |  | 575508 | New Construction | AccessibilityPerformance | WarrantyGuarantorParts |  | FIXED |  | CodePerformance | 310537 |  |  |  | 80582 |  | 80576 | Reference | 150W - 120V | Size | 80597,80599,80601,80603,80605,80607,80609,310666,311169,311170,311171,311172,311173,311174,311175,311176 | 1K7eM1Qof1dOc9$mY9I4os | Color | 33 | M_Pendant Light - Hemisphere:150W - 120V:150W - 120V:575508 |  | InstallationDate | 80583 | WarrantyGuarantorLabor |  |  |  | Features | TagNumber |  | BarCode |  |  |  | Constituents |  |  | SerialNumber | WarrantyStartDate | AssetIdentifier | Orphaned |  | 18 | ReplacementCost |  | General Luminaries, Non Directional | Finish | Grade | Material | ModelReference | NominalHeight | NominalLength | NominalWidth | ProductionYear | Shape | SustainabilityPerformance | WarrantyDescription | WarrantyDurationLabor | WarrantyDurationParts | ModelLabel | Manufacturer | 23.80.70.11.11 | [72 empty] | 0.000000 | 1.200000 | [77 empty] | Unit B Panelboard | 7 | [36 empty] | 0 | 0 | Point+Spherical | 1291.669250 | 0 | Metal - Chrome | 16777215 | 120 V/1-150 VA | 0.675000 | Lighting - Dwelling Unit | A-21 | 1 | F | 0 | Glass - Frosted | D5020220 | Lighting - Incandescent | 0.075000 | 1614.586563
77788 | A201 | ExpectedLife |  | 575430 | New Construction | AccessibilityPerformance | WarrantyGuarantorParts |  | FIXED |  | CodePerformance | 310538 |  |  |  | 77787 |  | 77781 | Reference | Duplex Receptacle | Size | 77802,77804,77806,77808,77810,77812,310668,311163,311164,311165,311166 | 1K7eM1Qof1dOc9$mY9I4Da | Color | 33 | M_Duplex Receptacle:Duplex Receptacle:Duplex Receptacle:575430 |  | InstallationDate | 77788 | WarrantyGuarantorLabor |  |  |  | Features | TagNumber |  | BarCode |  |  |  | Constituents |  |  | SerialNumber | WarrantyStartDate | AssetIdentifier | Orphaned | 0.000000 | 26 | ReplacementCost |  | Ground Fault Receptacles | Finish | Grade | Material | ModelReference | NominalHeight | NominalLength | NominalWidth | ProductionYear | Shape | SustainabilityPerformance | WarrantyDescription | WarrantyDurationLabor | WarrantyDurationParts | ModelLabel | Manufacturer | 23.80.50.11.17 | [72 empty] | 0.000000 | 0.460000 | [77 empty] | Unit A Panelboard | 6 | [43 empty] | 120 V/1-180 VA |  | Receptacle | [9 empty] | 1291.669250 | 1937.503875
77823 | A201 | ExpectedLife |  | 575432 | New Construction | AccessibilityPerformance | WarrantyGuarantorParts |  | FIXED |  | CodePerformance | 310538 |  |  |  | 77822 |  | 77816 | Reference | Duplex Receptacle | Size | 77837,77839,77841,77843,77845,77847,310668,311163,311164,311165,311166 | 1K7eM1Qof1dOc9$mY9I4Dg | Color | 33 | M_Duplex Receptacle:Duplex Receptacle:Duplex Receptacle:575432 |  | InstallationDate | 77823 | WarrantyGuarantorLabor |  |  |  | Features | TagNumber |  | BarCode |  |  |  | Constituents |  |  | SerialNumber | WarrantyStartDate | AssetIdentifier | Orphaned | 0.000000 | 27 | ReplacementCost |  | Ground Fault Receptacles | Finish | Grade | Material | ModelReference | NominalHeight | NominalLength | NominalWidth | ProductionYear | Shape | SustainabilityPerformance | WarrantyDescription | WarrantyDurationLabor | WarrantyDurationParts | ModelLabel | Manufacturer | 23.80.50.11.17 | [72 empty] | 0.000000 | 0.460000 | [77 empty] | Unit A Panelboard | 6 | [43 empty] | 120 V/1-180 VA |  | Receptacle | [9 empty] | 1291.669250 | 1937.503875
80548 | A201 | ExpectedLife |  | 575507 | New Construction | AccessibilityPerformance | WarrantyGuarantorParts |  | FIXED |  | CodePerformance | 310538 |  |  |  | 80547 |  | 80541 | Reference | Single Pole | Size | 80562,80564,80566,80568,80570,80572,310667,311158,311159,311160,311161,311162 | 1K7eM1Qof1dOc9$mY9I4on | Color | 33 | M_Lighting Switches:Single Pole:Single Pole:575507 |  | InstallationDate | 80548 | WarrantyGuarantorLabor |  |  |  | Features | TagNumber |  | BarCode |  |  |  | Constituents |  |  | SerialNumber | WarrantyStartDate | AssetIdentifier | Orphaned | 0.000000 |  | ReplacementCost |  | Switches | Finish | Grade | Material | ModelReference | NominalHeight | NominalLength | NominalWidth | ProductionYear | Shape | SustainabilityPerformance | WarrantyDescription | WarrantyDurationLabor | WarrantyDurationParts | ModelLabel | Manufacturer | 23.80.50.11.14 | [72 empty] | 0.000000 | 1.200000 | [77 empty] | Unit A Panelboard | 6 | [43 empty] | 120 V/1-0 VA |  | Other | [8 empty] | 0.000000 | 1291.669250
77009 | A204 | ExpectedLife |  | 575388 | New Construction | AccessibilityPerformance | WarrantyGuarantorParts |  | FIXED |  | CodePerformance | 310539 |  |  |  | 77008 |  | 77002 | Reference | 100W - 120V | Size | 77023,77025,77027,77029,77031,77033,77035,310665,311177,311178,311179,311180,311181,311182,311183,311184 | 1K7eM1Qof1dOc9$mY9I4C_ | Color | 33 | M_Sconce Light - Sphere:100W - 120V:100W - 120V:575388 |  | InstallationDate | 77009 | WarrantyGuarantorLabor |  |  |  | Features | TagNumber |  | BarCode |  |  |  | Constituents |  |  | SerialNumber | WarrantyStartDate | AssetIdentifier | Orphaned |  | 13 | ReplacementCost |  | General Luminaries, Non Directional | Finish | Grade | Material | ModelReference | NominalHeight | NominalLength | NominalWidth | ProductionYear | Shape | SustainabilityPerformance | WarrantyDescription | WarrantyDurationLabor | WarrantyDurationParts | ModelLabel | Manufacturer | 23.80.70.11.11 | [45 empty] | 0.200000 | [26 empty] | 0.000000 | 1.900000 | [77 empty] | Unit A Panelboard | 8 | [36 empty] | 0 | 0 | Point+HemiSpherical | 1291.669250 | 0 |  | 16777215 | 120 V/1-100 VA |  | Lighting - Dwelling Unit | R-30 | 1 | F | 0 |  | D5020220 | Lighting - Incandescent | 0.200000 | 1076.391042 | [19 empty] | Glass - Frosted
77243 | A204 | ExpectedLife |  | 575398 | New Construction | AccessibilityPerformance | WarrantyGuarantorParts |  | FIXED |  | CodePerformance | 310539 |  |  |  | 77242 |  | 77236 | Reference | Single Pole | Size | 77257,77259,77261,77263,77265,77267,310667,311158,311159,311160,311161,311162 | 1K7eM1Qof1dOc9$mY9I4C4 | Color | 33 | M_Lighting Switches:Single Pole:Single Pole:575398 |  | InstallationDate | 77243 | WarrantyGuarantorLabor |  |  |  | Features | TagNumber |  | BarCode |  |  |  | Constituents |  |  | SerialNumber | WarrantyStartDate | AssetIdentifier | Orphaned | 0.000000 |  | ReplacementCost |  | Switches | Finish | Grade | Material | ModelReference | NominalHeight | NominalLength | NominalWidth | ProductionYear | Shape | SustainabilityPerformance | WarrantyDescription | WarrantyDurationLabor | WarrantyDurationParts | ModelLabel | Manufacturer | 23.80.50.11.14 | [72 empty] | 0.000000 | 1.200000 | [77 empty] | Unit A Panelboard | 8 | [43 empty] | 120 V/1-0 VA |  | Other | [8 empty] | 0.000000 | 1291.669250
77543 | A204 | ExpectedLife |  | 575410 | New Construction | AccessibilityPerformance | WarrantyGuarantorParts |  | FIXED |  | CodePerformance | 310539 |  |  |  | 77542 |  | 77536 | Reference | Duplex Receptacle | Size | 77557,77559,77561,77563,77565,77567,310668,311163,311164,311165,311166 | 1K7eM1Qof1dOc9$mY9I4CG | Color | 33 | M_Duplex Receptacle:Duplex Receptacle:Duplex Receptacle:575410 |  | InstallationDate | 77543 | WarrantyGuarantorLabor |  |  |  | Features | TagNumber |  | BarCode |  |  |  | Constituents |  |  | SerialNumber | WarrantyStartDate | AssetIdentifier | Orphaned | 0.000000 | 13 | ReplacementCost |  | Ground Fault Receptacles | Finish | Grade | Material | ModelReference | NominalHeight | NominalLength | NominalWidth | ProductionYear | Shape | SustainabilityPerformance | WarrantyDescription | WarrantyDurationLabor | WarrantyDurationParts | ModelLabel | Manufacturer | 23.80.50.11.17 | [72 empty] | 0.000000 | 0.460000 | [77 empty] | Unit A Panelboard | 8 | [43 empty] | 120 V/1-180 VA |  | Receptacle | [9 empty] | 1291.669250 | 1937.503875
125949 | A204 | ExpectedLife |  | 582924 | New Construction | AccessibilityPerformance | WarrantyGuarantorParts |  | FIXED | Unit A Domestic Cold Water,Unit A Domestic Hot Water,Unit A Sanitary | CodePerformance | 310539 |  | Level 2 |  | 125948 |  | 125942 | Reference | 1525 mmx760 mm - Private | Size | 126009,126011,126013,126015,126017,126019,310731,311130,311131,311132,311133 | 1YLPoi73z0fvdanmaXQreg | Color | 33 | M_Bath Tub:1525 mmx760 mm - Private:1525 mmx760 mm - Private:582924 |  | InstallationDate | 125949 | WarrantyGuarantorLabor |  |  |  | Features | TagNumber |  | BarCode | Domestic Cold Water,Domestic Hot Water,Sanitary |  |  | Constituents |  |  | SerialNumber | WarrantyStartDate | AssetIdentifier | Level : Level 2 | 0.000000 | 21 | ReplacementCost |  | Bath/Shower Units | Finish | Grade | Material | ModelReference | NominalHeight | NominalLength | NominalWidth | ProductionYear | Shape | SustainabilityPerformance | WarrantyDescription | WarrantyDurationLabor | WarrantyDurationParts | ModelLabel | Manufacturer | 23.45.05.14.21.11 | [166 empty] | 1.000656 | 1.082677 | [46 empty] | 0.019685 | 2.000000 | 16812.158400 | 0.131234 | 0.065617 | 1.000000 | 1.000000 |  |  |  | 0.009843 | 0.009843 | 0.019685 | [69 empty] | 2.493438 | 5.003281 | 1.312336
126034 | A204 | ExpectedLife |  | 582925 | New Construction | AccessibilityPerformance | WarrantyGuarantorParts |  | FIXED | Unit A Domestic Cold Water,Unit A Sanitary | CodePerformance | 310539 |  | Level 2 |  | 126033 |  | 126027 | Reference | Private - 6.1 Lpf | Size | 126049,126051,126053,126055,126057,126059,310728,311143,311144,311145,311146 | 2h405XijT83A$BX7w5ki4x | Color | 33 | M_Water Closet - Flush Tank:Private - 6.1 Lpf:Private - 6.1 Lpf:582925 |  | InstallationDate | 126034 | WarrantyGuarantorLabor |  |  |  | Features | TagNumber |  | BarCode | Domestic Cold Water,Sanitary |  |  | Constituents |  |  | SerialNumber | WarrantyStartDate | AssetIdentifier | Level : Level 2 | 0.000000 | 22 | ReplacementCost |  | Water Operated Water Closets | Finish | Grade | Material | ModelReference | NominalHeight | NominalLength | NominalWidth | ProductionYear | Shape | SustainabilityPerformance | WarrantyDescription | WarrantyDurationLabor | WarrantyDurationParts | ModelLabel | Manufacturer | 23.45.05.21.11.11 | [215 empty] | 3.000000 | 31522.720800 | 0.262467 | 0.131234 | 0.000000 | 2.200000 |  |  |  |  | 0.024606 | 0.049213
127865 | A204 | ExpectedLife |  | 582926 | New Construction | AccessibilityPerformance | WarrantyGuarantorParts |  | FIXED | Unit A Domestic Cold Water,Unit A Domestic Hot Water,Unit A Sanitary | CodePerformance | 310539 |  |  |  | 127864 |  | 127858 | Reference | 650 mmx485 mm - Private | Size | 127930,127932,127934,127936,127938,127940,310732,311195,311196,311197,311198,311199 | 0Pz783AEDBOhI4t6HcCeBV | Color | 33 | M_Lavatory - Oval:650 mmx485 mm - Private:650 mmx485 mm - Private:582926 |  | InstallationDate | 127865 | WarrantyGuarantorLabor |  |  |  | Features | TagNumber |  | BarCode | Domestic Cold Water,Domestic Hot Water,Sanitary |  |  | Constituents |  |  | SerialNumber | WarrantyStartDate | AssetIdentifier | <not associated> |  | 23 | ReplacementCost |  | Sinks/Lavatories | Finish | Grade | Material | ModelReference | NominalHeight | NominalLength | NominalWidth | ProductionYear | Shape | SustainabilityPerformance | WarrantyDescription | WarrantyDurationLabor | WarrantyDurationParts | ModelLabel | Manufacturer | 23.45.05.14.14 | [72 empty] | 0.000000 | 0.865000 | [140 empty] | 0.049213 | 1.000000 | 16812.158400 | 0.104987 | 0.052493 | 0.500000 | 0.500000 |  |  |  | 0.024606 | 0.024606 | 0.049213 | [6 empty] | 0.325000 | 0.199825 | 0.203000 | 0.406000 | 0.485000 | 0.318000 | 0.650000 | 0.152000 | 0.155825 | 0.159000
127956 | A204 | ExpectedLife |  | 582927 | New Construction | AccessibilityPerformance | WarrantyGuarantorParts |  | FIXED | Unit A Domestic Cold Water,Unit A Domestic Hot Water,Unit A Sanitary | CodePerformance | 310539 |  |  |  | 127955 |  | 127949 | Reference | 650 mmx485 mm - Private | Size | 127970,127972,127974,127976,127978,127980,310732,311195,311196,311197,311198,311199 | 2h405XijT83A$BX7w5ki4v | Color | 33 | M_Lavatory - Oval:650 mmx485 mm - Private:650 mmx485 mm - Private:582927 |  | InstallationDate | 127956 | WarrantyGuarantorLabor |  |  |  | Features | TagNumber |  | BarCode | Domestic Cold Water,Domestic Hot Water,Sanitary |  |  | Constituents |  |  | SerialNumber | WarrantyStartDate | AssetIdentifier | <not associated> |  | 24 | ReplacementCost |  | Sinks/Lavatories | Finish | Grade | Material | ModelReference | NominalHeight | NominalLength | NominalWidth | ProductionYear | Shape | SustainabilityPerformance | WarrantyDescription | WarrantyDurationLabor | WarrantyDurationParts | ModelLabel | Manufacturer | 23.45.05.14.14 | [72 empty] | 0.000000 | 0.865000 | [140 empty] | 0.049213 | 1.000000 | 16812.158400 | 0.104987 | 0.052493 | 0.500000 | 0.500000 |  |  |  | 0.024606 | 0.024606 | 0.049213 | [6 empty] | 0.325000 | 0.199825 | 0.203000 | 0.406000 | 0.485000 | 0.318000 | 0.650000 | 0.152000 | 0.155825 | 0.159000
76898 | A203 | ExpectedLife |  | 575385 | New Construction | AccessibilityPerformance | WarrantyGuarantorParts |  | FIXED |  | CodePerformance | 310540 |  |  |  | 76897 |  | 76891 | Reference | 150W - 120V | Size | 76912,76914,76916,76918,76920,76922,76924,310666,311169,311170,311171,311172,311173,311174,311175,311176 | 1K7eM1Qof1dOc9$mY9I4Cx | Color | 33 | M_Pendant Light - Hemisphere:150W - 120V:150W - 120V:575385 |  | InstallationDate | 76898 | WarrantyGuarantorLabor |  |  |  | Features | TagNumber |  | BarCode |  |  |  | Constituents |  |  | SerialNumber | WarrantyStartDate | AssetIdentifier | Orphaned |  | 10 | ReplacementCost |  | General Luminaries, Non Directional | Finish | Grade | Material | ModelReference | NominalHeight | NominalLength | NominalWidth | ProductionYear | Shape | SustainabilityPerformance | WarrantyDescription | WarrantyDurationLabor | WarrantyDurationParts | ModelLabel | Manufacturer | 23.80.70.11.11 | [72 empty] | 0.000000 | 1.200000 | [77 empty] | Unit A Panelboard | 5 | [36 empty] | 0 | 0 | Point+Spherical | 1291.669250 | 0 | Metal - Chrome | 16777215 | 120 V/1-150 VA | 0.675000 | Lighting - Dwelling Unit | A-21 | 1 | F | 0 | Glass - Frosted | D5020220 | Lighting - Incandescent | 0.075000 | 1614.586563
77313 | A203 | ExpectedLife |  | 575402 | New Construction | AccessibilityPerformance | WarrantyGuarantorParts |  | FIXED |  | CodePerformance | 310540 |  |  |  | 77312 |  | 77306 | Reference | Single Pole | Size | 77327,77329,77331,77333,77335,77337,310667,311158,311159,311160,311161,311162 | 1K7eM1Qof1dOc9$mY9I4C8 | Color | 33 | M_Lighting Switches:Single Pole:Single Pole:575402 |  | InstallationDate | 77313 | WarrantyGuarantorLabor |  |  |  | Features | TagNumber |  | BarCode |  |  |  | Constituents |  |  | SerialNumber | WarrantyStartDate | AssetIdentifier | Orphaned | 0.000000 |  | ReplacementCost |  | Switches | Finish | Grade | Material | ModelReference | NominalHeight | NominalLength | NominalWidth | ProductionYear | Shape | SustainabilityPerformance | WarrantyDescription | WarrantyDurationLabor | WarrantyDurationParts | ModelLabel | Manufacturer | 23.80.50.11.14 | [72 empty] | 0.000000 | 1.200000 | [77 empty] | Unit A Panelboard | 5 | [43 empty] | 120 V/1-0 VA |  | Other | [8 empty] | 0.000000 | 1291.669250
77858 | A203 | ExpectedLife |  | 575434 | New Construction | AccessibilityPerformance | WarrantyGuarantorParts |  | FIXED |  | CodePerformance | 310540 |  |  |  | 77857 |  | 77851 | Reference | Duplex Receptacle | Size | 77872,77874,77876,77878,77880,77882,310668,311163,311164,311165,311166 | 1K7eM1Qof1dOc9$mY9I4De | Color | 33 | M_Duplex Receptacle:Duplex Receptacle:Duplex Receptacle:575434 |  | InstallationDate | 77858 | WarrantyGuarantorLabor |  |  |  | Features | TagNumber |  | BarCode |  |  |  | Constituents |  |  | SerialNumber | WarrantyStartDate | AssetIdentifier | Orphaned | 0.000000 | 28 | ReplacementCost |  | Ground Fault Receptacles | Finish | Grade | Material | ModelReference | NominalHeight | NominalLength | NominalWidth | ProductionYear | Shape | SustainabilityPerformance | WarrantyDescription | WarrantyDurationLabor | WarrantyDurationParts | ModelLabel | Manufacturer | 23.80.50.11.17 | [72 empty] | 0.000000 | 0.460000 | [77 empty] | Unit A Panelboard | 5 | [43 empty] | 120 V/1-180 VA |  | Receptacle | [9 empty] | 1291.669250 | 1937.503875
77893 | A203 | ExpectedLife |  | 575435 | New Construction | AccessibilityPerformance | WarrantyGuarantorParts |  | FIXED |  | CodePerformance | 310540 |  |  |  | 77892 |  | 77886 | Reference | Duplex Receptacle | Size | 77907,77909,77911,77913,77915,77917,310668,311163,311164,311165,311166 | 1K7eM1Qof1dOc9$mY9I4Df | Color | 33 | M_Duplex Receptacle:Duplex Receptacle:Duplex Receptacle:575435 |  | InstallationDate | 77893 | WarrantyGuarantorLabor |  |  |  | Features | TagNumber |  | BarCode |  |  |  | Constituents |  |  | SerialNumber | WarrantyStartDate | AssetIdentifier | Orphaned | 0.000000 | 29 | ReplacementCost |  | Ground Fault Receptacles | Finish | Grade | Material | ModelReference | NominalHeight | NominalLength | NominalWidth | ProductionYear | Shape | SustainabilityPerformance | WarrantyDescription | WarrantyDurationLabor | WarrantyDurationParts | ModelLabel | Manufacturer | 23.80.50.11.17 | [72 empty] | 0.000000 | 0.460000 | [77 empty] | Unit A Panelboard | 5 | [43 empty] | 120 V/1-180 VA |  | Receptacle | [9 empty] | 1291.669250 | 1937.503875
78033 | A203 | ExpectedLife |  | 575440 | New Construction | AccessibilityPerformance | WarrantyGuarantorParts |  | FIXED |  | CodePerformance | 310540 |  |  |  | 78032 |  | 78026 | Reference | Duplex Receptacle | Size | 78047,78049,78051,78053,78055,78057,310668,311163,311164,311165,311166 | 1K7eM1Qof1dOc9$mY9I4Do | Color | 33 | M_Duplex Receptacle:Duplex Receptacle:Duplex Receptacle:575440 |  | InstallationDate | 78033 | WarrantyGuarantorLabor |  |  |  | Features | TagNumber |  | BarCode |  |  |  | Constituents |  |  | SerialNumber | WarrantyStartDate | AssetIdentifier | Orphaned | 0.000000 | 33 | ReplacementCost |  | Ground Fault Receptacles | Finish | Grade | Material | ModelReference | NominalHeight | NominalLength | NominalWidth | ProductionYear | Shape | SustainabilityPerformance | WarrantyDescription | WarrantyDurationLabor | WarrantyDurationParts | ModelLabel | Manufacturer | 23.80.50.11.17 | [72 empty] | 0.000000 | 0.460000 | [77 empty] | Unit A Panelboard | 5 | [43 empty] | 120 V/1-180 VA |  | Receptacle | [9 empty] | 1291.669250 | 1937.503875
76935 | A202 | ExpectedLife |  | 575386 | New Construction | AccessibilityPerformance | WarrantyGuarantorParts |  | FIXED |  | CodePerformance | 310541 |  |  |  | 76934 |  | 76928 | Reference | 150W - 120V | Size | 76949,76951,76953,76955,76957,76959,76961,310666,311169,311170,311171,311172,311173,311174,311175,311176 | 1K7eM1Qof1dOc9$mY9I4Cu | Color | 33 | M_Pendant Light - Hemisphere:150W - 120V:150W - 120V:575386 |  | InstallationDate | 76935 | WarrantyGuarantorLabor |  |  |  | Features | TagNumber |  | BarCode |  |  |  | Constituents |  |  | SerialNumber | WarrantyStartDate | AssetIdentifier | Orphaned |  | 11 | ReplacementCost |  | General Luminaries, Non Directional | Finish | Grade | Material | ModelReference | NominalHeight | NominalLength | NominalWidth | ProductionYear | Shape | SustainabilityPerformance | WarrantyDescription | WarrantyDurationLabor | WarrantyDurationParts | ModelLabel | Manufacturer | 23.80.70.11.11 | [72 empty] | 0.000000 | 1.200000 | [77 empty] | Unit A Panelboard | 7 | [36 empty] | 0 | 0 | Point+Spherical | 1291.669250 | 0 | Metal - Chrome | 16777215 | 120 V/1-150 VA | 0.675000 | Lighting - Dwelling Unit | A-21 | 1 | F | 0 | Glass - Frosted | D5020220 | Lighting - Incandescent | 0.075000 | 1614.586563
77098 | A202 | ExpectedLife |  | 575392 | New Construction | AccessibilityPerformance | WarrantyGuarantorParts |  | FIXED |  | CodePerformance | 310541 |  |  |  | 77097 |  | 77091 | Reference | Single Pole | Size | 77147,77149,77151,77153,77155,77157,310667,311158,311159,311160,311161,311162 | 1BZbxAG8L6z9EEpSZfugOW | Color | 33 | M_Lighting Switches:Single Pole:Single Pole:575392 |  | InstallationDate | 77098 | WarrantyGuarantorLabor |  |  |  | Features | TagNumber |  | BarCode |  |  |  | Constituents |  |  | SerialNumber | WarrantyStartDate | AssetIdentifier | Orphaned | 0.000000 |  | ReplacementCost |  | Switches | Finish | Grade | Material | ModelReference | NominalHeight | NominalLength | NominalWidth | ProductionYear | Shape | SustainabilityPerformance | WarrantyDescription | WarrantyDurationLabor | WarrantyDurationParts | ModelLabel | Manufacturer | 23.80.50.11.14 | [72 empty] | 0.000000 | 1.200000 | [77 empty] | Unit A Panelboard | 7 | [43 empty] | 120 V/1-0 VA |  | Other | [8 empty] | 0.000000 | 1291.669250
77363 | A202 | ExpectedLife |  | 575405 | New Construction | AccessibilityPerformance | WarrantyGuarantorParts |  | FIXED |  | CodePerformance | 310541 |  |  |  | 77362 |  | 77356 | Reference | Duplex Receptacle | Size | 77413,77415,77417,77419,77421,77423,310668,311163,311164,311165,311166 | 2IG0VrX6zB1x1jfqawxCAz | Color | 33 | M_Duplex Receptacle:Duplex Receptacle:Duplex Receptacle:575405 |  | InstallationDate | 77363 | WarrantyGuarantorLabor |  |  |  | Features | TagNumber |  | BarCode |  |  |  | Constituents |  |  | SerialNumber | WarrantyStartDate | AssetIdentifier | Orphaned | 0.000000 | 9 | ReplacementCost |  | Ground Fault Receptacles | Finish | Grade | Material | ModelReference | NominalHeight | NominalLength | NominalWidth | ProductionYear | Shape | SustainabilityPerformance | WarrantyDescription | WarrantyDurationLabor | WarrantyDurationParts | ModelLabel | Manufacturer | 23.80.50.11.17 | [72 empty] | 0.000000 | 0.460000 | [77 empty] | Unit A Panelboard | 7 | [43 empty] | 120 V/1-180 VA |  | Receptacle | [9 empty] | 1291.669250 | 1937.503875
77438 | A202 | ExpectedLife |  | 575406 | New Construction | AccessibilityPerformance | WarrantyGuarantorParts |  | FIXED |  | CodePerformance | 310541 |  |  |  | 77437 |  | 77431 | Reference | Duplex Receptacle | Size | 77452,77454,77456,77458,77460,77462,310668,311163,311164,311165,311166 | 1K7eM1Qof1dOc9$mY9I4CC | Color | 33 | M_Duplex Receptacle:Duplex Receptacle:Duplex Receptacle:575406 |  | InstallationDate | 77438 | WarrantyGuarantorLabor |  |  |  | Features | TagNumber |  | BarCode |  |  |  | Constituents |  |  | SerialNumber | WarrantyStartDate | AssetIdentifier | Orphaned | 0.000000 | 10 | ReplacementCost |  | Ground Fault Receptacles | Finish | Grade | Material | ModelReference | NominalHeight | NominalLength | NominalWidth | ProductionYear | Shape | SustainabilityPerformance | WarrantyDescription | WarrantyDurationLabor | WarrantyDurationParts | ModelLabel | Manufacturer | 23.80.50.11.17 | [72 empty] | 0.000000 | 0.460000 | [77 empty] | Unit A Panelboard | 7 | [43 empty] | 120 V/1-180 VA |  | Receptacle | [9 empty] | 1291.669250 | 1937.503875
77473 | A202 | ExpectedLife |  | 575407 | New Construction | AccessibilityPerformance | WarrantyGuarantorParts |  | FIXED |  | CodePerformance | 310541 |  |  |  | 77472 |  | 77466 | Reference | Duplex Receptacle | Size | 77487,77489,77491,77493,77495,77497,310668,311163,311164,311165,311166 | 1K7eM1Qof1dOc9$mY9I4CD | Color | 33 | M_Duplex Receptacle:Duplex Receptacle:Duplex Receptacle:575407 |  | InstallationDate | 77473 | WarrantyGuarantorLabor |  |  |  | Features | TagNumber |  | BarCode |  |  |  | Constituents |  |  | SerialNumber | WarrantyStartDate | AssetIdentifier | Orphaned | 0.000000 | 11 | ReplacementCost |  | Ground Fault Receptacles | Finish | Grade | Material | ModelReference | NominalHeight | NominalLength | NominalWidth | ProductionYear | Shape | SustainabilityPerformance | WarrantyDescription | WarrantyDurationLabor | WarrantyDurationParts | ModelLabel | Manufacturer | 23.80.50.11.17 | [72 empty] | 0.000000 | 0.460000 | [77 empty] | Unit A Panelboard | 7 | [43 empty] | 120 V/1-180 VA |  | Receptacle | [9 empty] | 1291.669250 | 1937.503875
77508 | A202 | ExpectedLife |  | 575409 | New Construction | AccessibilityPerformance | WarrantyGuarantorParts |  | FIXED |  | CodePerformance | 310541 |  |  |  | 77507 |  | 77501 | Reference | Duplex Receptacle | Size | 77522,77524,77526,77528,77530,77532,310668,311163,311164,311165,311166 | 1K7eM1Qof1dOc9$mY9I4CJ | Color | 33 | M_Duplex Receptacle:Duplex Receptacle:Duplex Receptacle:575409 |  | InstallationDate | 77508 | WarrantyGuarantorLabor |  |  |  | Features | TagNumber |  | BarCode |  |  |  | Constituents |  |  | SerialNumber | WarrantyStartDate | AssetIdentifier | Orphaned | 0.000000 | 12 | ReplacementCost |  | Ground Fault Receptacles | Finish | Grade | Material | ModelReference | NominalHeight | NominalLength | NominalWidth | ProductionYear | Shape | SustainabilityPerformance | WarrantyDescription | WarrantyDurationLabor | WarrantyDurationParts | ModelLabel | Manufacturer | 23.80.50.11.17 | [72 empty] | 0.000000 | 0.460000 | [77 empty] | Unit A Panelboard | 7 | [43 empty] | 120 V/1-180 VA |  | Receptacle | [9 empty] | 1291.669250 | 1937.503875
300464 | A202 | ExpectedLife |  | 612214 | New Construction | AccessibilityPerformance | WarrantyGuarantorParts |  | FIXED |  | CodePerformance | 310541 |  |  |  | 300463 |  | 300457 | Reference | Telophone Outlet | Size | 300478,300480,300482,300484,311050,311212,311213,311214 | 1l2cgO2D5FS9t6u8i4Cvrw | Color | 33 | M_Telephone Outlet:Telophone Outlet:Telophone Outlet:612214 |  | InstallationDate | 300464 | WarrantyGuarantorLabor |  |  |  | Features | TagNumber |  | BarCode |  |  |  | Constituents |  |  | SerialNumber | WarrantyStartDate | AssetIdentifier | Linked Revit Model : Duplex_A.rvt | 0.000000 |  | ReplacementCost |  | Telephone and Intercommunication Equipment | Finish | Grade | Material | ModelReference | NominalHeight | NominalLength | NominalWidth | ProductionYear | Shape | SustainabilityPerformance | WarrantyDescription | WarrantyDurationLabor | WarrantyDurationParts | ModelLabel | Manufacturer | 23.85.50.14 | [71 empty] | Level 1 | 3.847944 | 0.460000 | [77 empty] | TTB1 | 1
77718 | B201 | ExpectedLife |  | 575426 | New Construction | AccessibilityPerformance | WarrantyGuarantorParts |  | FIXED |  | CodePerformance | 310542 |  |  |  | 77717 |  | 77711 | Reference | Duplex Receptacle | Size | 77732,77734,77736,77738,77740,77742,310668,311163,311164,311165,311166 | 1K7eM1Qof1dOc9$mY9I4DW | Color | 33 | M_Duplex Receptacle:Duplex Receptacle:Duplex Receptacle:575426 |  | InstallationDate | 77718 | WarrantyGuarantorLabor |  |  |  | Features | TagNumber |  | BarCode |  |  |  | Constituents |  |  | SerialNumber | WarrantyStartDate | AssetIdentifier | Orphaned | 0.000000 | 24 | ReplacementCost |  | Ground Fault Receptacles | Finish | Grade | Material | ModelReference | NominalHeight | NominalLength | NominalWidth | ProductionYear | Shape | SustainabilityPerformance | WarrantyDescription | WarrantyDurationLabor | WarrantyDurationParts | ModelLabel | Manufacturer | 23.80.50.11.17 | [72 empty] | 0.000000 | 0.460000 | [77 empty] | Unit B Panelboard | 7 | [43 empty] | 120 V/1-180 VA |  | Receptacle | [9 empty] | 1291.669250 | 1937.503875
77753 | B201 | ExpectedLife |  | 575428 | New Construction | AccessibilityPerformance | WarrantyGuarantorParts |  | FIXED |  | CodePerformance | 310542 |  |  |  | 77752 |  | 77746 | Reference | Duplex Receptacle | Size | 77767,77769,77771,77773,77775,77777,310668,311163,311164,311165,311166 | 1K7eM1Qof1dOc9$mY9I4Dc | Color | 33 | M_Duplex Receptacle:Duplex Receptacle:Duplex Receptacle:575428 |  | InstallationDate | 77753 | WarrantyGuarantorLabor |  |  |  | Features | TagNumber |  | BarCode |  |  |  | Constituents |  |  | SerialNumber | WarrantyStartDate | AssetIdentifier | Orphaned | 0.000000 | 25 | ReplacementCost |  | Ground Fault Receptacles | Finish | Grade | Material | ModelReference | NominalHeight | NominalLength | NominalWidth | ProductionYear | Shape | SustainabilityPerformance | WarrantyDescription | WarrantyDurationLabor | WarrantyDurationParts | ModelLabel | Manufacturer | 23.80.50.11.17 | [72 empty] | 0.000000 | 0.460000 | [77 empty] | Unit B Panelboard | 7 | [43 empty] | 120 V/1-180 VA |  | Receptacle | [9 empty] | 1291.669250 | 1937.503875
80620 | B201 | ExpectedLife |  | 575510 | New Construction | AccessibilityPerformance | WarrantyGuarantorParts |  | FIXED |  | CodePerformance | 310542 |  |  |  | 80619 |  | 80613 | Reference | Single Pole | Size | 80634,80636,80638,80640,80642,80644,310667,311158,311159,311160,311161,311162 | 1K7eM1Qof1dOc9$mY9I4oq | Color | 33 | M_Lighting Switches:Single Pole:Single Pole:575510 |  | InstallationDate | 80620 | WarrantyGuarantorLabor |  |  |  | Features | TagNumber |  | BarCode |  |  |  | Constituents |  |  | SerialNumber | WarrantyStartDate | AssetIdentifier | Orphaned | 0.000000 |  | ReplacementCost |  | Switches | Finish | Grade | Material | ModelReference | NominalHeight | NominalLength | NominalWidth | ProductionYear | Shape | SustainabilityPerformance | WarrantyDescription | WarrantyDurationLabor | WarrantyDurationParts | ModelLabel | Manufacturer | 23.80.50.11.14 | [72 empty] | 0.000000 | 1.200000 | [77 empty] | Unit B Panelboard | 7 | [43 empty] | 120 V/1-0 VA |  | Other | [8 empty] | 0.000000 | 1291.669250
77046 | B204 | ExpectedLife |  | 575390 | New Construction | AccessibilityPerformance | WarrantyGuarantorParts |  | FIXED |  | CodePerformance | 310543 |  |  |  | 77045 |  | 77039 | Reference | 100W - 120V | Size | 77060,77062,77064,77066,77068,77070,77072,310665,311177,311178,311179,311180,311181,311182,311183,311184 | 1K7eM1Qof1dOc9$mY9I4Cy | Color | 33 | M_Sconce Light - Sphere:100W - 120V:100W - 120V:575390 |  | InstallationDate | 77046 | WarrantyGuarantorLabor |  |  |  | Features | TagNumber |  | BarCode |  |  |  | Constituents |  |  | SerialNumber | WarrantyStartDate | AssetIdentifier | Orphaned |  | 14 | ReplacementCost |  | General Luminaries, Non Directional | Finish | Grade | Material | ModelReference | NominalHeight | NominalLength | NominalWidth | ProductionYear | Shape | SustainabilityPerformance | WarrantyDescription | WarrantyDurationLabor | WarrantyDurationParts | ModelLabel | Manufacturer | 23.80.70.11.11 | [45 empty] | 0.200000 | [26 empty] | 0.000000 | 1.900000 | [77 empty] | Unit B Panelboard | 6 | [36 empty] | 0 | 0 | Point+HemiSpherical | 1291.669250 | 0 |  | 16777215 | 120 V/1-100 VA |  | Lighting - Dwelling Unit | R-30 | 1 | F | 0 |  | D5020220 | Lighting - Incandescent | 0.200000 | 1076.391042 | [19 empty] | Glass - Frosted
77208 | B204 | ExpectedLife |  | 575396 | New Construction | AccessibilityPerformance | WarrantyGuarantorParts |  | FIXED |  | CodePerformance | 310543 |  |  |  | 77207 |  | 77201 | Reference | Single Pole | Size | 77222,77224,77226,77228,77230,77232,310667,311158,311159,311160,311161,311162 | 1K7eM1Qof1dOc9$mY9I4C6 | Color | 33 | M_Lighting Switches:Single Pole:Single Pole:575396 |  | InstallationDate | 77208 | WarrantyGuarantorLabor |  |  |  | Features | TagNumber |  | BarCode |  |  |  | Constituents |  |  | SerialNumber | WarrantyStartDate | AssetIdentifier | Orphaned | 0.000000 |  | ReplacementCost |  | Switches | Finish | Grade | Material | ModelReference | NominalHeight | NominalLength | NominalWidth | ProductionYear | Shape | SustainabilityPerformance | WarrantyDescription | WarrantyDurationLabor | WarrantyDurationParts | ModelLabel | Manufacturer | 23.80.50.11.14 | [72 empty] | 0.000000 | 1.200000 | [77 empty] | Unit B Panelboard | 6 | [43 empty] | 120 V/1-0 VA |  | Other | [8 empty] | 0.000000 | 1291.669250
77578 | B204 | ExpectedLife |  | 575419 | New Construction | AccessibilityPerformance | WarrantyGuarantorParts |  | FIXED |  | CodePerformance | 310543 |  |  |  | 77577 |  | 77571 | Reference | Duplex Receptacle | Size | 77592,77594,77596,77598,77600,77602,310668,311163,311164,311165,311166 | 1K7eM1Qof1dOc9$mY9I4CP | Color | 33 | M_Duplex Receptacle:Duplex Receptacle:Duplex Receptacle:575419 |  | InstallationDate | 77578 | WarrantyGuarantorLabor |  |  |  | Features | TagNumber |  | BarCode |  |  |  | Constituents |  |  | SerialNumber | WarrantyStartDate | AssetIdentifier | Orphaned | 0.000000 | 19 | ReplacementCost |  | Ground Fault Receptacles | Finish | Grade | Material | ModelReference | NominalHeight | NominalLength | NominalWidth | ProductionYear | Shape | SustainabilityPerformance | WarrantyDescription | WarrantyDurationLabor | WarrantyDurationParts | ModelLabel | Manufacturer | 23.80.50.11.17 | [72 empty] | 0.000000 | 0.460000 | [77 empty] | Unit B Panelboard | 6 | [43 empty] | 120 V/1-180 VA |  | Receptacle | [9 empty] | 1291.669250 | 1937.503875
127991 | B204 | ExpectedLife |  | 582928 | New Construction | AccessibilityPerformance | WarrantyGuarantorParts |  | FIXED | Unit B Domestic Cold Water,Unit B Domestic Hot Water,Unit B Sanitary | CodePerformance | 310543 |  |  |  | 127990 |  | 127984 | Reference | 650 mmx485 mm - Private | Size | 128005,128007,128009,128011,128013,128015,310732,311195,311196,311197,311198,311199 | 2h405XijT83A$BX7w5ki4c | Color | 33 | M_Lavatory - Oval:650 mmx485 mm - Private:650 mmx485 mm - Private:582928 |  | InstallationDate | 127991 | WarrantyGuarantorLabor |  |  |  | Features | TagNumber |  | BarCode | Domestic Cold Water,Domestic Hot Water,Sanitary |  |  | Constituents |  |  | SerialNumber | WarrantyStartDate | AssetIdentifier | <not associated> |  | 25 | ReplacementCost |  | Sinks/Lavatories | Finish | Grade | Material | ModelReference | NominalHeight | NominalLength | NominalWidth | ProductionYear | Shape | SustainabilityPerformance | WarrantyDescription | WarrantyDurationLabor | WarrantyDurationParts | ModelLabel | Manufacturer | 23.45.05.14.14 | [72 empty] | 0.000000 | 0.865000 | [140 empty] | 0.049213 | 1.000000 | 16812.158400 | 0.104987 | 0.052493 | 0.500000 | 0.500000 |  |  |  | 0.024606 | 0.024606 | 0.049213 | [6 empty] | 0.325000 | 0.199825 | 0.203000 | 0.406000 | 0.485000 | 0.318000 | 0.650000 | 0.152000 | 0.155825 | 0.159000
128026 | B204 | ExpectedLife |  | 582929 | New Construction | AccessibilityPerformance | WarrantyGuarantorParts |  | FIXED | Unit B Domestic Cold Water,Unit B Domestic Hot Water,Unit B Sanitary | CodePerformance | 310543 |  |  |  | 128025 |  | 128019 | Reference | 650 mmx485 mm - Private | Size | 128040,128042,128044,128046,128048,128050,310732,311195,311196,311197,311198,311199 | 2h405XijT83A$BX7w5ki4d | Color | 33 | M_Lavatory - Oval:650 mmx485 mm - Private:650 mmx485 mm - Private:582929 |  | InstallationDate | 128026 | WarrantyGuarantorLabor |  |  |  | Features | TagNumber |  | BarCode | Domestic Cold Water,Domestic Hot Water,Sanitary |  |  | Constituents |  |  | SerialNumber | WarrantyStartDate | AssetIdentifier | <not associated> |  | 26 | ReplacementCost |  | Sinks/Lavatories | Finish | Grade | Material | ModelReference | NominalHeight | NominalLength | NominalWidth | ProductionYear | Shape | SustainabilityPerformance | WarrantyDescription | WarrantyDurationLabor | WarrantyDurationParts | ModelLabel | Manufacturer | 23.45.05.14.14 | [72 empty] | 0.000000 | 0.865000 | [140 empty] | 0.049213 | 1.000000 | 16812.158400 | 0.104987 | 0.052493 | 0.500000 | 0.500000 |  |  |  | 0.024606 | 0.024606 | 0.049213 | [6 empty] | 0.325000 | 0.199825 | 0.203000 | 0.406000 | 0.485000 | 0.318000 | 0.650000 | 0.152000 | 0.155825 | 0.159000
128061 | B204 | ExpectedLife |  | 582930 | New Construction | AccessibilityPerformance | WarrantyGuarantorParts |  | FIXED | Unit B Domestic Cold Water,Unit B Sanitary | CodePerformance | 310543 |  | Level 2 |  | 128060 |  | 128054 | Reference | Private - 6.1 Lpf | Size | 128076,128078,128080,128082,128084,128086,310728,311143,311144,311145,311146 | 2h405XijT83A$BX7w5ki4a | Color | 33 | M_Water Closet - Flush Tank:Private - 6.1 Lpf:Private - 6.1 Lpf:582930 |  | InstallationDate | 128061 | WarrantyGuarantorLabor |  |  |  | Features | TagNumber |  | BarCode | Domestic Cold Water,Sanitary |  |  | Constituents |  |  | SerialNumber | WarrantyStartDate | AssetIdentifier | Level : Level 2 | 0.000000 | 27 | ReplacementCost |  | Water Operated Water Closets | Finish | Grade | Material | ModelReference | NominalHeight | NominalLength | NominalWidth | ProductionYear | Shape | SustainabilityPerformance | WarrantyDescription | WarrantyDurationLabor | WarrantyDurationParts | ModelLabel | Manufacturer | 23.45.05.21.11.11 | [215 empty] | 3.000000 | 31522.720800 | 0.262467 | 0.131234 | 0.000000 | 2.200000 |  |  |  |  | 0.024606 | 0.049213
128097 | B204 | ExpectedLife |  | 582931 | New Construction | AccessibilityPerformance | WarrantyGuarantorParts |  | FIXED | Unit B Domestic Cold Water,Unit B Domestic Hot Water,Unit B Sanitary | CodePerformance | 310543 |  | Level 2 |  | 128096 |  | 128090 | Reference | 1525 mmx760 mm - Private | Size | 128112,128114,128116,128118,128120,128122,310731,311130,311131,311132,311133 | 2h405XijT83A$BX7w5ki4b | Color | 33 | M_Bath Tub:1525 mmx760 mm - Private:1525 mmx760 mm - Private:582931 |  | InstallationDate | 128097 | WarrantyGuarantorLabor |  |  |  | Features | TagNumber |  | BarCode | Domestic Cold Water,Domestic Hot Water,Sanitary |  |  | Constituents |  |  | SerialNumber | WarrantyStartDate | AssetIdentifier | Level : Level 2 | 0.000000 | 28 | ReplacementCost |  | Bath/Shower Units | Finish | Grade | Material | ModelReference | NominalHeight | NominalLength | NominalWidth | ProductionYear | Shape | SustainabilityPerformance | WarrantyDescription | WarrantyDurationLabor | WarrantyDurationParts | ModelLabel | Manufacturer | 23.45.05.14.21.11 | [166 empty] | 1.000656 | 1.082677 | [46 empty] | 0.019685 | 2.000000 | 16812.158400 | 0.131234 | 0.065617 | 1.000000 | 1.000000 |  |  |  | 0.009843 | 0.009843 | 0.019685 | [69 empty] | 2.493438 | 5.003281 | 1.312336
76972 | B203 | ExpectedLife |  | 575387 | New Construction | AccessibilityPerformance | WarrantyGuarantorParts |  | FIXED |  | CodePerformance | 310544 |  |  |  | 76971 |  | 76965 | Reference | 150W - 120V | Size | 76986,76988,76990,76992,76994,76996,76998,310666,311169,311170,311171,311172,311173,311174,311175,311176 | 1K7eM1Qof1dOc9$mY9I4Cv | Color | 33 | M_Pendant Light - Hemisphere:150W - 120V:150W - 120V:575387 |  | InstallationDate | 76972 | WarrantyGuarantorLabor |  |  |  | Features | TagNumber |  | BarCode |  |  |  | Constituents |  |  | SerialNumber | WarrantyStartDate | AssetIdentifier | Orphaned |  | 12 | ReplacementCost |  | General Luminaries, Non Directional | Finish | Grade | Material | ModelReference | NominalHeight | NominalLength | NominalWidth | ProductionYear | Shape | SustainabilityPerformance | WarrantyDescription | WarrantyDurationLabor | WarrantyDurationParts | ModelLabel | Manufacturer | 23.80.70.11.11 | [72 empty] | 0.000000 | 1.200000 | [77 empty] | Unit B Panelboard | 5 | [36 empty] | 0 | 0 | Point+Spherical | 1291.669250 | 0 | Metal - Chrome | 16777215 | 120 V/1-150 VA | 0.675000 | Lighting - Dwelling Unit | A-21 | 1 | F | 0 | Glass - Frosted | D5020220 | Lighting - Incandescent | 0.075000 | 1614.586563
77173 | B203 | ExpectedLife |  | 575394 | New Construction | AccessibilityPerformance | WarrantyGuarantorParts |  | FIXED |  | CodePerformance | 310544 |  |  |  | 77172 |  | 77166 | Reference | Single Pole | Size | 77187,77189,77191,77193,77195,77197,310667,311158,311159,311160,311161,311162 | 1K7eM1Qof1dOc9$mY9I4C0 | Color | 33 | M_Lighting Switches:Single Pole:Single Pole:575394 |  | InstallationDate | 77173 | WarrantyGuarantorLabor |  |  |  | Features | TagNumber |  | BarCode |  |  |  | Constituents |  |  | SerialNumber | WarrantyStartDate | AssetIdentifier | Orphaned | 0.000000 |  | ReplacementCost |  | Switches | Finish | Grade | Material | ModelReference | NominalHeight | NominalLength | NominalWidth | ProductionYear | Shape | SustainabilityPerformance | WarrantyDescription | WarrantyDurationLabor | WarrantyDurationParts | ModelLabel | Manufacturer | 23.80.50.11.14 | [72 empty] | 0.000000 | 1.200000 | [77 empty] | Unit B Panelboard | 5 | [43 empty] | 120 V/1-0 VA |  | Other | [8 empty] | 0.000000 | 1291.669250
77613 | B203 | ExpectedLife |  | 575422 | New Construction | AccessibilityPerformance | WarrantyGuarantorParts |  | FIXED |  | CodePerformance | 310544 |  |  |  | 77612 |  | 77606 | Reference | Duplex Receptacle | Size | 77627,77629,77631,77633,77635,77637,310668,311163,311164,311165,311166 | 1K7eM1Qof1dOc9$mY9I4CS | Color | 33 | M_Duplex Receptacle:Duplex Receptacle:Duplex Receptacle:575422 |  | InstallationDate | 77613 | WarrantyGuarantorLabor |  |  |  | Features | TagNumber |  | BarCode |  |  |  | Constituents |  |  | SerialNumber | WarrantyStartDate | AssetIdentifier | Orphaned | 0.000000 | 21 | ReplacementCost |  | Ground Fault Receptacles | Finish | Grade | Material | ModelReference | NominalHeight | NominalLength | NominalWidth | ProductionYear | Shape | SustainabilityPerformance | WarrantyDescription | WarrantyDurationLabor | WarrantyDurationParts | ModelLabel | Manufacturer | 23.80.50.11.17 | [72 empty] | 0.000000 | 0.460000 | [77 empty] | Unit B Panelboard | 5 | [43 empty] | 120 V/1-180 VA |  | Receptacle | [9 empty] | 1291.669250 | 1937.503875
77648 | B203 | ExpectedLife |  | 575424 | New Construction | AccessibilityPerformance | WarrantyGuarantorParts |  | FIXED |  | CodePerformance | 310544 |  |  |  | 77647 |  | 77641 | Reference | Duplex Receptacle | Size | 77662,77664,77666,77668,77670,77672,310668,311163,311164,311165,311166 | 1K7eM1Qof1dOc9$mY9I4DY | Color | 33 | M_Duplex Receptacle:Duplex Receptacle:Duplex Receptacle:575424 |  | InstallationDate | 77648 | WarrantyGuarantorLabor |  |  |  | Features | TagNumber |  | BarCode |  |  |  | Constituents |  |  | SerialNumber | WarrantyStartDate | AssetIdentifier | Orphaned | 0.000000 | 22 | ReplacementCost |  | Ground Fault Receptacles | Finish | Grade | Material | ModelReference | NominalHeight | NominalLength | NominalWidth | ProductionYear | Shape | SustainabilityPerformance | WarrantyDescription | WarrantyDurationLabor | WarrantyDurationParts | ModelLabel | Manufacturer | 23.80.50.11.17 | [72 empty] | 0.000000 | 0.460000 | [77 empty] | Unit B Panelboard | 5 | [43 empty] | 120 V/1-180 VA |  | Receptacle | [9 empty] | 1291.669250 | 1937.503875
77683 | B203 | ExpectedLife |  | 575425 | New Construction | AccessibilityPerformance | WarrantyGuarantorParts |  | FIXED |  | CodePerformance | 310544 |  |  |  | 77682 |  | 77676 | Reference | Duplex Receptacle | Size | 77697,77699,77701,77703,77705,77707,310668,311163,311164,311165,311166 | 1K7eM1Qof1dOc9$mY9I4DZ | Color | 33 | M_Duplex Receptacle:Duplex Receptacle:Duplex Receptacle:575425 |  | InstallationDate | 77683 | WarrantyGuarantorLabor |  |  |  | Features | TagNumber |  | BarCode |  |  |  | Constituents |  |  | SerialNumber | WarrantyStartDate | AssetIdentifier | Orphaned | 0.000000 | 23 | ReplacementCost |  | Ground Fault Receptacles | Finish | Grade | Material | ModelReference | NominalHeight | NominalLength | NominalWidth | ProductionYear | Shape | SustainabilityPerformance | WarrantyDescription | WarrantyDurationLabor | WarrantyDurationParts | ModelLabel | Manufacturer | 23.80.50.11.17 | [72 empty] | 0.000000 | 0.460000 | [77 empty] | Unit B Panelboard | 5 | [43 empty] | 120 V/1-180 VA |  | Receptacle | [9 empty] | 1291.669250 | 1937.503875
76861 | B202 | ExpectedLife |  | 575383 | New Construction | AccessibilityPerformance | WarrantyGuarantorParts |  | FIXED |  | CodePerformance | 310545 |  |  |  | 76860 |  | 76854 | Reference | 150W - 120V | Size | 76875,76877,76879,76881,76883,76885,76887,310666,311169,311170,311171,311172,311173,311174,311175,311176 | 1K7eM1Qof1dOc9$mY9I4Cr | Color | 33 | M_Pendant Light - Hemisphere:150W - 120V:150W - 120V:575383 |  | InstallationDate | 76861 | WarrantyGuarantorLabor |  |  |  | Features | TagNumber |  | BarCode |  |  |  | Constituents |  |  | SerialNumber | WarrantyStartDate | AssetIdentifier | Orphaned |  | 9 | ReplacementCost |  | General Luminaries, Non Directional | Finish | Grade | Material | ModelReference | NominalHeight | NominalLength | NominalWidth | ProductionYear | Shape | SustainabilityPerformance | WarrantyDescription | WarrantyDurationLabor | WarrantyDurationParts | ModelLabel | Manufacturer | 23.80.70.11.11 | [72 empty] | 0.000000 | 1.200000 | [77 empty] | Unit B Panelboard | 8 | [36 empty] | 0 | 0 | Point+Spherical | 1291.669250 | 0 | Metal - Chrome | 16777215 | 120 V/1-150 VA | 0.675000 | Lighting - Dwelling Unit | A-21 | 1 | F | 0 | Glass - Frosted | D5020220 | Lighting - Incandescent | 0.075000 | 1614.586563
77278 | B202 | ExpectedLife |  | 575400 | New Construction | AccessibilityPerformance | WarrantyGuarantorParts |  | FIXED |  | CodePerformance | 310545 |  |  |  | 77277 |  | 77271 | Reference | Single Pole | Size | 77292,77294,77296,77298,77300,77302,310667,311158,311159,311160,311161,311162 | 1K7eM1Qof1dOc9$mY9I4CA | Color | 33 | M_Lighting Switches:Single Pole:Single Pole:575400 |  | InstallationDate | 77278 | WarrantyGuarantorLabor |  |  |  | Features | TagNumber |  | BarCode |  |  |  | Constituents |  |  | SerialNumber | WarrantyStartDate | AssetIdentifier | Orphaned | 0.000000 |  | ReplacementCost |  | Switches | Finish | Grade | Material | ModelReference | NominalHeight | NominalLength | NominalWidth | ProductionYear | Shape | SustainabilityPerformance | WarrantyDescription | WarrantyDurationLabor | WarrantyDurationParts | ModelLabel | Manufacturer | 23.80.50.11.14 | [72 empty] | 0.000000 | 1.200000 | [77 empty] | Unit B Panelboard | 8 | [43 empty] | 120 V/1-0 VA |  | Other | [8 empty] | 0.000000 | 1291.669250
77928 | B202 | ExpectedLife |  | 575436 | New Construction | AccessibilityPerformance | WarrantyGuarantorParts |  | FIXED |  | CodePerformance | 310545 |  |  |  | 77927 |  | 77921 | Reference | Duplex Receptacle | Size | 77942,77944,77946,77948,77950,77952,310668,311163,311164,311165,311166 | 1K7eM1Qof1dOc9$mY9I4Dk | Color | 33 | M_Duplex Receptacle:Duplex Receptacle:Duplex Receptacle:575436 |  | InstallationDate | 77928 | WarrantyGuarantorLabor |  |  |  | Features | TagNumber |  | BarCode |  |  |  | Constituents |  |  | SerialNumber | WarrantyStartDate | AssetIdentifier | Orphaned | 0.000000 | 30 | ReplacementCost |  | Ground Fault Receptacles | Finish | Grade | Material | ModelReference | NominalHeight | NominalLength | NominalWidth | ProductionYear | Shape | SustainabilityPerformance | WarrantyDescription | WarrantyDurationLabor | WarrantyDurationParts | ModelLabel | Manufacturer | 23.80.50.11.17 | [72 empty] | 0.000000 | 0.460000 | [77 empty] | Unit B Panelboard | 8 | [43 empty] | 120 V/1-180 VA |  | Receptacle | [9 empty] | 1291.669250 | 1937.503875
77963 | B202 | ExpectedLife |  | 575438 | New Construction | AccessibilityPerformance | WarrantyGuarantorParts |  | FIXED |  | CodePerformance | 310545 |  |  |  | 77962 |  | 77956 | Reference | Duplex Receptacle | Size | 77977,77979,77981,77983,77985,77987,310668,311163,311164,311165,311166 | 1K7eM1Qof1dOc9$mY9I4Di | Color | 33 | M_Duplex Receptacle:Duplex Receptacle:Duplex Receptacle:575438 |  | InstallationDate | 77963 | WarrantyGuarantorLabor |  |  |  | Features | TagNumber |  | BarCode |  |  |  | Constituents |  |  | SerialNumber | WarrantyStartDate | AssetIdentifier | Orphaned | 0.000000 | 31 | ReplacementCost |  | Ground Fault Receptacles | Finish | Grade | Material | ModelReference | NominalHeight | NominalLength | NominalWidth | ProductionYear | Shape | SustainabilityPerformance | WarrantyDescription | WarrantyDurationLabor | WarrantyDurationParts | ModelLabel | Manufacturer | 23.80.50.11.17 | [72 empty] | 0.000000 | 0.460000 | [77 empty] | Unit B Panelboard | 8 | [43 empty] | 120 V/1-180 VA |  | Receptacle | [9 empty] | 1291.669250 | 1937.503875
77998 | B202 | ExpectedLife |  | 575439 | New Construction | AccessibilityPerformance | WarrantyGuarantorParts |  | FIXED |  | CodePerformance | 310545 |  |  |  | 77997 |  | 77991 | Reference | Duplex Receptacle | Size | 78012,78014,78016,78018,78020,78022,310668,311163,311164,311165,311166 | 1K7eM1Qof1dOc9$mY9I4Dj | Color | 33 | M_Duplex Receptacle:Duplex Receptacle:Duplex Receptacle:575439 |  | InstallationDate | 77998 | WarrantyGuarantorLabor |  |  |  | Features | TagNumber |  | BarCode |  |  |  | Constituents |  |  | SerialNumber | WarrantyStartDate | AssetIdentifier | Orphaned | 0.000000 | 32 | ReplacementCost |  | Ground Fault Receptacles | Finish | Grade | Material | ModelReference | NominalHeight | NominalLength | NominalWidth | ProductionYear | Shape | SustainabilityPerformance | WarrantyDescription | WarrantyDurationLabor | WarrantyDurationParts | ModelLabel | Manufacturer | 23.80.50.11.17 | [72 empty] | 0.000000 | 0.460000 | [77 empty] | Unit B Panelboard | 8 | [43 empty] | 120 V/1-180 VA |  | Receptacle | [9 empty] | 1291.669250 | 1937.503875
300495 | B202 | ExpectedLife |  | 612319 | New Construction | AccessibilityPerformance | WarrantyGuarantorParts |  | FIXED |  | CodePerformance | 310545 |  |  |  | 300494 |  | 300488 | Reference | Telophone Outlet | Size | 300509,300511,300513,300515,311050,311212,311213,311214 | 1l2cgO2D5FS9t6u8i4CvtJ | Color | 33 | M_Telephone Outlet:Telophone Outlet:Telophone Outlet:612319 |  | InstallationDate | 300495 | WarrantyGuarantorLabor |  |  |  | Features | TagNumber |  | BarCode |  |  |  | Constituents |  |  | SerialNumber | WarrantyStartDate | AssetIdentifier | Linked Revit Model : Duplex_A.rvt | 0.000000 |  | ReplacementCost |  | Telephone and Intercommunication Equipment | Finish | Grade | Material | ModelReference | NominalHeight | NominalLength | NominalWidth | ProductionYear | Shape | SustainabilityPerformance | WarrantyDescription | WarrantyDurationLabor | WarrantyDurationParts | ModelLabel | Manufacturer | 23.85.50.14 | [71 empty] | Level 1 | 3.842224 | 0.460000 | [77 empty] | TTB1 | 2
79 | Level 1 | [12 empty] | Level 1 |  | 49 |  | 78 |  |  |  | 82,186,237,239,241,243,245,247,249,251,253 | 1sxdtdrqb56BEe6diZkFqP |  | 33 | A101-M |  |  | 79 | [132 empty] | 15.591342 | [205 empty] | INTERNAL | 0.000000 | Foyer MEP Space | nan(snan) | CeilingCovering | Level 1 | ELEMENT | A101-M | 310490 | 13-51 24 11: General Residential Space | 0.000000 | 2 | 15.591342 | WallCovering | 0.500000 | FloorCovering | A101 | Foyer | 0.000000 | 2.600000 | 2.600000 | New Construction | 0.000000 | 22.832000 | 40.241254 | 0.000000 | 0.000000 | Default | F | T | Unit A HistoricPreservationZoneName | -1 | 0.000000 | 0.000000 | 0.000000 | 4.166225 | 0 | 0.000000 | 0.000000 | 0.000000 | 0.762000 | 0.750000 | 0.200000 | General Residential Space | 13-51 24 11 | LoadCapacity | Unit A CirculationZoneName | Unit A FireAlarmZoneName | Unit A LightingZoneName | Unit A OccupancyZoneName | Unit A VentilationZoneName | RoomTag
266 | Level 1 | [12 empty] | Level 1 |  | 255 |  | 265 |  |  |  | 269,328,375,377,379,381,383,385,387,389,391 | 1sxdtdrqb56BEe6diZkFqS |  | 33 | A102-M |  |  | 266 | [132 empty] | 27.660089 | [205 empty] | INTERNAL | 0.000000 | Living Room MEP Space | nan(snan) | CeilingCovering | Level 1 | ELEMENT | A102-M | 310490 | 13-51 24: Living Spaces | 0.000000 | 2 | 27.660089 | WallCovering | 0.500000 | FloorCovering | A102 | Living Room | 0.000000 | 2.600000 | 2.600000 | New Construction | 0.000000 | 21.194000 | 71.390690 | 0.000000 | 0.000000 | Default | F | T | Unit A HistoricPreservationZoneName | -1 | 0.000000 | 0.000000 | 0.000000 | 3.520829 | 0 | 0.000000 | 0.000000 | 0.000000 | 0.762000 | 0.750000 | 0.200000 | Living Spaces | 13-51 24 | LoadCapacity | Unit A CirculationZoneName | Unit A FireAlarmZoneName | Unit A LightingZoneName | Unit A OccupancyZoneName | Unit A VentilationZoneName | RoomTag
404 | Level 1 | [12 empty] | Level 1 |  | 393 |  | 403 |  |  |  | 407,466,513,515,517,519,521,523,525,527,529 | 1sxdtdrqb56BEe6diZkFqV |  | 33 | A103-M |  |  | 404 | [132 empty] | 12.954070 | [205 empty] | INTERNAL | 0.000000 | Kitchen MEP Space | nan(snan) | CeilingCovering | Level 1 | ELEMENT | A103-M | 310490 | 13-11 19 11 11: Kitchen | 0.000000 | 2 | 12.954070 | WallCovering | 0.500000 | FloorCovering | A103 | Kitchen | 0.000000 | 2.600000 | 2.600000 | New Construction | 0.000000 | 15.878461 | 33.512179 | 0.000000 | 0.000000 | Default | F | T | Unit A HistoricPreservationZoneName | -1 | 0.000000 | 0.000000 | 0.000000 | 0.000000 | 0 | 0.000000 | 0.000000 | 0.000000 | 0.762000 | 0.750000 | 0.200000 | Kitchen | 13-11 19 11 11 | LoadCapacity | Unit A CirculationZoneName | Unit A FireAlarmZoneName | Unit A LightingZoneName | Unit A OccupancyZoneName | Unit A VentilationZoneName | RoomTag
541 | Level 1 | [12 empty] | Level 1 |  | 531 |  | 540 |  |  |  | 544,587,634,636,638,640,642,644,646,648,650 | 1sxdtdrqb56BEe6diZkFqI |  | 33 | A104-M |  |  | 541 | [132 empty] | 3.160976 | [205 empty] | INTERNAL | 0.000000 | Bathroom MEP Space | nan(snan) | CeilingCovering | Level 1 | ELEMENT | A104-M | 310490 | 13-41 11 14 11: Bathroom | 0.000000 | 2 | 3.160976 | WallCovering | 0.500000 | FloorCovering | A104 | Bathroom 1 | 0.000000 | 2.600000 | 2.600000 | New Construction | 0.000000 | 7.254000 | 8.177445 | 0.000000 | 0.000000 | Default | F | T | Unit A HistoricPreservationZoneName | -1 | 0.000000 | 0.000000 | 0.000000 | 6.528879 | 0 | 0.000000 | 0.000000 | 0.000000 | 0.762000 | 0.750000 | 0.200000 | Bathroom | 13-41 11 14 11 | LoadCapacity | Unit A CirculationZoneName | Unit A FireAlarmZoneName | Unit A LightingZoneName | Unit A OccupancyZoneName | Unit A VentilationZoneName | RoomTag
672 | Level 1 | [12 empty] | Level 1 |  | 652 |  | 671 |  |  |  | 675,727,774,776,778,780,782,784,786,788,790 | 1sxdtdrqb56BEe6diZkFqL |  | 33 | A105-M |  |  | 672 | [132 empty] | 3.804000 | [205 empty] | INTERNAL | 0.000000 | Stair MEP Space | nan(snan) | CeilingCovering | Level 2 | ELEMENT | A105-M | 310490 | 13-85 21 11: Stairway | 0.000000 | 2 | 3.804000 | WallCovering | 0.500000 | FloorCovering | A105 | Stair | 0.000000 | 5.700000 | 2.600000 | New Construction | 0.000000 | 9.528800 | 20.796062 | 0.000000 | 0.000000 | Default | F | T | Unit A HistoricPreservationZoneName | -1 | 0.000000 | 0.000000 | 0.000000 | 30.923511 | 0 | 0.000000 | 0.000000 | 0.000000 | 0.762000 | 0.750000 | 0.200000 | Stairway | 13-85 21 11 | LoadCapacity | Unit A CirculationZoneName | Unit A FireAlarmZoneName | Unit A LightingZoneName | Unit A OccupancyZoneName | Unit A VentilationZoneName | RoomTag
819 | Level 1 | [12 empty] | Level 1 |  | 792 |  | 818 |  |  |  | 822,926,973,975,977,979,981,983,985,987,989 | 1sxdtdrqb56BEe6diZkFqD |  | 33 | B101-M |  |  | 819 | [132 empty] | 15.591342 | [205 empty] | INTERNAL | 0.000000 | Foyer MEP Space | nan(snan) | CeilingCovering | Level 1 | ELEMENT | B101-M | 310490 | 13-51 24 11: General Residential Space | 0.000000 | 2 | 15.591342 | WallCovering | 0.500000 | FloorCovering | B101 | Foyer | 0.000000 | 2.600000 | 2.600000 | New Construction | 0.000000 | 22.832000 | 40.241254 | 0.000000 | 0.000000 | Default | F | T | Unit B HistoricPreservationZoneName | -1 | 0.000000 | 0.000000 | 0.000000 | 4.166225 | 0 | 0.000000 | 0.000000 | 0.000000 | 0.762000 | 0.750000 | 0.200000 | General Residential Space | 13-51 24 11 | LoadCapacity | Unit B CirculationZoneName | Unit B FireAlarmZoneName | Unit B LightingZoneName | Unit B OccupancyZoneName | Unit B VentilationZoneName | RoomTag
1002 | Level 1 | [12 empty] | Level 1 |  | 991 |  | 1001 |  |  |  | 1005,1064,1111,1113,1115,1117,1119,1121,1123,1125,1127 | 1sxdtdrqb56BEe6diZkFq3 |  | 33 | B102-M |  |  | 1002 | [132 empty] | 27.660089 | [205 empty] | INTERNAL | 0.000000 | Living Room MEP Space | nan(snan) | CeilingCovering | Level 1 | ELEMENT | B102-M | 310490 | 13-51 24: Living Spaces | 0.000000 | 2 | 27.660089 | WallCovering | 0.500000 | FloorCovering | B102 | Living Room | 0.000000 | 2.600000 | 2.600000 | New Construction | 0.000000 | 21.194000 | 71.390690 | 0.000000 | 0.000000 | Default | F | T | Unit B HistoricPreservationZoneName | -1 | 0.000000 | 0.000000 | 0.000000 | 3.520829 | 0 | 0.000000 | 0.000000 | 0.000000 | 0.762000 | 0.750000 | 0.200000 | Living Spaces | 13-51 24 | LoadCapacity | Unit B CirculationZoneName | Unit B FireAlarmZoneName | Unit B LightingZoneName | Unit B OccupancyZoneName | Unit B VentilationZoneName | RoomTag
1140 | Level 1 | [12 empty] | Level 1 |  | 1129 |  | 1139 |  |  |  | 1143,1202,1249,1251,1253,1255,1257,1259,1261,1263,1265 | 1sxdtdrqb56BEe6diZkFq6 |  | 33 | B103-M |  |  | 1140 | [132 empty] | 12.954070 | [205 empty] | INTERNAL | 0.000000 | Kitchen MEP Space | nan(snan) | CeilingCovering | Level 1 | ELEMENT | B103-M | 310490 | 13-11 19 11 11: Kitchen | 0.000000 | 2 | 12.954070 | WallCovering | 0.500000 | FloorCovering | B103 | Kitchen | 0.000000 | 2.600000 | 2.600000 | New Construction | 0.000000 | 15.878461 | 33.512179 | 0.000000 | 0.000000 | Default | F | T | Unit B HistoricPreservationZoneName | -1 | 0.000000 | 0.000000 | 0.000000 | 0.000000 | 0 | 0.000000 | 0.000000 | 0.000000 | 0.762000 | 0.750000 | 0.200000 | Kitchen | 13-11 19 11 11 | LoadCapacity | Unit B CirculationZoneName | Unit B FireAlarmZoneName | Unit B LightingZoneName | Unit B OccupancyZoneName | Unit B VentilationZoneName | RoomTag
1278 | Level 1 | [12 empty] | Level 1 |  | 1267 |  | 1277 |  |  |  | 1281,1326,1373,1375,1377,1379,1381,1383,1385,1387,1389 | 1sxdtdrqb56BEe6diZkFqv |  | 33 | B104-M |  |  | 1278 | [132 empty] | 3.160976 | [205 empty] | INTERNAL | 0.000000 | Bathroom MEP Space | nan(snan) | CeilingCovering | Level 1 | ELEMENT | B104-M | 310490 | 13-41 11 14 11: Bathroom | 0.000000 | 2 | 3.160976 | WallCovering | 0.500000 | FloorCovering | B104 | Bathroom 1 | 0.000000 | 2.600000 | 2.600000 | New Construction | 0.000000 | 7.254000 | 8.177445 | 0.000000 | 0.000000 | Default | F | T | Unit B HistoricPreservationZoneName | -1 | 0.000000 | 0.000000 | 0.000000 | 6.528879 | 0 | 0.000000 | 0.000000 | 0.000000 | 0.762000 | 0.750000 | 0.200000 | Bathroom | 13-41 11 14 11 | LoadCapacity | Unit B CirculationZoneName | Unit B FireAlarmZoneName | Unit B LightingZoneName | Unit B OccupancyZoneName | Unit B VentilationZoneName | RoomTag
1410 | Level 1 | [12 empty] | Level 1 |  | 1391 |  | 1409 |  |  |  | 1413,1465,1512,1514,1516,1518,1520,1522,1524,1526,1528 | 1sxdtdrqb56BEe6diZkFqy |  | 33 | B105-M |  |  | 1410 | [132 empty] | 3.804000 | [205 empty] | INTERNAL | 0.000000 | Stair MEP Space | nan(snan) | CeilingCovering | Level 2 | ELEMENT | B105-M | 310490 | 13-85 21 11: Stairway | 0.000000 | 2 | 3.804000 | WallCovering | 0.500000 | FloorCovering | B105 | Room | 0.000000 | 5.700000 | 2.600000 | New Construction | 0.000000 | 9.528800 | 20.796062 | 0.000000 | 0.000000 | Default | F | T | Unit B HistoricPreservationZoneName | -1 | 0.000000 | 0.000000 | 0.000000 | 30.923511 | 0 | 0.000000 | 0.000000 | 0.000000 | 0.762000 | 0.750000 | 0.200000 | Stairway | 13-85 21 11 | LoadCapacity | Unit B CirculationZoneName | Unit B FireAlarmZoneName | Unit B LightingZoneName | Unit B OccupancyZoneName | Unit B VentilationZoneName | RoomTag
1556 | Level 2 | [12 empty] | Level 2 |  | 1530 |  | 1555 |  |  |  | 1559,1648,1695,1697,1699,1701,1703,1705,1707,1709,1711 | 3YWx8nQAj0DhPfgLl9dDeU |  | 33 | A201-M |  |  | 1556 | [132 empty] | 6.889460 | [205 empty] | INTERNAL | 0.000000 | Hallway MEP Space | nan(snan) | CeilingCovering | Level 2 | ELEMENT | A201-M | 310501 | 13-51 24 11: General Residential Space | 0.000000 | 2 | 6.889460 | WallCovering | 0.500000 | FloorCovering | A201 | Hallway | 0.000000 | 2.600000 | 2.600000 | New Construction | 0.000000 | 14.530000 | 17.781696 | 0.000000 | 0.000000 | Default | F | T | Unit A HistoricPreservationZoneName | -1 | 0.000000 | 0.000000 | 0.000000 | 0.000000 | 0 | 0.000000 | 0.000000 | 0.000000 | 0.762000 | 0.750000 | 0.200000 | General Residential Space | 13-51 24 11 | LoadCapacity | Unit A CirculationZoneName | Unit A FireAlarmZoneName | Unit A LightingZoneName | Unit A OccupancyZoneName | Unit A VentilationZoneName | RoomTag
1731 | Level 2 | [12 empty] | Level 2 |  | 1713 |  | 1730 |  |  |  | 1734,1801,1848,1850,1852,1854,1856,1858,1860,1862,1864 | 3YWx8nQAj0DhPfgLl9dDeT |  | 33 | A202-M |  |  | 1731 | [132 empty] | 22.043232 | [205 empty] | INTERNAL | 0.000000 | Bedroom 1 MEP Space | nan(snan) | CeilingCovering | Level 2 | ELEMENT | A202-M | 310501 | 13-51 21 11: Bedroom | 0.000000 | 2 | 22.043232 | WallCovering | 0.500000 | FloorCovering | A202 | Bedroom 1 | 0.000000 | 2.600000 | 2.600000 | New Construction | 0.000000 | 19.914000 | 56.893582 | 0.000000 | 0.000000 | Default | F | T | Unit A HistoricPreservationZoneName | -1 | 0.000000 | 0.000000 | 0.000000 | 4.151153 | 0 | 0.000000 | 0.000000 | 0.000000 | 0.762000 | 0.750000 | 0.200000 | Bedroom | 13-51 21 11 | LoadCapacity | Unit A CirculationZoneName | Unit A FireAlarmZoneName | Unit A LightingZoneName | Unit A OccupancyZoneName | Unit A VentilationZoneName | RoomTag
1885 | Level 2 | [12 empty] | Level 2 |  | 1866 |  | 1884 |  |  |  | 1888,1963,2010,2012,2014,2016,2018,2020,2022,2024,2026 | 3YWx8nQAj0DhPfgLl9dDeO |  | 33 | A203-M |  |  | 1885 | [132 empty] | 22.043232 | [205 empty] | INTERNAL | 0.000000 | Bedroom 2 MEP Space | nan(snan) | CeilingCovering | Level 2 | ELEMENT | A203-M | 310501 | 13-51 21 11: Bedroom | 0.000000 | 2 | 22.043232 | WallCovering | 0.500000 | FloorCovering | A203 | Bedroom 2 | 0.000000 | 2.600000 | 2.600000 | New Construction | 0.000000 | 19.914000 | 56.893582 | 0.000000 | 0.000000 | Default | F | T | Unit A HistoricPreservationZoneName | -1 | 0.000000 | 0.000000 | 0.000000 | 4.151153 | 0 | 0.000000 | 0.000000 | 0.000000 | 0.762000 | 0.750000 | 0.200000 | Bedroom | 13-51 21 11 | LoadCapacity | Unit A CirculationZoneName | Unit A FireAlarmZoneName | Unit A LightingZoneName | Unit A OccupancyZoneName | Unit A VentilationZoneName | RoomTag
2038 | Level 2 | [12 empty] | Level 2 |  | 2028 |  | 2037 |  |  |  | 2041,2084,2131,2133,2135,2137,2139,2141,2143,2145,2147 | 3YWx8nQAj0DhPfgLl9dDeN |  | 33 | A204-M |  |  | 2038 | [132 empty] | 4.731434 | [205 empty] | INTERNAL | 0.000000 | Bathroom 2 MEP Space | nan(snan) | CeilingCovering | Level 2 | ELEMENT | A204-M | 310501 | 13-41 11 14 11: Bathroom | 0.000000 | 2 | 4.731434 | WallCovering | 0.500000 | FloorCovering | A204 | Bathroom 2 | 0.000000 | 2.600000 | 2.600000 | New Construction | 0.000000 | 9.257232 | 12.240221 | 0.000000 | 0.000000 | Default | F | T | Unit A HistoricPreservationZoneName | -1 | 0.000000 | 0.000000 | 0.000000 | 5.566351 | 0 | 0.000000 | 0.000000 | 0.000000 | 0.762000 | 0.750000 | 0.200000 | Bathroom | 13-41 11 14 11 | LoadCapacity | Unit A CirculationZoneName | Unit A FireAlarmZoneName | Unit A LightingZoneName | Unit A OccupancyZoneName | Unit A VentilationZoneName | RoomTag
2159 | Level 2 | [12 empty] | Level 2 |  | 2149 |  | 2158 |  |  |  | 2162,2205,2252,2254,2256,2258,2260,2262,2264,2266,2268 | 3YWx8nQAj0DhPfgLl9dDeI |  | 33 | A205-M |  |  | 2159 | [132 empty] | 1.419430 | [205 empty] | INTERNAL | 0.000000 | Utility MEP Space | nan(snan) | CeilingCovering | Level 2 | ELEMENT | A205-M | 310501 | 13-81 31: Service Distribution Spaces | 0.000000 | 2 | 1.419430 | WallCovering | 0.500000 | FloorCovering | A205 | Utility | 0.000000 | 2.600000 | 2.600000 | New Construction | 0.000000 | 4.910768 | 3.672064 | 0.000000 | 0.000000 | Default | F | T | Unit A HistoricPreservationZoneName | -1 | 0.000000 | 0.000000 | 0.000000 | 0.000000 | 0 | 0.000000 | 0.000000 | 0.000000 | 0.762000 | 0.750000 | 0.200000 | Service Distribution Spaces | 13-81 31 | LoadCapacity | Unit A CirculationZoneName | Unit A FireAlarmZoneName | Unit A LightingZoneName | Unit A OccupancyZoneName | Unit A VentilationZoneName | RoomTag
2296 | Level 2 | [12 empty] | Level 2 |  | 2270 |  | 2295 |  |  |  | 2299,2388,2435,2437,2439,2441,2443,2445,2447,2449,2451 | 3YWx8nQAj0DhPfgLl9dDeH |  | 33 | B201-M |  |  | 2296 | [132 empty] | 6.889460 | [205 empty] | INTERNAL | 0.000000 | Hallway MEP Space | nan(snan) | CeilingCovering | Level 2 | ELEMENT | B201-M | 310501 | 13-51 24 11: General Residential Space | 0.000000 | 2 | 6.889460 | WallCovering | 0.500000 | FloorCovering | B201 | Hallway | 0.000000 | 2.600000 | 2.600000 | New Construction | 0.000000 | 14.530000 | 17.781696 | 0.000000 | 0.000000 | Default | F | T | Unit B HistoricPreservationZoneName | -1 | 0.000000 | 0.000000 | 0.000000 | 0.000000 | 0 | 0.000000 | 0.000000 | 0.000000 | 0.762000 | 0.750000 | 0.200000 | General Residential Space | 13-51 24 11 | LoadCapacity | Unit B CirculationZoneName | Unit B FireAlarmZoneName | Unit B LightingZoneName | Unit B OccupancyZoneName | Unit B VentilationZoneName | RoomTag
2471 | Level 2 | [12 empty] | Level 2 |  | 2453 |  | 2470 |  |  |  | 2474,2541,2588,2590,2592,2594,2596,2598,2600,2602,2604 | 3YWx8nQAj0DhPfgLl9dDei |  | 33 | B202-M |  |  | 2471 | [132 empty] | 22.043232 | [205 empty] | INTERNAL | 0.000000 | Bedroom 1 MEP Space | nan(snan) | CeilingCovering | Level 2 | ELEMENT | B202-M | 310501 | 13-51 21 11: Bedroom | 0.000000 | 2 | 22.043232 | WallCovering | 0.500000 | FloorCovering | B202 | Bedroom 1 | 0.000000 | 2.600000 | 2.600000 | New Construction | 0.000000 | 19.914000 | 56.893582 | 0.000000 | 0.000000 | Default | F | T | Unit B HistoricPreservationZoneName | -1 | 0.000000 | 0.000000 | 0.000000 | 4.151153 | 0 | 0.000000 | 0.000000 | 0.000000 | 0.762000 | 0.750000 | 0.200000 | Bedroom | 13-51 21 11 | LoadCapacity | Unit B CirculationZoneName | Unit B FireAlarmZoneName | Unit B LightingZoneName | Unit B OccupancyZoneName | Unit B VentilationZoneName | RoomTag
2625 | Level 2 | [12 empty] | Level 2 |  | 2606 |  | 2624 |  |  |  | 2628,2703,2750,2752,2754,2756,2758,2760,2762,2764,2766 | 3YWx8nQAj0DhPfgLl9dDeh |  | 33 | B203-M |  |  | 2625 | [132 empty] | 22.043232 | [205 empty] | INTERNAL | 0.000000 | Bedroom 2 MEP Space | nan(snan) | CeilingCovering | Level 2 | ELEMENT | B203-M | 310501 | 13-51 21 11: Bedroom | 0.000000 | 2 | 22.043232 | WallCovering | 0.500000 | FloorCovering | B203 | Bedroom 2 | 0.000000 | 2.600000 | 2.600000 | New Construction | 0.000000 | 20.216000 | 56.893582 | 0.000000 | 0.000000 | Default | F | T | Unit B HistoricPreservationZoneName | -1 | 0.000000 | 0.000000 | 0.000000 | 4.214106 | 0 | 0.000000 | 0.000000 | 0.000000 | 0.762000 | 0.750000 | 0.200000 | Bedroom | 13-51 21 11 | LoadCapacity | Unit B CirculationZoneName | Unit B FireAlarmZoneName | Unit B LightingZoneName | Unit B OccupancyZoneName | Unit B VentilationZoneName | RoomTag
2778 | Level 2 | [12 empty] | Level 2 |  | 2768 |  | 2777 |  |  |  | 2781,2824,2871,2873,2875,2877,2879,2881,2883,2885,2887 | 3YWx8nQAj0DhPfgLl9dDec |  | 33 | B204-M |  |  | 2778 | [132 empty] | 4.754958 | [205 empty] | INTERNAL | 0.000000 | Bathroom 2 MEP Space | nan(snan) | CeilingCovering | Level 2 | ELEMENT | B204-M | 310501 | 13-41 11 14 11: Bathroom | 0.000000 | 2 | 4.754958 | WallCovering | 0.500000 | FloorCovering | B204 | Bathroom 2 | 0.000000 | 2.600000 | 2.600000 | New Construction | 0.000000 | 9.288102 | 12.301076 | 0.000000 | 0.000000 | Default | F | T | Unit B HistoricPreservationZoneName | -1 | 0.000000 | 0.000000 | 0.000000 | 5.557284 | 0 | 0.000000 | 0.000000 | 0.000000 | 0.762000 | 0.750000 | 0.200000 | Bathroom | 13-41 11 14 11 | LoadCapacity | Unit B CirculationZoneName | Unit B FireAlarmZoneName | Unit B LightingZoneName | Unit B OccupancyZoneName | Unit B VentilationZoneName | RoomTag
2899 | Level 2 | [12 empty] | Level 2 |  | 2889 |  | 2898 |  |  |  | 2902,2945,2992,2994,2996,2998,3000,3002,3004,3006,3008 | 3YWx8nQAj0DhPfgLl9dDeb |  | 33 | B205-M |  |  | 2899 | [132 empty] | 1.395906 | [205 empty] | INTERNAL | 0.000000 | Utility MEP Space | nan(snan) | CeilingCovering | Level 2 | ELEMENT | B205-M | 310501 | 13-81 31: Service Distribution Spaces | 0.000000 | 2 | 1.395906 | WallCovering | 0.500000 | FloorCovering | B205 | Utility | 0.000000 | 2.600000 | 2.600000 | New Construction | 0.000000 | 4.879898 | 3.611209 | 0.000000 | 0.000000 | Default | F | T | Unit B HistoricPreservationZoneName | -1 | 0.000000 | 0.000000 | 0.000000 | 0.000000 | 0 | 0.000000 | 0.000000 | 0.000000 | 0.762000 | 0.750000 | 0.200000 | Service Distribution Spaces | 13-81 31 | LoadCapacity | Unit B CirculationZoneName | Unit B FireAlarmZoneName | Unit B LightingZoneName | Unit B OccupancyZoneName | Unit B VentilationZoneName | RoomTag
3020 | Roof | [12 empty] | Roof |  | 3010 |  | 3019 |  |  |  | 3023,3061,3108,3110,3112,3114,3116,3118,3120,3122,3124 | 3YWx8nQAj0DhPfgLl9dDey |  | 33 | R301-M |  |  | 3020 | [132 empty] | 135.151156 | [205 empty] | INTERNAL | 0.000000 | Roof MEP Space | nan(snan) | CeilingCovering | Roof | ELEMENT | R301-M | 310512 | 13-81 11 99: Other General Facility Service Spaces | 0.000000 | 2 | 135.151156 | WallCovering | 0.500000 | FloorCovering | R301 | Roof | 0.000000 | 3.000000 | 3.000000 | New Construction | 0.000000 | 49.864000 | 405.453468 | 0.000000 | 0.000000 | Default | F | T | Roof HistoricPreservationZoneName | -1 | 0.000000 | 0.000000 | 0.000000 | 0.000000 | 0 | 0.000000 | 0.000000 | 0.000000 | 0.762000 | 0.750000 | 0.200000 | Other General Facility Service Spaces | 13-81 11 99 | LoadCapacity | Roof CirculationZoneName | Roof FireAlarmZoneName | Roof LightingZoneName | Roof OccupancyZoneName | Roof VentilationZoneName | RoomTag | 3031,3039,3047,3055
10807 | A102 | ExpectedLife |  | 536919 | New Construction | AccessibilityPerformance | WarrantyGuarantorParts |  | FIXED | Unit A Hydronic Supply In,Unit A Hydronic Supply Out | CodePerformance | 310528 |  |  |  | 10806 |  | 10800 | Reference | Readiator - 25 | Size | 10826,10828,10830,10832,10834,10836,10838,310550,311109,311110,311111,311112,311113 | 300Pty59r6xB$nuduvUeBQ | Color | 33 | M_Radiator - Hosted:Readiator - 25:Readiator - 25:536919 |  | InstallationDate | 10807 | WarrantyGuarantorLabor |  |  |  | Features | TagNumber |  | BarCode | Hydronic Supply |  |  | Constituents |  |  | SerialNumber | WarrantyStartDate | AssetIdentifier | Linked Revit Model : Duplex_A.rvt | 0.000000 | 43 | ReplacementCost |  | Radiators | Finish | Grade | Material | ModelReference | NominalHeight | NominalLength | NominalWidth | ProductionYear | Shape | SustainabilityPerformance | WarrantyDescription | WarrantyDurationLabor | WarrantyDurationParts | ModelLabel | Manufacturer | 23.75.70.17.11 | [21 empty] | 1.830000 | [49 empty] | Level 1 | 0.019000 | 0.101600 | [9 empty] | 0.508884 | [7 empty] | 0.280416 | [90 empty] | 0.279400 | [169 empty] | 0.041010 | 16477.650450 | 2744.474239
23580 | A104 | ExpectedLife |  | 548240 | New Construction | AccessibilityPerformance | WarrantyGuarantorParts |  | FIXED | Unit A Hydronic Supply In,Unit A Hydronic Supply Out | CodePerformance | 310530 |  |  |  | 23579 |  | 23573 | Reference | Readiator - 25 | Size | 23597,23599,23601,23603,23605,23607,23609,310592,311109,311110,311111,311112,311113 | 19uVH5FVv15vAtBGL$Wezi | Color | 33 | M_Radiator - Hosted:Readiator - 25:Readiator - 25:548240 |  | InstallationDate | 23580 | WarrantyGuarantorLabor |  |  |  | Features | TagNumber |  | BarCode | Hydronic Supply |  |  | Constituents |  |  | SerialNumber | WarrantyStartDate | AssetIdentifier | Linked Revit Model : Duplex_A.rvt | 0.000000 | 58 | ReplacementCost |  | Radiators | Finish | Grade | Material | ModelReference | NominalHeight | NominalLength | NominalWidth | ProductionYear | Shape | SustainabilityPerformance | WarrantyDescription | WarrantyDurationLabor | WarrantyDurationParts | ModelLabel | Manufacturer | 23.75.70.17.11 | [21 empty] | 0.600000 | [50 empty] | 0.000000 | 0.101600 | [9 empty] | 0.508884 | [7 empty] | 0.280416 | [90 empty] | 0.279400 | [169 empty] | 0.041010 | 5402.508344 | 2744.474239
11472 | A101 | ExpectedLife |  | 538847 | New Construction | AccessibilityPerformance | WarrantyGuarantorParts |  | FIXED | Unit A Hydronic Supply In,Unit A Hydronic Supply Out | CodePerformance | 310531 |  |  |  | 11471 |  | 11465 | Reference | Readiator - 25 | Size | 11491,11493,11495,11497,11499,11501,11503,310553,311109,311110,311111,311112,311113 | 1Ce$bjdiv8XhtGsitreEeZ | Color | 33 | M_Radiator - Hosted:Readiator - 25:Readiator - 25:538847 |  | InstallationDate | 11472 | WarrantyGuarantorLabor |  |  |  | Features | TagNumber |  | BarCode | Hydronic Supply |  |  | Constituents |  |  | SerialNumber | WarrantyStartDate | AssetIdentifier | Linked Revit Model : Duplex_A.rvt | 0.000000 | 56 | ReplacementCost |  | Radiators | Finish | Grade | Material | ModelReference | NominalHeight | NominalLength | NominalWidth | ProductionYear | Shape | SustainabilityPerformance | WarrantyDescription | WarrantyDurationLabor | WarrantyDurationParts | ModelLabel | Manufacturer | 23.75.70.17.11 | [21 empty] | 1.000000 | [49 empty] | Level 1 | 0.019000 | 0.101600 | [9 empty] | 0.508884 | [7 empty] | 0.280416 | [90 empty] | 0.279400 | [169 empty] | 0.041010 | 9004.180574 | 2744.474239
55754 | B102 | ExpectedLife |  | 557520 | New Construction | AccessibilityPerformance | WarrantyGuarantorParts |  | FIXED | Unit B Hydronic Supply In,Unit B Hydronic Supply Out | CodePerformance | 310532 |  |  |  | 55753 |  | 55747 | Reference | Readiator - 25 | Size | 55771,55773,55775,55777,55779,55781,55783,310550,311109,311110,311111,311112,311113 | 1jQu9wkdr0iwNuem13Fl5m | Color | 33 | M_Radiator - Hosted:Readiator - 25:Readiator - 25:557520 |  | InstallationDate | 55754 | WarrantyGuarantorLabor |  |  |  | Features | TagNumber |  | BarCode | Hydronic Supply |  |  | Constituents |  |  | SerialNumber | WarrantyStartDate | AssetIdentifier | Orphaned | 0.000000 | 67 | ReplacementCost |  | Radiators | Finish | Grade | Material | ModelReference | NominalHeight | NominalLength | NominalWidth | ProductionYear | Shape | SustainabilityPerformance | WarrantyDescription | WarrantyDurationLabor | WarrantyDurationParts | ModelLabel | Manufacturer | 23.75.70.17.11 | [21 empty] | 1.830000 | [50 empty] | 0.000000 | 0.101600 | [9 empty] | 0.508884 | [7 empty] | 0.280416 | [90 empty] | 0.279400 | [169 empty] | 0.041010 | 16477.650450 | 2744.474239
63551 | B104 | ExpectedLife |  | 557620 | New Construction | AccessibilityPerformance | WarrantyGuarantorParts |  | FIXED | Unit B Hydronic Supply In,Unit B Hydronic Supply Out | CodePerformance | 310534 |  |  |  | 63550 |  | 63544 | Reference | Readiator - 25 | Size | 63568,63570,63572,63574,63576,63578,63580,310592,311109,311110,311111,311112,311113 | 1jQu9wkdr0iwNuem13FlAK | Color | 33 | M_Radiator - Hosted:Readiator - 25:Readiator - 25:557620 |  | InstallationDate | 63551 | WarrantyGuarantorLabor |  |  |  | Features | TagNumber |  | BarCode | Hydronic Supply |  |  | Constituents |  |  | SerialNumber | WarrantyStartDate | AssetIdentifier | Orphaned | 0.000000 | 70 | ReplacementCost |  | Radiators | Finish | Grade | Material | ModelReference | NominalHeight | NominalLength | NominalWidth | ProductionYear | Shape | SustainabilityPerformance | WarrantyDescription | WarrantyDurationLabor | WarrantyDurationParts | ModelLabel | Manufacturer | 23.75.70.17.11 | [21 empty] | 0.600000 | [50 empty] | 0.000000 | 0.101600 | [9 empty] | 0.508884 | [7 empty] | 0.280416 | [90 empty] | 0.279400 | [169 empty] | 0.041010 | 5402.508344 | 2744.474239
55834 | B101 | ExpectedLife |  | 557524 | New Construction | AccessibilityPerformance | WarrantyGuarantorParts |  | FIXED | Unit B Hydronic Supply In,Unit B Hydronic Supply Out | CodePerformance | 310535 |  |  |  | 55833 |  | 55827 | Reference | Readiator - 25 | Size | 55850,55852,55854,55856,55858,55860,55862,310553,311109,311110,311111,311112,311113 | 1jQu9wkdr0iwNuem13Fl5q | Color | 33 | M_Radiator - Hosted:Readiator - 25:Readiator - 25:557524 |  | InstallationDate | 55834 | WarrantyGuarantorLabor |  |  |  | Features | TagNumber |  | BarCode | Hydronic Supply |  |  | Constituents |  |  | SerialNumber | WarrantyStartDate | AssetIdentifier | Orphaned | 0.000000 | 69 | ReplacementCost |  | Radiators | Finish | Grade | Material | ModelReference | NominalHeight | NominalLength | NominalWidth | ProductionYear | Shape | SustainabilityPerformance | WarrantyDescription | WarrantyDurationLabor | WarrantyDurationParts | ModelLabel | Manufacturer | 23.75.70.17.11 | [21 empty] | 1.000000 | [50 empty] | 0.000000 | 0.101600 | [9 empty] | 0.508884 | [7 empty] | 0.280416 | [90 empty] | 0.279400 | [169 empty] | 0.041010 | 9004.180574 | 2744.474239
11138 | Level 2 | ExpectedLife |  | 538562 | New Construction | AccessibilityPerformance | WarrantyGuarantorParts |  | FIXED | Unit A Hydronic Supply In,Unit A Hydronic Supply Out | CodePerformance | 310502 |  |  |  | 11137 |  | 11134 | Reference | Readiator - 25 | Size | 11157,11159,11161,11163,11165,11167,11169,310552,311109,311110,311111,311112,311113 | 37cVMrcF54ifKYyIewWagr | Color | 33 | M_Radiator - Hosted:Readiator - 25:Readiator - 25:538562 |  | InstallationDate | 11138 | WarrantyGuarantorLabor |  |  |  | Features | TagNumber |  | BarCode | Hydronic Supply |  |  | Constituents |  |  | SerialNumber | WarrantyStartDate | AssetIdentifier | Linked Revit Model : Duplex_A.rvt | 0.000000 | 52 | ReplacementCost |  | Radiators | Finish | Grade | Material | ModelReference | NominalHeight | NominalLength | NominalWidth | ProductionYear | Shape | SustainabilityPerformance | WarrantyDescription | WarrantyDurationLabor | WarrantyDurationParts | ModelLabel | Manufacturer | 23.75.70.17.11 | [21 empty] | 1.500000 | [49 empty] | Level 2 | 0.000000 | 0.101600 | [9 empty] | 0.508884 | [7 empty] | 0.280416 | [90 empty] | 0.279400 | [169 empty] | 0.041010 | 13506.270861 | 2744.474239
55674 | Level 2 | ExpectedLife |  | 557517 | New Construction | AccessibilityPerformance | WarrantyGuarantorParts |  | FIXED | Unit B Hydronic Supply In,Unit B Hydronic Supply Out | CodePerformance | 310502 |  |  |  | 55673 |  | 55670 | Reference | Readiator - 25 | Size | 55691,55693,55695,55697,55699,55701,55703,310550,311109,311110,311111,311112,311113 | 1jQu9wkdr0iwNuem13Fl5j | Color | 33 | M_Radiator - Hosted:Readiator - 25:Readiator - 25:557517 |  | InstallationDate | 55674 | WarrantyGuarantorLabor |  |  |  | Features | TagNumber |  | BarCode | Hydronic Supply |  |  | Constituents |  |  | SerialNumber | WarrantyStartDate | AssetIdentifier | Orphaned | 0.000000 | 65 | ReplacementCost |  | Radiators | Finish | Grade | Material | ModelReference | NominalHeight | NominalLength | NominalWidth | ProductionYear | Shape | SustainabilityPerformance | WarrantyDescription | WarrantyDurationLabor | WarrantyDurationParts | ModelLabel | Manufacturer | 23.75.70.17.11 | [21 empty] | 1.830000 | [50 empty] | 0.000000 | 0.101600 | [9 empty] | 0.508884 | [7 empty] | 0.280416 | [90 empty] | 0.279400 | [169 empty] | 0.041010 | 16477.650450 | 2744.474239
10765 | A201 | ExpectedLife |  | 536357 | New Construction | AccessibilityPerformance | WarrantyGuarantorParts |  | FIXED | Unit A Hydronic Supply In,Unit A Hydronic Supply Out | CodePerformance | 310538 |  |  |  | 10764 |  | 10758 | Reference | Readiator - 25 | Size | 10784,10786,10788,10790,10792,10794,10796,310551,311109,311110,311111,311112,311113 | 0BnK3jR6z4peLnWdLNz6Ud | Color | 33 | M_Radiator - Hosted:Readiator - 25:Readiator - 25:536357 |  | InstallationDate | 10765 | WarrantyGuarantorLabor |  |  |  | Features | TagNumber |  | BarCode | Hydronic Supply |  |  | Constituents |  |  | SerialNumber | WarrantyStartDate | AssetIdentifier | Linked Revit Model : Duplex_A.rvt | 0.000000 | 42 | ReplacementCost |  | Radiators | Finish | Grade | Material | ModelReference | NominalHeight | NominalLength | NominalWidth | ProductionYear | Shape | SustainabilityPerformance | WarrantyDescription | WarrantyDurationLabor | WarrantyDurationParts | ModelLabel | Manufacturer | 23.75.70.17.11 | [21 empty] | 1.100000 | [49 empty] | Level 2 | 0.020168 | 0.101600 | [9 empty] | 0.508884 | [7 empty] | 0.280416 | [90 empty] | 0.279400 | [169 empty] | 0.041010 | 9904.598631 | 2744.474239
24286 | A204 | ExpectedLife |  | 549304 | New Construction | AccessibilityPerformance | WarrantyGuarantorParts |  | FIXED | Unit A Hydronic Supply In,Unit A Hydronic Supply Out | CodePerformance | 310539 |  |  |  | 24285 |  | 24279 | Reference | Readiator - 25 | Size | 24305,24307,24309,24311,24313,24315,24317,310595,311109,311110,311111,311112,311113 | 0LIWuJDFbE_8GuQmuu68xn | Color | 33 | M_Radiator - Hosted:Readiator - 25:Readiator - 25:549304 |  | InstallationDate | 24286 | WarrantyGuarantorLabor |  |  |  | Features | TagNumber |  | BarCode | Hydronic Supply |  |  | Constituents |  |  | SerialNumber | WarrantyStartDate | AssetIdentifier | Linked Revit Model : Duplex_A.rvt | 0.000000 | 61 | ReplacementCost |  | Radiators | Finish | Grade | Material | ModelReference | NominalHeight | NominalLength | NominalWidth | ProductionYear | Shape | SustainabilityPerformance | WarrantyDescription | WarrantyDurationLabor | WarrantyDurationParts | ModelLabel | Manufacturer | 23.75.70.17.11 | [21 empty] | 0.600000 | [49 empty] | Level 1 | 3.119000 | 0.101600 | [9 empty] | 0.540314 | [7 empty] | 0.277368 | [90 empty] | 0.279400 | [169 empty] | 0.041010 | 5402.508344 | 2744.474239
10390 | A203 | ExpectedLife |  | 535063 | New Construction | AccessibilityPerformance | WarrantyGuarantorParts |  | FIXED | Unit A Hydronic Supply In,Unit A Hydronic Supply Out | CodePerformance | 310540 |  |  |  | 10389 |  | 10383 | Reference | Readiator - 25 | Size | 10445,10447,10449,10451,10453,10455,10457,310550,311109,311110,311111,311112,311113 | 2W7U6tKFT4vf9lgsJlEr9H | Color | 33 | M_Radiator - Hosted:Readiator - 25:Readiator - 25:535063 |  | InstallationDate | 10390 | WarrantyGuarantorLabor |  |  |  | Features | TagNumber |  | BarCode | Hydronic Supply |  |  | Constituents |  |  | SerialNumber | WarrantyStartDate | AssetIdentifier | Linked Revit Model : Duplex_A.rvt | 0.000000 | 37 | ReplacementCost |  | Radiators | Finish | Grade | Material | ModelReference | NominalHeight | NominalLength | NominalWidth | ProductionYear | Shape | SustainabilityPerformance | WarrantyDescription | WarrantyDurationLabor | WarrantyDurationParts | ModelLabel | Manufacturer | 23.75.70.17.11 | [21 empty] | 1.830000 | [49 empty] | Level 2 | 0.019000 | 0.101600 | [9 empty] | 0.508884 | [7 empty] | 0.280416 | [90 empty] | 0.279400 | [169 empty] | 0.041010 | 16477.650450 | 2744.474239
55714 | B201 | ExpectedLife |  | 557519 | New Construction | AccessibilityPerformance | WarrantyGuarantorParts |  | FIXED | Unit B Hydronic Supply In,Unit B Hydronic Supply Out | CodePerformance | 310542 |  |  |  | 55713 |  | 55707 | Reference | Readiator - 25 | Size | 55731,55733,55735,55737,55739,55741,55743,310551,311109,311110,311111,311112,311113 | 1jQu9wkdr0iwNuem13Fl5l | Color | 33 | M_Radiator - Hosted:Readiator - 25:Readiator - 25:557519 |  | InstallationDate | 55714 | WarrantyGuarantorLabor |  |  |  | Features | TagNumber |  | BarCode | Hydronic Supply |  |  | Constituents |  |  | SerialNumber | WarrantyStartDate | AssetIdentifier | Orphaned | 0.000000 | 66 | ReplacementCost |  | Radiators | Finish | Grade | Material | ModelReference | NominalHeight | NominalLength | NominalWidth | ProductionYear | Shape | SustainabilityPerformance | WarrantyDescription | WarrantyDurationLabor | WarrantyDurationParts | ModelLabel | Manufacturer | 23.75.70.17.11 | [21 empty] | 1.100000 | [50 empty] | 0.000000 | 0.101600 | [9 empty] | 0.508884 | [7 empty] | 0.280416 | [90 empty] | 0.279400 | [169 empty] | 0.041010 | 9904.598631 | 2744.474239
63965 | B204 | ExpectedLife |  | 557628 | New Construction | AccessibilityPerformance | WarrantyGuarantorParts |  | FIXED | Unit B Hydronic Supply In,Unit B Hydronic Supply Out | CodePerformance | 310543 |  |  |  | 63964 |  | 63958 | Reference | Readiator - 25 | Size | 63984,63986,63988,63990,63992,63994,63996,310595,311109,311110,311111,311112,311113 | 1jQu9wkdr0iwNuem13FlAS | Color | 33 | M_Radiator - Hosted:Readiator - 25:Readiator - 25:557628 |  | InstallationDate | 63965 | WarrantyGuarantorLabor |  |  |  | Features | TagNumber |  | BarCode | Hydronic Supply |  |  | Constituents |  |  | SerialNumber | WarrantyStartDate | AssetIdentifier | Linked Revit Model : Duplex_A.rvt | 0.000000 | 71 | ReplacementCost |  | Radiators | Finish | Grade | Material | ModelReference | NominalHeight | NominalLength | NominalWidth | ProductionYear | Shape | SustainabilityPerformance | WarrantyDescription | WarrantyDurationLabor | WarrantyDurationParts | ModelLabel | Manufacturer | 23.75.70.17.11 | [21 empty] | 0.600000 | [49 empty] | Level 1 | 3.119000 | 0.101600 | [9 empty] | 0.540314 | [7 empty] | 0.277368 | [90 empty] | 0.279400 | [169 empty] | 0.041010 | 5402.508344 | 2744.474239
55794 | B202 | ExpectedLife |  | 557522 | New Construction | AccessibilityPerformance | WarrantyGuarantorParts |  | FIXED | Unit B Hydronic Supply In,Unit B Hydronic Supply Out | CodePerformance | 310545 |  |  |  | 55793 |  | 55787 | Reference | Readiator - 25 | Size | 55811,55813,55815,55817,55819,55821,55823,310552,311109,311110,311111,311112,311113 | 1jQu9wkdr0iwNuem13Fl5o | Color | 33 | M_Radiator - Hosted:Readiator - 25:Readiator - 25:557522 |  | InstallationDate | 55794 | WarrantyGuarantorLabor |  |  |  | Features | TagNumber |  | BarCode | Hydronic Supply |  |  | Constituents |  |  | SerialNumber | WarrantyStartDate | AssetIdentifier | Orphaned | 0.000000 | 68 | ReplacementCost |  | Radiators | Finish | Grade | Material | ModelReference | NominalHeight | NominalLength | NominalWidth | ProductionYear | Shape | SustainabilityPerformance | WarrantyDescription | WarrantyDurationLabor | WarrantyDurationParts | ModelLabel | Manufacturer | 23.75.70.17.11 | [21 empty] | 1.500000 | [50 empty] | 0.000000 | 0.101600 | [9 empty] | 0.508884 | [7 empty] | 0.280416 | [90 empty] | 0.279400 | [169 empty] | 0.041010 | 13506.270861 | 2744.474239
9993 | A205 | ExpectedLife |  | 530072 | New Construction | AccessibilityPerformance | WarrantyGuarantorParts |  | FIXED | Unit A Hydronic Supply In,Unit A Hydronic Return,Unit A Natural Gas,Unit A Mechanical Exhaust Air | CodePerformance | 310546 |  | Level 2 |  | 9992 |  | 9986 | Reference | 147 kW | Size | 10072,10074,10076,10078,10080,10082,310549,311097,311098,311099,311100,311101 | 1ZpBelQPb2z91uXg6Q1dzp | Color | 33 | M_Hot Water Boiler - 59-440 kW:147 kW:147 kW:530072 |  | InstallationDate | 9993 | WarrantyGuarantorLabor |  |  |  | Features | TagNumber |  | BarCode | Hydronic Supply,Hydronic Return,Other,Power,Exhaust Air |  |  | Constituents |  |  | SerialNumber | WarrantyStartDate | AssetIdentifier | Level : Level 2 | 0.019000 | 26 | ReplacementCost |  | Hot Water Heat Generators | Finish | Grade | Material | ModelReference | NominalHeight | NominalLength | NominalWidth | ProductionYear | Shape | SustainabilityPerformance | WarrantyDescription | WarrantyDurationLabor | WarrantyDurationParts | ModelLabel | Manufacturer | 23.75.10.11.14 | [151 empty] | Unit A Panelboard | 9,11,13 | [14 empty] | 0.228800 | [30 empty] | Heating | [8 empty] | 1571530.920840 | [6 empty] | 0.131234 | [9 empty] | 0.065617 | 0.065617 | 0.131234 | [128 empty] | 2238.893367 | 0.041010 | 0.410105 | 0.203000 | 0.000000 | 0.305000 | 0.094000 | 99974.400000 | 0.508884 | 2949311.454178 | 3465979.154181 | 0.015538 | 0.000000 | 3 | 0.254000 | 0.820210 | 0.102000 | 0.082021 | 0.203000 | 0.560000 | 0.965000 | 0.610000 | 0.127000 | 0.280000
55632 | B205 | ExpectedLife |  | 557516 | New Construction | AccessibilityPerformance | WarrantyGuarantorParts |  | FIXED | Unit B Hydronic Supply In,Unit B Hydronic Return,Unit B Natural Gas,Unit B Mechanical Exhaust Air | CodePerformance | 310547 |  | Level 2 |  | 55631 |  | 55625 | Reference | 147 kW | Size | 55656,55658,55660,55662,55664,55666,310549,311097,311098,311099,311100,311101 | 1jQu9wkdr0iwNuem13Fl5i | Color | 33 | M_Hot Water Boiler - 59-440 kW:147 kW:147 kW:557516 |  | InstallationDate | 55632 | WarrantyGuarantorLabor |  |  |  | Features | TagNumber |  | BarCode | Hydronic Supply,Hydronic Return,Other,Power,Exhaust Air |  |  | Constituents |  |  | SerialNumber | WarrantyStartDate | AssetIdentifier | Level : Level 2 | 0.019000 | 64 | ReplacementCost |  | Hot Water Heat Generators | Finish | Grade | Material | ModelReference | NominalHeight | NominalLength | NominalWidth | ProductionYear | Shape | SustainabilityPerformance | WarrantyDescription | WarrantyDurationLabor | WarrantyDurationParts | ModelLabel | Manufacturer | 23.75.10.11.14 | [151 empty] | Unit B Panelboard | 9,11,13 | [14 empty] | 0.228800 | [30 empty] | Heating | [8 empty] | 1571530.920840 | [6 empty] | 0.131234 | [9 empty] | 0.065617 | 0.065617 | 0.131234 | [128 empty] | 2238.893367 | 0.041010 | 0.410105 | 0.203000 | 0.000000 | 0.305000 | 0.094000 | 99974.400000 | 0.508884 | 2949311.454178 | 3465979.154181 | 0.015538 | 0.000000 | 3 | 0.254000 | 0.820210 | 0.102000 | 0.082021 | 0.203000 | 0.560000 | 0.965000 | 0.610000 | 0.127000 | 0.280000
300317 | A102 | ExpectedLife |  | 610734 | New Construction | AccessibilityPerformance | WarrantyGuarantorParts |  | FIXED |  | CodePerformance | 310528 |  |  |  | 300316 |  | 300310 | Reference | Thermostat | Size | 300332,300334,300336,300338,300340,311049,311200,311201,311202,311203 | 1l2cgO2D5FS9t6u8i4CvkY | Color | 33 | M_Thermostat:Thermostat:Thermostat:610734 |  | InstallationDate | 300317 | WarrantyGuarantorLabor |  |  |  | Features | TagNumber |  | BarCode |  |  |  | Constituents |  |  | SerialNumber | WarrantyStartDate | AssetIdentifier | Linked Revit Model : Duplex_A.rvt |  | 6 | ReplacementCost |  | Environmental Controls | Finish | Grade | Material | ModelReference | NominalHeight | NominalLength | NominalWidth | ProductionYear | Shape | SustainabilityPerformance | WarrantyDescription | WarrantyDurationLabor | WarrantyDurationParts | ModelLabel | Manufacturer | 23.85.80.11.24 | [21 empty] | 0.111000 | [49 empty] | Level 1 | 1.301488 | 1.200000 | [78 empty] | <unnamed> | [28 empty] | 0.102000 | 0.022000 | [28 empty] | T
300243 | B102 | ExpectedLife |  | 610678 | New Construction | AccessibilityPerformance | WarrantyGuarantorParts |  | FIXED |  | CodePerformance | 310532 |  |  |  | 300242 |  | 300236 | Reference | Thermostat | Size | 300294,300296,300298,300300,300302,311049,311200,311201,311202,311203 | 2LxXBHLLv7BeFlYOC_wtRJ | Color | 33 | M_Thermostat:Thermostat:Thermostat:610678 |  | InstallationDate | 300243 | WarrantyGuarantorLabor |  |  |  | Features | TagNumber |  | BarCode |  |  |  | Constituents |  |  | SerialNumber | WarrantyStartDate | AssetIdentifier | Linked Revit Model : Duplex_A.rvt |  | 5 | ReplacementCost |  | Environmental Controls | Finish | Grade | Material | ModelReference | NominalHeight | NominalLength | NominalWidth | ProductionYear | Shape | SustainabilityPerformance | WarrantyDescription | WarrantyDurationLabor | WarrantyDurationParts | ModelLabel | Manufacturer | 23.85.80.11.24 | [21 empty] | 0.111000 | [49 empty] | Level 1 | 1.323816 | 1.200000 | [78 empty] | <unnamed> | [28 empty] | 0.102000 | 0.022000 | [28 empty] | T
47131 | A205 | ExpectedLife |  | 550094 | New Construction | AccessibilityPerformance | WarrantyGuarantorParts |  | FIXED | Unit A Hydronic Supply In | CodePerformance | 310546 |  | Level 2 |  | 47130 |  | 47124 | Reference | 3.9 LPS - 0.8 Meter Head | Size | 47207,47209,47211,47213,47215,47217,310604,311088,311089,311090,311091,311092 | 221cXITd58Levm6cfe2TIz | Color | 33 | M_Inline Pump - Circulator:3.9 LPS - 0.8 Meter Head:3.9 LPS - 0.8 Meter Head:550094 |  | InstallationDate | 47131 | WarrantyGuarantorLabor |  |  |  | Features | TagNumber |  | BarCode | Hydronic Supply,Power |  |  | Constituents |  |  | SerialNumber | WarrantyStartDate | AssetIdentifier | Level : Level 2 | 0.088650 | 62 | ReplacementCost |  | Pumps | Finish | Grade | Material | ModelReference | NominalHeight | NominalLength | NominalWidth | ProductionYear | Shape | SustainabilityPerformance | WarrantyDescription | WarrantyDurationLabor | WarrantyDurationParts | ModelLabel | Manufacturer | 23.60.30.21 | [33 empty] | 0.344800 | 0.431000 | [19 empty] | 0.021348 |  | 0.062064 | [94 empty] | Unit A Panelboard | 10,12,14 | [12 empty] | 0.056432 | 0.072800 | 0.079150 | [30 empty] | Appliance - Dwelling Unit | [8 empty] | 5834.039446 | [147 empty] | 2238.893367 | [12 empty] | 3 | [11 empty] | 0.065617 | 0.172244 | 0.065617 | 0.131234 | 1450.000000 | 0.086122 | 0.062064 | 0.171000 | 0.184000 | 0.131234 | 0.152000 | 0.130000 | 0.102000 | 0.092000 | 0.085500 | 0.031032 | 0.051000
107683 | B205 | ExpectedLife |  | 580717 | New Construction | AccessibilityPerformance | WarrantyGuarantorParts |  | FIXED | Unit B Hydronic Supply In | CodePerformance | 310547 |  | Level 2 |  | 107682 |  | 107676 | Reference | 3.9 LPS - 0.8 Meter Head | Size | 107701,107703,107705,107707,107709,107711,310604,311088,311089,311090,311091,311092 | 2$dTH4D0v6UvzO4e0uyqX5 | Color | 33 | M_Inline Pump - Circulator:3.9 LPS - 0.8 Meter Head:3.9 LPS - 0.8 Meter Head:580717 |  | InstallationDate | 107683 | WarrantyGuarantorLabor |  |  |  | Features | TagNumber |  | BarCode | Hydronic Supply,Power |  |  | Constituents |  |  | SerialNumber | WarrantyStartDate | AssetIdentifier | Level : Level 2 | 0.094997 | 74 | ReplacementCost |  | Pumps | Finish | Grade | Material | ModelReference | NominalHeight | NominalLength | NominalWidth | ProductionYear | Shape | SustainabilityPerformance | WarrantyDescription | WarrantyDurationLabor | WarrantyDurationParts | ModelLabel | Manufacturer | 23.60.30.21 | [33 empty] | 0.344800 | 0.431000 | [19 empty] | 0.021348 |  | 0.062064 | [94 empty] | Unit B Panelboard | 10,12,14 | [12 empty] | 0.056432 | 0.072800 | 0.079150 | [30 empty] | Appliance - Dwelling Unit | [8 empty] | 5834.039446 | [147 empty] | 2238.893367 | [12 empty] | 3 | [11 empty] | 0.065617 | 0.172244 | 0.065617 | 0.131234 | 1450.000000 | 0.086122 | 0.062064 | 0.171000 | 0.184000 | 0.131234 | 0.152000 | 0.130000 | 0.102000 | 0.092000 | 0.085500 | 0.031032 | 0.051000
276835 | R301 | ExpectedLife |  | 602113 | New Construction | AccessibilityPerformance | WarrantyGuarantorParts |  | FIXED | Unit A Mechanical Exhaust Air | CodePerformance | 310548 |  |  |  | 276834 |  | 276828 | Reference | 991-1905 LPS | Size | 276906,276908,276910,276912,276914,276916,276918,311020,311102,311103,311104,311105,311106,311107,311108 | 3RBA0TgZf479N6ijjYOyFM | Color | 33 | M_Centrifugal Fan - Rooftop - Upblast:991-1905 LPS:991-1905 LPS:602113 |  | InstallationDate | 276835 | WarrantyGuarantorLabor |  |  |  | Features | TagNumber |  | BarCode | Exhaust Air,Power |  |  | Constituents |  |  | SerialNumber | WarrantyStartDate | AssetIdentifier | Linked Revit Model : Duplex_A.rvt |  | 75 | ReplacementCost |  | Centrifugal Fans | Finish | Grade | Material | ModelReference | NominalHeight | NominalLength | NominalWidth | ProductionYear | Shape | SustainabilityPerformance | WarrantyDescription | WarrantyDurationLabor | WarrantyDurationParts | ModelLabel | Manufacturer | 23.75.35.17.27 | [71 empty] | Level 1 | 6.457000 | 1.200000 | [77 empty] | Unit A Panelboard | 15,17,19 | [13 empty] | 0.160000 | 0.150000 | [30 empty] | HVAC | [8 empty] | 5166.677000 | [147 empty] | 2238.893367 | [12 empty] | 3 | [15 empty] | 800.000000 | [12 empty] | 37.795200 | 0.320000 | 0.300000 | 0.125000 | 17.657333 | 0.125000 | 0.300000 | 0.200000 | 0.200000 | 0.400000 | 0.820210 | 0.820210 | 0.140000 | 0.280000 | 0.400000
278648 | R301 | ExpectedLife |  | 602396 | New Construction | AccessibilityPerformance | WarrantyGuarantorParts |  | FIXED | Unit B Mechanical Exhaust Air | CodePerformance | 310548 |  |  |  | 278647 |  | 278641 | Reference | 991-1905 LPS | Size | 278667,278669,278671,278673,278675,278677,278679,311021,311102,311103,311104,311105,311106,311107,311108 | 1IsRfR0mPFRvgUDp4w57dD | Color | 33 | M_Centrifugal Fan - Rooftop - Upblast:991-1905 LPS:991-1905 LPS:602396 |  | InstallationDate | 278648 | WarrantyGuarantorLabor |  |  |  | Features | TagNumber |  | BarCode | Exhaust Air,Power |  |  | Constituents |  |  | SerialNumber | WarrantyStartDate | AssetIdentifier | Linked Revit Model : Duplex_A.rvt |  | 76 | ReplacementCost |  | Centrifugal Fans | Finish | Grade | Material | ModelReference | NominalHeight | NominalLength | NominalWidth | ProductionYear | Shape | SustainabilityPerformance | WarrantyDescription | WarrantyDurationLabor | WarrantyDurationParts | ModelLabel | Manufacturer | 23.75.35.17.27 | [71 empty] | Level 1 | 6.457000 | 1.200000 | [77 empty] | Unit B Panelboard | 15,17,19 | [13 empty] | 0.160000 | 0.150000 | [30 empty] | HVAC | [8 empty] | 5166.677000 | [147 empty] | 2238.893367 | [12 empty] | 3 | [15 empty] | 800.000000 | [12 empty] | 37.795200 | 0.320000 | 0.300000 | 0.125000 | 67.274440 | 0.125000 | 0.300000 | 0.200000 | 0.200000 | 0.400000 | 0.820210 | 0.820210 | 0.140000 | 0.280000 | 0.400000